## Sample_Inputs (hidden)
| 3747 | 3005 | 1292 | 2560 | 1810 | 2839 | 3719 | 1952
| 38.37 | 60.24 | 59.4 | 54.74 | 49.56 | 54.37 | 78.59 | 41.32
| 27 | 32 | 17 | 39 | 39 | 35 | 32 | 24
| Answer | Answer | Answer | Answer | Answer | Answer | Answer | Answer
In what year was the asset constructed? | 1975 | 1930 | 1975 | 1998 | 1955 | 2015 | 2015 | 2015
What is the main asset building type? | Community hub | hospital: long stay | Retail asset common areas* | Department store | Open plan office | Open plan office | Open plan office | Open plan office
If residential, what is assessment subtype? | 0 | 0 | 0 | 0 | 0 | 0 | 0 | 0
In what country is the asset located? | Netherlands | Finland | France | Norway | Sweden | Poland | Luxembourg | United Kingdom
If United States of America, what is the zip code? | 0 | 0 | 0 | 0 | 0 | 0 | 0 | 0
Floor area (from elsewhere) in question set | 378 | 15338 | 104335 | 14170 | 11151 | 7340 | 4387 | 1466
Which building services are present? (mandatory) | Heating and hot water | Heating and cooling and hot water | Heating and cooling and hot water | Heating and cooling and hot water | Heating and cooling and hot water | Heating and cooling and hot water | Heating and cooling | Heating and hot water
What % of the floorarea is mechanically ventilated? (max 100%) (mandatory) | 0 | 75 | 75 | 75 | 75 | 75 | 75 | 75
What is the average U-value of the external walls (W/m²K) (if known)?
What is the average U-value of the roof (W/m²K) (if known)?
What is the average U-value of the windows (W/m²K) (if known)?
What is the average U-value of ground floor (if known)? | 0 | 0 | 0 | 0 | 0 | 0 | 0 | 0
External wall area (m2) (excluding windows)
Roof area (m2)
Window area (m2)
Ground floor area (m2)
Volume (m3)
what is the g value of the glazing (if known)? | 0.4 | 0.4 | 0.4 | 0.4 | 0.4 | 0.4 | 0.4 | 0.4
Is external solar shading to reduce excess solar gains during the cooling season fitted?
In what year were the windows last replaced (year of construction if no renovation has taken place or if the installation has never been replaced)? | 2000 | 2000 | 2000 | 2000 | 2000 | 2000 | 2000 | 2000
Enter the result of the building pressure/air leakage test if known (m3/h/m2@50Pa)
Has a thermographic survey of the fabric been carried out and appropriate remediation action taken
Is space heating generated onsite | yes | no | yes | yes | no | no | yes | yes
What is the main generation type for space heating? | Boiler | Heat generated offsite e.g., district heating | Boiler | Heat pump/reversible chiller | Heat generated offsite e.g., district heating | Heat generated offsite e.g., district heating | Heat pump/reversible chiller | Boiler
Please enter the heat generation efficieincy or COP, if known (enter efficiency as a decimal i.e. 70% = 0.7)
What is the main fuel used for heat generation? | Natural Gas | Coal (domestic) | Natural Gas | Electricity | 0 |  | Electricity | Fuel Oil
Is the main space heating system local or centralised | centralised | centralised | centralised | centralised | centralised | centralised | centralised | centralised
Is heat distributed around the building via air? | no | yes | no | no | no | no | no | no
In what year was the main heat generator/heating system last replaced (year of construction if no renovation has taken place or if the installation has never been replaced)? | 1975 | 2015 | 1998 | 1998 | 2015 | 2015 | 2015 | 2015
Is space cooling generated onsite | yes | yes | yes | yes | yes | yes | yes | yes
What is the main generation type for cooling | Localised (room) air conditioning unit | Chiller | Chiller | Renewable cooling source | Other (user defined) | Chiller | Chiller | Localised (room) air conditioning unit
Please enter the Energy Efficiency Ratio (EER) of the cooling generator, if known. | 0 | 5.726 | 6.14 | 7 | 0 | 0 | 4.5 | 0
Is the cooling system central or local | local | centralised | centralised | centralised | centralised | centralised | centralised | local
Is cooling distributed around the building via air? | no | yes | no | no | no | no | no | no
In what year was the main chiller/cooling system replaced (year of construction if no renovation has taken place or if the installation has never been replaced)? | 0 | 2015 | 2015 | 1998 | 2015 | 2015 | 2015 | 0
What % HAVC system fans are fitted with Variable Speed Drives? (max 100%)
What % HAVC system pumps are fitted with Variable Speed Drives? (max 100%)
What is the specific fan power for air handling systems? (W/l/s) | 0 | 1 | 3 | 3 | 3 | 3 | 1 | 3
Has the ductwork been tested for leakage and appropriate remedial action taken?
Is the ventilation system fitted with heat recovery
What is the % heat recovery? (if known) (max 100%)
In what year was the main ventilation system replaced (year of construction if no renovation has taken place or if the installation has never been replaced)? | 0 | 2015 | 1998 | 2003 | 2015 | 2015 | 2015 | 2015
Is hot water generated on site | yes | yes | yes | yes | no | Yes | Yes | Yes
Is the main hot water system local or centralised? | local | centralised | local | centralised | centralised | local | local | centralised
What is the main generation type for hot water?
What energy source is used to heat water? | Electricity | Coal (domestic) | Electricity | Electricity | 0 | Electricity | Electricity | Fuel Oil
Please enter the hot water generation efficieincy or COP, if known (enter efficiency as a decimal i.e. 70% = 0.7)
In what year was the main hot water generator/hot water system last replaced (year of construction if no renovation has taken place or if the installation has never been replaced)?
What proportion of fluorescent lamps have high frequency ballasts? | 50 | 50 | 50 | 50 | 50 | 50 | 50 | 50
Of all Internal lamps, what is the percentage of Compact Fluorescent type? | 0 | 0 | 0 | 0 | 0 | 0 | 0 | 0
Of all Internal lamps, what is the percentage of Tungsten Halogen? | 0 | 0 | 0 | 0 | 0 | 0 | 0 | 0
Of all Internal lamps, what is the percentage of Incandescent lamps? | 0 | 0 | 0 | 0 | 0 | 0 | 0 | 0
Of all internal lamps, what is the percentage of T12 type? | 0 | 0 | 0 | 0 | 0 | 0 | 0 | 0
Of all internal lamps, what is the percentage of T8 type? | 19 | 19 | 19 | 19 | 19 | 19 | 19 | 19
Of all internal lamps, what is the percentage of T5 type? | 80 | 80 | 80 | 80 | 80 | 80 | 80 | 80
Of all internal lamps, what is the percentage of LED lighting (with special design lighting control system)? | 0 | 0 | 0 | 0 | 0 | 0 | 0 | 0
Of all internal lamps, what is the percentage of LED lighting (with typical lighting control system)? | 0 | 0 | 0 | 0 | 0 | 0 | 0 | 0
Of all internal lamps, what is the percentage of metal halide type? | 0 | 0 | 0 | 0 | 0 | 0 | 0 | 0
What percentage of the building floor area (not accessible to clients/customers) with access to daylight has fully functioning daylight sensors for lighting? | 50 | 50 | 50 | 50 | 50 | 50 | 50 | 50
What percentage of the building floor area (not accessible to client/customers) has fully functioning occupancy sensors for lighting? | 50 | 50 | 50 | 50 | 50 | 50 | 50 | 50
Warning message | Please ensure lamp types total 100% | Please ensure lamp types total 100% | Please ensure lamp types total 100% | Please ensure lamp types total 100% | Please ensure lamp types total 100% | Please ensure lamp types total 100% | Please ensure lamp types total 100% | Please ensure lamp types total 100%
Do you know what types of heat generation are used for network heat supply? | Yes | Yes | Yes | Yes | Yes | Yes | Yes | Yes
Please provide the following information for the the main heat generation sources -> | heat generator type | heat generator type | heat generator type | heat generator type | heat generator type | heat generator type | heat generator type | heat generator type
heat source 1 | heat pump | heat pump | heat pump | heat pump | heat pump | heat pump | heat pump | heat pump
heat source 2 | gas boiler | gas boiler | gas boiler | gas boiler | gas boiler | gas boiler | gas boiler | gas boiler
heat source 3 | renewable heat | renewable heat | renewable heat | renewable heat | renewable heat | renewable heat | renewable heat | renewable heat
heat source 4
heat source 5
heat source 6
Warning message
Please enter % distribution losses for the heat network (if known) (max 100%) | 40 | 40 | 40 | 40 | 40 | 40 | 40 | 40
Do you know what types of coolling generation are used for network heat supply? | Yes | Yes | Yes | Yes | Yes | Yes | Yes | Yes
Please provide the following information for the the main cooling generation sources -> | cooling generator type | cooling generator type | cooling generator type | cooling generator type | cooling generator type | cooling generator type | cooling generator type | cooling generator type
cooling source 1 | chiller | chiller | chiller | chiller | chiller | chiller | chiller | chiller
cooling source 2 | renewable cooling | renewable cooling | renewable cooling | renewable cooling | renewable cooling | renewable cooling | renewable cooling | renewable cooling
cooling source 3
cooling source 4
cooling source 5
cooling source 6
Warning message | Please ensure cooling from all sources = 100% | Please ensure cooling from all sources = 100% | Please ensure cooling from all sources = 100% | Please ensure cooling from all sources = 100% | Please ensure cooling from all sources = 100% | Please ensure cooling from all sources = 100% | Please ensure cooling from all sources = 100% | Please ensure cooling from all sources = 100%
Please enter % distribution losses for the cooling network (if known) (max 100%) | 30 | 30 | 30 | 30 | 30 | 30 | 30 | 30
What is the % of floorarea fitted with LED lamps? | 0 | 6 | 10 | 79.82 | 0 | 0 | 0 | 0
What % of LED lamps are fitted with local controls which increase power input as the light output reduces over time? | 0 | 0 | 1 | 0 | 0 | 0 | 0 | 0
What is the % of floorarea fitted with compact flourescent lamps? | 5 | 94 | 0 | 0 | 0 | 0 | 0 | 0
What is the % of compact flourescent lamps have diffusers or shades fitted?
What is the % of floorarea fitted with tungsten halogen lamps? | 5 | 0 | 0 | 0 | 0 | 0 | 0 | 0
What is the % of tungsten halogen lamps have diffusers or shades fitted?
What is the % of floorarea fitted with incandescent lamps? | 25 | 0 | 0 | 0 | 0 | 0 | 0 | 0
What is the % of incandescent lamps have diffusers or shades fitted?
What is the % of floorarea fitted with T12 fluorescent tubes? | 40 | 0 | 0 | 0 | 0 | 0 | 0 | 0
What is the % of T12 fluorescent tubes have diffusers or shades fitted?
What is the % of floorarea fitted with T8 fluorescent tubes? | 20 | 0 | 0 | 0.07 | 0 | 0 | 0 | 0
What is the % of T8 fluorescent tubes have diffusers or shades fitted?
What is the % of floorarea fitted with T5 fluorescent tubes? | 5 | 0 | 90 | 9.38 | 0 | 0 | 100 | 0
What is the % of T5 fluorescent tubes have diffusers or shades fitted?
What is % of fluorsecent tubes are fitted with local controls which increase power input as light output reduce over time?
What is % of fluorsecent tubes are fitted with high frequency ballasts? | 25 | 0 | 25 | 87.5 | 0 | 0 | 100 | 100
What is the % of floorarea fitted with metal halide lamps? | 0 | 0 | 0 | 0 | 0 | 0 | 0 | 0
What is the % of metal halide lamps have diffusers or shades fitted?
Warning message |  |  |  | % floorarea must total 100% | % floorarea must total 100% | % floorarea must total 100% |  | % floorarea must total 100%
What % of floor area is daylit
What % of daylit space is fitted with dimmable photoelectric controls?
What % of daylit space is fitted with photoelectric switching controls? | 0 | 0 | 0 | 0 | 0 | 0 | 0 | 37.5
Warning message
What % of the floor area is occassionally occupied
What % of occasionally occupied space is fitted with auto off (manual on) presence detection?
What % of occasionally occupied space is fitted with auto on (manual off) presence detection?
Warning message

## Calculator v6.1.1
|  |  |  | Test case name | Standard Building | <-- Only change this cell to change answers |  |  |  | List of test case names | Fixed
|  |  | Credit score (number in yellow)= | NEW Credit Score = | #N/A | #N/A |  |  |  | Standard Building | Calculated
[10 empty] | Standard Building - USA | Calculated
Additional information | Subject | Number | Question | If USA; Unit | Answer | Standard Building | Best Practice Building |  |  | best practice | General
In what year was the asset constructed? | General | 1 | In what year was the asset constructed? |  |  | 1960 | 2018 |  |  | best practice - USA | General
What is the main asset building type? |  | 2a | What is the main asset building type? |  |  | 0 | 0 |  |  | CP test 1 | Fabric
If residential, what is assessment subtype? |  | 2b | If residential, what is assessment subtype? |  | n.v.t in NL | n.v.t in NL | n.v.t in NL |  |  | district heating | Heating
In what country is the asset located? |  | 3a | In what country is the asset located? |  |  | 0 | 0 |  |  | district cooling | Cooling
If United States of America, what is the zip code? |  | 3b | If United States of America, what is the zip code? |  | n.v.t in NL | n.v.t in NL | n.v.t in NL | Metric system_conversion |  | district hot water | Ventilation
Floor area (from elsewhere) in question set |  | 4 | Floor area (from elsewhere) in question set | ft2 |  | 0 | 0 | 0 |  | district heating and hot water | Hot water
| Servicing Strategy | 5 | Which building services are present? (mandatory) |  |  | Heating, Cooling and Hot Water | 0 |  |  | district heating system not specified | District heating
|  | 6 | What % of the floorarea is mechanically ventilated? (max 100%) (mandatory) |  |  | 75 | 0 |  |  | district cooling system not specified | District cooling
| Fabric | 7 | What is the average U-value of the external walls (W/m²K) (if known)? | BTU/hr ft2 °F |  | 0.625 | 0.2 | 0 |  | district hot water system not specified | Lighting
|  | 8 | What is the average U-value of the roof (W/m²K) (if known)? | BTU/hr ft2 °F |  | 0.5 | 0.2 | 0 |  | district heating and hot water system not specified | USA only
|  | 9 | What is the average U-value of the windows (W/m²K) (if known)? | BTU/hr ft2 °F |  | 2.32 | 0.7 | 0 |  | minimum data - with fix | Recent change
|  | 10 | What is the average U-value of ground floor (if known)? |  | 0 | 0.625 | 0.2 | 0 | This question needs to be removed | minimum data -
|  | 11 | External wall area (m2) (excluding windows) | ft2 |  | 0 | 0 | 0 |  | Changes required to the online system to work with minimum data
|  | 12 | Roof area (m2) | ft2 |  | 0 | 0 | 0 |  | Heating Only
|  | 13 | Window area (m2) | ft2 |  | 0 | 0 | 0 |  | Cooling Only
|  | 14 | Ground floor area (m2) | ft2 |  | 0 | 0 | 0 |  | Hot Water Only
|  | 15 | Volume (m3) | ft3 |  | 0 | 0 | 0 |  | Heating and Cooling
|  | 16 | what is the g value of the glazing (if known)? |  |  | 0.5 | 0.3 |  |  | Heating and Hot Water
|  | 17 | Is external solar shading to reduce excess solar gains during the cooling season fitted? |  |  | No | Yes |  |  | Cooling and Hot Water
|  | 18 | In what year were the windows last replaced (year of construction if no renovation has taken place or if the installation has never been replaced)? |  |  | 1960 | 2018 |  |  | 100% mech vent
|  | 19 | Enter the result of the building pressure/air leakage test if known (m3/h/m2@50Pa) |  |  | 20 | 5 |  |  | no mech vent
|  | 20 | Has a thermographic survey of the fabric been carried out and appropriate remediation action taken |  |  | 0 | yes |  |  | more efficient lighting
Yes if 5 includes heating (and is genarated on site) | Heating | 20a | Is space heating generated onsite |  |  | yes | yes |  |  | more efficient lighting with contols
Awnser if 20a = yes |  | 21 | What is the main generation type for space heating? |  |  | Boiler | Heat pump / reversible chiller |  |  | less efficient heating generator
|  | 22 | Please enter the heat generation efficieincy or COP, if known (enter efficiency as a decimal i.e. 70% = 0.7) |  |  | 0.7 | 4 |  |  | more insulation (lower u-values)
|  | 23 | What is the main fuel used for heat generation? |  |  | Natural Gas | Electricity |  |  | larger surface area
|  | 24 | Is the main space heating system local or centralised |  |  | centralised | local |  |  | larger surface area - USA
|  | 25 | Is heat distributed around the building via air? |  |  | Yes | yes |  |  | more air tight
|  | 26 | In what year was the main heat generator/heating system last replaced (year of construction if no renovation has taken place or if the installation has never been replaced)? |  |  | 1960 | 2018 |  |  | more efficient cooling generator
Yes if 5 includes cooling (and is genarated on site) | Cooling | 26a | Is space cooling generated onsite |  |  | yes | yes |  |  | district heating low network losses
Awnser if 26a= yes |  | 27 | What is the main generation type for cooling |  |  | Chiller | chiller |  |  | 100% fan VSD
|  | 28 | Please enter the Energy Efficiency Ratio (EER) of the cooling generator, if known. |  |  | 2.5 | 4.5 |  |  | lower SFP
|  | 29 | Is the cooling system central or local |  |  | centralised | local |  |  | best practice with renewables
|  | 30 | Is cooling distributed around the building via air? |  |  | Yes | no |  |  | best practice with renewables - USA
|  | 33 | In what year was the main chiller/cooling system replaced (year of construction if no renovation has taken place or if the installation has never been replaced)? |  |  | 1960 | 2018 |  |  | Test 1 - USA
Awnser if 6>0 or 25 = yes or 30= yes | Ventilation | 31 | What % HAVC system fans are fitted with Variable Speed Drives? (max 100%) |  |  | 0 | 100 |  |  | Test 2 - USA
|  | 32 | What % HAVC system pumps are fitted with Variable Speed Drives? (max 100%) |  |  | 0 | 100 |  |  | Test 3 - Int
Awnser if 6>0 or 25 = yes or 30= yes |  | 34 | What is the specific fan power for air handling systems? (W/l/s) |  |  | 3 | 1 |  |  | Test 4 - Int
|  | 35 | Has the ductwork been tested for leakage and appropriate remedial action taken? |  |  | No | yes |  |  | Test 5 - Warnings
Awnser if 6>0 |  | 35a | Is the ventilation system fitted with heat recovery |  |  | no | yes |  |  | Test 6 - Vacant
Awnser if ventilation system is fitted with heat recovery |  | 35b | What is the % heat recovery? (if known) (max 100%) |  |  | 0 | 40 |  |  | Rehearsal Rooms
Awnser if 6>0 or 25 = yes or 30= yes |  | 36 | In what year was the main ventilation system replaced (year of construction if no renovation has taken place or if the installation has never been replaced)? |  |  | 1960 | 2018 |  |  | minimum data - Resi
Yes if 5 includes hot water (and is genarated on site) | Hot Water | 36a | Is hot water generated on site |  |  | yes | yes |  |  | Standard Building - Resi
Awnser if 36a = yes |  | 37 | Is the main hot water system local or centralised? |  |  | local | centralised |  |  | Standard Building Resi - USA
|  | 37a | What is the main generation type for hot water? |  |  | Direct electricity | Heat pump |  |  | best practice - Resi
|  | 38 | What energy source is used to heat water? |  |  | Electricity | Electricity |  |  | best practice Resi - USA
|  | 39 | Please enter the hot water generation efficieincy or COP, if known (enter efficiency as a decimal i.e. 70% = 0.7) |  |  | 1 | 4 |  |  | best practice with renewables - Resi
|  | 40 | In what year was the main hot water generator/hot water system last replaced (year of construction if no renovation has taken place or if the installation has never been replaced)? |  |  | 1960 | 2018 |  |  | best practice with renewables - USA - Resi
| Lighting | 41 | What proportion of fluorescent lamps have high frequency ballasts? |  | 0 | 0 |  |  |  | Heating only - Resi
|  | 42 | Of all Internal lamps, what is the percentage of Compact Fluorescent type? |  | 0 | 0 |  |  |  | Cooling only - Resi
|  | 43 | Of all Internal lamps, what is the percentage of Tungsten Halogen? |  | 0 | 0 |  |  |  | Hot water only - Resi
|  | 44 | Of all Internal lamps, what is the percentage of Incandescent lamps? |  | 0 | 0 |  |  |  | 100% mech vent - Resi
|  | 45 | Of all internal lamps, what is the percentage of T12 type? |  | 0 | 0 |  |  |  | no mech vent - Resi
|  | 46 | Of all internal lamps, what is the percentage of T8 type? |  | 100 | 100 |  |  |  | more efficient lighting - Resi
|  | 47 | Of all internal lamps, what is the percentage of T5 type? |  | 0 | 0 |  |  |  | more efficient lighting with contols - Resi
|  | 48 | Of all internal lamps, what is the percentage of LED lighting (with special design lighting control system)? |  | 0 | 0 | 100 |  |  | less efficient heating generator - Resi
|  | 49 | Of all internal lamps, what is the percentage of LED lighting (with typical lighting control system)? |  | 0 | 0 |  |  |  | more insulation (lower u-values) - Resi
|  | 50 | Of all internal lamps, what is the percentage of metal halide type? |  | 0 | 0 |  |  |  | larger surface area - Resi
|  | 51 | What percentage of the building floor area (not accessible to clients/customers) with access to daylight has fully functioning daylight sensors for lighting? |  | 0 | 0 | 100 |  |  | larger surface area - USA - Resi
|  | 52 | What percentage of the building floor area (not accessible to client/customers) has fully functioning occupancy sensors for lighting? |  | 0 | 0 | 100 |  |  | more air tight - Resi
|  | ! | Warning message |  | 0 | 0 |  |  |  | more efficient cooling generator - Resi
Yes if 20a = no or 36a = no | District heating | 53 | Do you know what types of heat generation are used for network heat supply? |  |  | 0 |  |  |  | district heating low network losses - Resi
Awnser if 53 = yes |  | 54 | Please provide the following information for the the main heat generation sources -> |  |  | Heat generation efficiency (enter efficiency as a decimal i.e. 70% = 0.7) | fuel type | % of heat provided by source |  | 100% fan VSD - Resi
|  |  | heat source 1 |  |  | 0 |  | 0 |  | lower SFP - Resi
|  |  | heat source 2 |  |  | 0 |  | 0 |  | district heating - Resi
|  |  | heat source 3 |  |  | 0 |  | 0 |  | district cooling - Resi
|  |  | heat source 4 |  |  | 0 |  | 0 |  | district hot water - Resi
|  |  | heat source 5 |  |  | 0 |  | 0 |  | district heating and hot water - Resi
|  |  | heat source 6 | [6 empty] | district heating system not specified - Resi
|  | ! | Warning message |  |  | 0 |  |  |  | district cooling system not specified - Resi
|  | 55 | Please enter % distribution losses for the heat network (if known) (max 100%) | [6 empty] | district hot water system not specified - Resi
Yes if 26a = no | District cooling | 56 | Do you know what types of coolling generation are used for network heat supply? |  |  | 0 |  |  |  | district heating and hot water system not specified - Resi
Awnser if 56 = yes |  | 57 | Please provide the following information for the the main cooling generation sources -> |  |  | Cooling generation efficiency (enter efficiency as a decimal i.e. 70% = 0.7) | fuel type | % of heat provided by source |  | Heating and cooling - Resi
|  |  | cooling source 1 |  |  | 0 |  | 0 |  | Heating and Hot Water - Resi
|  |  | cooling source 2 |  |  | 0 |  | 0 |  | Cooling and Hot Water - Resi
|  |  | cooling source 3 |  |  | 0 |  | 0 |  | Add new test case
|  |  | cooling source 4 |  |  | 0 |  | 0
|  |  | cooling source 5 |  |  | 0 |  | 0
|  |  | cooling source 6 |  |  |  |  | 0
|  | ! | Warning message |  |  | 0
|  | 58 | Please enter % distribution losses for the cooling network (if known) (max 100%) |  |  | 0
| Lighting | 59 | What is the % of floorarea fitted with LED lamps? |  | 0 | 0 | 100 | 20
Awnser if 59>0 |  | 60 | What % of LED lamps are fitted with local controls which increase power input as the light output reduces over time? |  | 0 | 0 | 100 | 50
|  | 61 | What is the % of floorarea fitted with compact flourescent lamps? |  |  | 0 |  | 10
Awnser if 61>0 |  | 62 | What is the % of compact flourescent lamps have diffusers or shades fitted? |  |  | 0 |  | 10
|  | 63 | What is the % of floorarea fitted with tungsten halogen lamps? |  | 0 | 0 |  | 10
Awnser if 63>0 |  | 64 | What is the % of tungsten halogen lamps have diffusers or shades fitted? |  | 0 | 0 |  | 50
|  | 65 | What is the % of floorarea fitted with incandescent lamps? |  | 0 | 0 |  | 10
Awnser if 65>0 |  | 66 | What is the % of incandescent lamps have diffusers or shades fitted? |  | 0 | 0 |  | 50
|  | 67 | What is the % of floorarea fitted with T12 fluorescent tubes? |  | 0 | 0 |  | 10
Awnser if 67>0 |  | 68 | What is the % of T12 fluorescent tubes have diffusers or shades fitted? |  | 0 | 0 |  | 50
|  | 69 | What is the % of floorarea fitted with T8 fluorescent tubes? |  |  | 100 |  | 10
Awnser if 69>0 |  | 70 | What is the % of T8 fluorescent tubes have diffusers or shades fitted? |  |  | 50 |  | 10
|  | 71 | What is the % of floorarea fitted with T5 fluorescent tubes? |  | 0 | 0 |  | 20
Awnser if 71>0 |  | 72 | What is the % of T5 fluorescent tubes have diffusers or shades fitted? |  | 0 | 0 |  | 33
Awnser if 67+69+71>0 |  | 73 | What is % of fluorsecent tubes are fitted with local controls which increase power input as light output reduce over time? |  | 0 | 0 |  | 10
Awnser if 67+69+71>1 |  | 74 | What is % of fluorsecent tubes are fitted with high frequency ballasts? |  | 0 | 0 |  | 20
|  | 75 | What is the % of floorarea fitted with metal halide lamps? |  | 0 | 0 |  | 10
Awnser if 65>0 |  | 76 | What is the % of metal halide lamps have diffusers or shades fitted? |  | 0 | 0 |  | 25
|  | ! | Warning message |  |  | 0
|  | 77 | What % of floor area is daylit |  | 0 | 0 | 50
Awnser if 77>0 |  | 78 | What % of daylit space is fitted with dimmable photoelectric controls? |  | 0 | 0 | 100
Awnser if 77>0 |  | 79 | What % of daylit space is fitted with photoelectric switching controls? |  |  | 0
|  | ! | Warning message |  |  | 0
|  | 80 | What % of the floor area is occassionally occupied |  | 0 | 0 | 50
Awnser if 80>0 |  | 81 | What % of occasionally occupied space is fitted with auto off (manual on) presence detection? |  | 0 | 0 | 100
Awnser if 80>0 |  | 82 | What % of occasionally occupied space is fitted with auto on (manual off) presence detection? |  |  | 0
|  | ! | Warning message |  |  | 0
| Renewable electricity | 83 | Does the asset use any renewable electricity generated onsite? |  |  | no
|  | 84 | What % of annual electricity use is from renewable electricity generated onsite (max 100%) |  |  | 0

## Introduction
Asset energy calculator guidance
Introduction This section provides further information on the workings of the asset energy calculator. It describes the scope of the asset calculator and how answers to the questions that feed into the asset calculator influence the asset energy performance score. The asset calculator measures the energy performance that the building is capable of, given its envelope and installed services. The building services that are considered in the asset calculator are heating, cooling, heating distribution, cooling distribution, lighting, ventilation and hot water. Energy use by other installed building services, e.g. lifts, external lighting and building management systems, is not included in the asset calculator. The asset energy performance score does not currently take account of the orientation of the building or the local environment around the building, e.g. overshadowing, but does take account of the building geometry. The asset energy performance score reflects how the asset would be expected to perform compared to another asset with a similar function, e.g.an office, if it were typically operated and had a typical occupancy pattern. For these reasons, the assessed energy performance of the asset is likely to be very different from that calculated for the asset energy performance. If a building service is not present in the assessed asset, the energy consumption for the relevant end use will be zero, but the energy use for the relevant end use will not be removed from the standard version of the asset. This means that the energy performance benefits of naturally ventilated buildings will be recognised. The asset calculator is valuable for indicating areas where improvements to specific system and fabric components are likely to lead to a significant increase in the assessed energy performance. More detailed consideration of the expected energy benefits associated with specific measures should be undertaken before making improvements to the asset.
Modelling approach The energy consumption and hence the annual kgCO2eq emissions per m2 for the asset are calculated using a simplified energy modelling approach. Instead of carrying out a detailed “bottom up” energy modelling calculation, the BREEAM In-Use asset energy performance score is calculated relative to that expected for a standard asset to determine the end use energy consumption. This approach avoids the need to explicitly determine the energy service requirements (e.g. internal temperatures and lighting levels), occupancy patterns and climate as these are already included in the BREEAM In-Use benchmarks. Because the methodology calculates the energy consumption relative to the BREEAM In-Use benchmarks which are based on measured energy consumption data, the asset energy performance scores implicitly take into account typical energy management and building operational practices and will therefore more closely relate to the assessed energy consumption than would be the case for bottom up modelling. The asset energy calculator uses a simplified energy modelling approach. This takes account of the expected energy demands and efficiencies associated with each end use and uses a heat balance approach to take account of factors that affect the demand for heating and cooling. For example, more energy efficient lighting will reduce the internal heat gains within the asset leading to a decreased demand for cooling energy in the summer but increased heating energy use in the winter. The component and sub component elements that contribute to determining the energy consumption for each of the end uses considered in the asset energy calculator are shown in Table 1. Details of how the energy consumption for each end use is calculated for the asset energy performance scores are provided later in this section. The methodology works by comparing the calculated performance of the assessed asset to that of a standard version of the same asset type. The standard version of the asset represents a typical building specification for an asset constructed in the 1980s and corresponds to the BREEAM In-Use energy benchmark values broken down by end use. A simplified energy modelling approach is used to calculate how much better (or worse) the assessed asset is expected to perform compared to the standard asset (BREEAM In-Use benchmark). This is achieved by applying improvement factors to each end use which reflect the calculated difference in the energy performance between the assessed and standard asset for each end use. For example, for space heating the efficiency of the heat generator and the rate of heat loss through the building fabric are two factors that contribute to energy consumption. The end use improvement factors are then applied to benchmark energy consumption to generate the expected energy consumption for the assessed asset as shown in Figure 1.
Table 1: The components and subcomponents used to determine end use energy consumption and Figure 1: The relationship between the standard asset (BIU benchmark) and the assessed asset

## Standard building specification
Asset energy calculator guidance
Standard building specification The standard version of the asset has the same main asset sub type, the same floor area and is in the same location as the asset that is being assessed, but with fixed geometry and fabric, and building services specification that is representative of a typical building. An example of the standard specification is shown in Table 2 below. | Data requirements The questions in the asset energy category issues Ene 01 to Ene 09 are designed to collect the information needed to carry out the asset energy calculation. As of these values can be difficult to determine for many existing buildings, the calculator uses default values where values are not entered by the user. The default values are based on year of installation where this has been provided, otherwise, year of construction. The default values are country specific and relate to the minimum standards that were prevalent at the time. The minimum level of user data inputs required to generate an asset energy performance score is the building type, the age of the building and the installed building services. However, entering more information into the calculator will result in a more accurate assessment of the asset energy performance which will almost always be better than that generated using default values. The parameter input values for each subcomponent and the source of the information is shown in Table 3 below. | Asset energy performance score The asset energy performance score, and hence the number of credits awarded, is calculated by comparing the calculated kgCO2eq emissions per m2 for the assessed asset compared to that of the BREEAM In-Use benchmark value. The performance scale is designed so that the median value for BREEAM In-Use assets will achieve 50% of the credits. As well as generating an asset energy performance score, a report is generated which shows the calculated value for carbon emissions broken down by end use, along with indicators which identify the energy performance improvement potential associated with each end use and end use component compared to that of a best practice version of the asset .See Best practice asset specification Table 4.
Table 2: Standard asset specification | Table 3: Subcomponents, parameters and sources for modelling asset energy performance | Table 4: Best practice asset specification

## Calculating improvement end use
Asset energy calculator guidance
| Figure 3: Schematic of the simplified energy modelling approach for space heating | Figure 4: Schematic of the simplified energy modelling approach for space cooling | Figure 5: Example of output - Indicative carbon saving potential
Calculating improvement end use energy consumption This section describes how the end use improvement factors are calculated for each end use. The simplified energy modelling approach for space heating is shown below in Figure 2 and the model for cooling is shown in figure 3. Overall asset energy performance and credits The overall asset energy performance score is then calculated by summing the calculated carbon savings for all end uses and comparing this to benchmark carbon emissions. Improvement potential In addition to calculating the energy performance, the asset calculator also generates outputs which indicate areas where scope for improving energy performance may exist. An example of the output generated is provided below in Figure 5. Because of the simplified modelling approach adopted, the actual savings potential is likely to vary and may not be technically or economically feasible. Where the asset rating is based on default rather than actual values the carbon saving potential will be even less accurate. Therefore, this information should be used to identify areas that warrant more detailed investigation and not be used directly to inform investment decisions. The calculation methodology for the carbon savings potential is the same as that described for the energy performance calculation but, rather than calculating how the assessed asset compares to a standard version of the asset, the assessed asset is compared to the best practice version of the asset."
Heating | Cooling | Mechanical ventilation | Lighting | Hot Water | Renewable electricity generation
Space heating The simplified energy modelling approach for space heating is shown below in Figure 2. | Cooling The simplified energy modelling approach for cooling is shown below in Figure 3. | Mechanical ventilation The demand for ventilation in the building is implicitly included in the BREEAM In-Use energy benchmark so the improvement for mechanical ventilation is determined by the relative system efficiencies and the percentage of asset floor area that is treated compared to the standard building. | Lighting The lighting end use is determined by the average lighting level in the building, which is implicitly included in the BREEAM In-Use benchmark. The improvement factor for lighting is therefore determined by the average efficacy of the installed lamps in the assessed asset and the standard asset and the expected reduction in energy use from installed lighting controls. | Hot water The demand for hot water is implicitly included in the BREEAM In-Use energy benchmark so the improvement factor for hot water only needs to consider the hot water generator efficiency and distribution losses. | Carbon emissions from on-site renewable electricity generation. The energy performance calculation takes account of the carbon benefits associated with renewable electricity generated on-site by assigning a zero-emission factor on-site renewable electricity generation.
Heat demand The demand for space heating is determined by the difference between the internal and external temperature over the heating season. As this will be the same for both the standard and the assessed asset this is not explicitly calculated within the asset calculator. | Cooling demand The demand for cooling is determined by the difference between the internal and external temperature over the cooling season and the annual number of cooling hours. As this will be the same for both the standard and the assessed asset this is not explicitly calculated. | Mechanical ventilation system efficiency The mechanical ventilation system efficiency is determined by the fan efficiency and the ductwork losses and the improvement factor is determined as follows: | Lighting efficiency The lighting efficacy improvement factor is calculated based on a floor area weighted average value for the efficacy of the installed lamp types, which takes into account whether the lamps are fitted with diffusers or shades and, for LED and fluorescent lamps, whether they are fitted with constant illuminance controls. | Hot water generator efficiency The efficiency of the hot water generator affects the amount of energy needed to meet the hot water demand, where a hot water generator with a higher efficiency will result in a lower energy consumption. The hot water generator efficiency improvement factor is therefore determined by:
Heat generator efficiency The efficiency of the heat generator affects the amount of energy needed to meet the heat demand, where a heat generator with a higher efficiency will result in a lower energy consumption. The heat generator efficiency improvement factor is therefore determined by: | Cooling generator efficiency The efficiency of the cooling generator affects the amount energy needed to meet the cooling demand, where a cooling generator with a higher efficiency will result in a lower energy consumption. The cooling generator efficiency improvement factor is therefore determined by: | Adjustment for floor area | Lighting system efficiency The efficiency of the lighting system includes the lighting efficacy and the expected reduction in energy use from installed lighting controls. The asset calculator considers four types of lighting controls; dimmable photoelectric controls, photoelectric switching controls, auto off presence detection and auto on presence detection and a typical % saving is associated with each type of control. The average lighting control saving is calculated as a floor area weighted average value. | Hot water system efficiency The efficiency of the hot water system includes the hot water generator efficiency and any distribution losses. The asset calculator assumes that there will be no heat losses associated with local generation systems, and applies a 10% heat loss for centralised systems and a 20% heat loss for district heating systems.
Heating system efficiency The efficiency of the space heating system includes the heat generator efficiency and any distribution losses. The asset calculator assumes that there will be no heat losses associated with local generation systems, and applies a 10% heat loss for centralised systems and a 20% heat loss for district heating systems. | Internal heat gains Internal heat gains are calculated as described for space heating, except for solar gains where the improvement factor also includes a shading factor: | Overall mechanical ventilation efficiency |  | Energy and carbon emissions from hot water Energy consumption for hot water is then calculated based on the hot water improvement factor as follows:
Heat loss through fabric Heat loss through fabric is determined as the surface area weighted average U-value for the external fabric and is calculated as follows: | Cooling distribution losses Calculated as for heating distribution losses | Energy and carbon emissions from mechanical ventilation
The improvement factor for heat loss through the fabric is determined by the ratio of the surface area weighted average of the U-values across all fabric elements (external walls, roofs and windows) for the assessed and the standard asset. | Overall cooling improvement The overall cooling improvement factor is then calculated by multiplying the component cooling improvement factors identified above. | Distribution of heating and cooling by air The improvement factor for air distribution of heating and cooling systems is calculated using the same formulae as the mechanical ventilation system improvement factor. For heating and cooling systems with liquid distribution systems the improvement factor is determined based on the proportion of pumps with VSDs as follows:
Heat losses via air This comprises air infiltration through the building envelope and the ventilation requirements of the building occupants. Air infiltration through the building envelope is determined by the air permeability of the building fabric, and the ratio of surface area to volume for the building envelope as air changes per hour. | Energy and carbon emissions from cooling Energy consumption for cooling is then calculated based on the cooling improvement factor as follows: | Energy and carbon emissions from heating and cooling distribution
Ventilation requirements for an asset are the number of air changes per hour required by the expected occupant density which is determined by the asset sub type. Therefore, this will be the same for both the asset and the standard version of the asset. However, where there is mechanical ventilation the % heat recovery from exhaust air needs to be taken into account as follows:
Internal heat gains Internal heat gains arise from equipment, lighting, building occupants and from solar gains through glazing. As the asset energy calculator only considers the efficiency of the fabric and installed building services, the heat gains from equipment in the assessed asset are assumed to be the same as for the standard building. The asset calculation therefore only explicitly considers the differences in lighting energy efficiency and solar gains. However, the overall internal gains improvement factors take into account the relative contribution each type of internal gains makes to the total for the standard version of the asset. The lighting efficiency for both the asset and the standard version of the asset are calculated based on the average efficiency of lamp types installed with additional % energy saving applied where lighting controls are fitted. Solar gains through glazing will depend on the glazed area, the orientation of the windows, the amount of sunlight incident on the windows and the g value of the glazing (which relates to the proportion of heat transferred). The asset energy performance calculator currently only takes account of the ratio of glazed area and the g value of the glazing.
The assumed equipment and people gains are determined by the benchmark energy consumption values and typical occupation densities for the relevant asset subtype. Therefore, they will be the same for the asset and the standard version of the asset, so only the improvements in lighting efficiency and solar gains need to be explicitly considered. These values are determined as follows:
Heating distribution losses A distribution improvement factor is applied which reflect the typical or (actual where provided for district heating) losses associated local, centralised and district heating systems
Overall heating improvement The overall heating improvement factor is then calculated by multiplying the component heating improvement factors identified above.
Energy and carbon emissions from space heating Energy consumption for space heating is then calculated based on the heating improvement factor as follows:

## Test cases (hidden)
Score
#N/A
|  | Select test case in asset calculator |  | Credits | 20 | 20 | 36 | 36 | 31 | 22 | 21 | 20 | 22 | 16 | 17 | 19 | 15 | 16 | 16 | #N/A | 23 | 31 | 32 | 21 | 22 | 30 | 19 | 21 | 21 | 21 | 16 | 22 | 20 | 20 | 24 | 20 | 26 | 21 | 22 | 38 | 38 | 28 | 29 | 24 | 18 | ERROR | 18 | 30 | 15 | 20 | 20 | 37 | 37 | 38 | 38 | 23 | 36 | 33 |  |  |  | 17 | 20 | 20 | 20 | 14 | 25 | 19 | 19 | 23 | 20 | 28 | 20 | 20 | 22
Question | Online question | Standard Building | 1 |  | Standard Building | Standard Building - USA | best practice | best practice - USA | CP test 1 | district heating | district cooling | district hot water | district heating and hot water | district heating system not specified | district cooling system not specified | district hot water system not specified | district heating and hot water system not specified | minimum data - with fix | minimum data - | Changes required to the online system to work with minimum data | Heating Only | Cooling Only | Hot Water Only | Heating and Cooling | Heating and Hot Water | Cooling and Hot Water | 100% mech vent | no mech vent | more efficient lighting | more efficient lighting with contols | less efficient heating generator | more insulation (lower u-values) | larger surface area | larger surface area - USA | more air tight | more efficient cooling generator | district heating low network losses | 100% fan VSD | lower SFP | best practice with renewables | best practice with renewables - USA | Test 1 - USA | Test 2 - USA | Test 3 - Int | Test 4 - Int | Test 5 - Warnings | Test 6 - Vacant | Rehearsal Rooms | minimum data - Resi | Standard Building - Resi | Standard Building Resi - USA | best practice - Resi | best practice Resi - USA | best practice with renewables - Resi | best practice with renewables - USA - Resi | Heating only - Resi | Cooling only - Resi | Hot water only - Resi | Heating and Cooling - Resi | Heating and Hot Water - Resi | Cooling and Hot Water - Resi | 100% mech vent - Resi | no mech vent - Resi | more efficient lighting - Resi | more efficient lighting with contols - Resi | less efficient heating generator - Resi | more insulation (lower u-values) - Resi | larger surface area - Resi | larger surface area - USA - Resi | more air tight - Resi | more efficient cooling generator - Resi | district heating low network losses - Resi | 100% fan VSD - Resi | lower SFP - Resi | district heating - Resi | district cooling - Resi | district hot water - Resi | district heating and hot water - Resi | district heating system not specified - Resi | district cooling system not specified - Resi | district hot water system not specified - Resi | district heating and hot water system not specified - Resi | Create new Test case here
In what year was the asset constructed? | In what year was the asset constructed? | 1960 | 2 |  | 1960 | 1960 | 2018 | 1960 | 2010 | 1960 | 1960 | 1960 | 1960 | 1960 | 1960 | 1960 | 1960 | 2000 | 2000 |  | 1960 | 1960 | 1960 | 1960 | 1960 | 1960 | 1960 | 1960 | 1960 | 1960 | 1960 | 1960 | 1960 | 1960 | 1960 | 1960 | 1960 | 1960 | 1960 | 2018 | 2018 | 1975 | 1990 | 2010 | 2018 | 2018 | 2018 | 2017 | 2017 | 1960 | 1960 | 2018 | 1960 | 2018 | 2018 | 1960 | 1960 | 1960 | 1960 | 1960 | 1960 | 1960 | 1960 | 1960 | 1960 | 1960 | 1960 | 1960 | 1960 | 1960 | 1960 | 1960 | 1960 | 1960 | 1960 | 1960 | 1960 | 1960 | 1960 | 1960 | 1960 | 1960
What is the main asset building type? | What is the main asset building type? | Open plan office | 3 |  | Open plan office | Open plan office | Open plan office | Open plan office | Retail asset common areas* | Open plan office | Open plan office | Open plan office | Open plan office | Open plan office | Open plan office | Open plan office | Open plan office | Open plan office | Open plan office |  | Open plan office | Open plan office | Open plan office | Open plan office | Open plan office | Open plan office | Open plan office | Open plan office | Open plan office | Open plan office | Open plan office | Open plan office | Open plan office | Open plan office | Open plan office | Open plan office | Open plan office | Open plan office | Open plan office | Open plan office | Open plan office | Retail asset common areas* | Distribution and storage | Department store | Open plan office | Open plan office | Office asset vacant (unoccupied) | Residential | Residential | Residential | Residential | Residential | Residential | Residential | Residential | Residential | Residential | Residential | Residential | Residential | Residential | Residential | Residential | Residential | Residential | Residential | Residential | Residential | Residential | Residential | Residential | Residential | Residential | Residential | Residential | Residential | Residential | Residential | Residential | Residential | Residential | Residential
If residential, what is assessment subtype? | If residential, what is assessment subtype? | 0 | 4 |  | 0 | 0 | 0 | 0 |  | 0 | 0 | 0 | 0 | 0 | 0 | 0 | 0 | 0 | 1 |  | 0 | 0 | 0 | 0 | 0 | 0 | 0 | 0 | 2 | 3 | 5 | 6 | 0 | 0 | 8 | 9 | 0 | 12 | 13 | 0 | 0 | 0 | 0 | 0 | 0 | 0 | 0 | Multiple dwellings - Mid-rise apartments | Individual homes - Detached or Semi-detached homes | Individual homes - Detached or Semi-detached homes | Individual homes - Detached or Semi-detached homes | Individual homes - Detached or Semi-detached homes | Individual homes - Detached or Semi-detached homes | Individual homes - Detached or Semi-detached homes | Individual homes - Detached or Semi-detached homes | Individual homes - Detached or Semi-detached homes | Individual homes - Detached or Semi-detached homes | Individual homes - Detached or Semi-detached homes | Individual homes - Detached or Semi-detached homes | Individual homes - Detached or Semi-detached homes | Individual homes - Detached or Semi-detached homes | Individual homes - Detached or Semi-detached homes | Individual homes - Detached or Semi-detached homes | Individual homes - Detached or Semi-detached homes | Individual homes - Detached or Semi-detached homes | Individual homes - Detached or Semi-detached homes | Individual homes - Detached or Semi-detached homes | Individual homes - Detached or Semi-detached homes | Individual homes - Detached or Semi-detached homes | Individual homes - Detached or Semi-detached homes | Individual homes - Detached or Semi-detached homes | Individual homes - Detached or Semi-detached homes | Individual homes - Detached or Semi-detached homes | Individual homes - Detached or Semi-detached homes | Individual homes - Detached or Semi-detached homes | Individual homes - Detached or Semi-detached homes | Individual homes - Detached or Semi-detached homes | Individual homes - Detached or Semi-detached homes | Individual homes - Detached or Semi-detached homes | Individual homes - Detached or Semi-detached homes | Individual homes - Detached or Semi-detached homes | Individual homes - Detached or Semi-detached homes
In what country is the asset located? | In what country is the asset located? | United Kingdom | 5 |  | United Kingdom | United States of America | United Kingdom | United States of America | South Africa | United Kingdom | United Kingdom | United Kingdom | United Kingdom | United Kingdom | United Kingdom | United Kingdom | United Kingdom | United Kingdom | United Kingdom |  | United Kingdom | United Kingdom | United Kingdom | United Kingdom | United Kingdom | United Kingdom | United Kingdom | United Kingdom | United Kingdom | United Kingdom | United Kingdom | United Kingdom | United Kingdom | United States of America | United Kingdom | United Kingdom | United Kingdom | United Kingdom | United Kingdom | United Kingdom | United States of America | United States of America | United States of America | France | Sweden | Sweden | Sweden | United Kingdom | United Kingdom | United Kingdom | United States of America | United Kingdom | United States of America | United Kingdom | United Kingdom | United Kingdom | United Kingdom | United Kingdom | United Kingdom | United Kingdom | United Kingdom | United Kingdom | United Kingdom | United Kingdom | United Kingdom | United Kingdom | United Kingdom | United Kingdom | United States of America | United Kingdom | United Kingdom | United Kingdom | United Kingdom | United Kingdom | United Kingdom | United Kingdom | United Kingdom | United Kingdom | United Kingdom | United Kingdom | United Kingdom | United Kingdom
If United States of America, what is the zip code? | If United States of America, what is the zip code? | 0 | 6 |  | 0 | 93950 | 0 | 93950 |  | 0 | 0 | 0 | 0 | 0 | 0 | 0 | 0 | 0 | 0 |  | 0 | 0 | 0 | 0 | 0 | 0 | 0 | 0 | 0 | 0 | 0 | 0 | 0 | 93950 | 0 | 0 | 0 | 0 | 0 | 0 | 93950 | 98101 | 50001 | 0 | 0 | 0 | 0 | 0 | 0 | 0 | 93950 | 0 | 93950 | 0 | 93950 | 0 | 0 |  | 0 | 0 | 0 | 0 | 0 | 0 | 0 | 0 | 0 | 0 | 93950 | 0 | 0 | 0 | 0 | 0 | 0 | 0 | 0 | 0 | 0 | 0 | 0 | 0
Floor area (from elsewhere) in question set | Floor area (from elsewhere) in question set | 104335 | 7 |  | 104335 | 1123052.5933 | 104335 | 1123052.5933 | 104335 | 100000 | 100000 | 100000 | 100000 | 100000 | 100000 | 100000 | 100000 | 104335 | 104335 |  | 104335 | 104335 | 104335 | 104335 | 104335 | 104335 | 104335 | 104335 | 104335 | 104335 | 104335 | 104335 | 104335 | 1123052.5933 | 104335 | 104335 | 100000 | 104335 | 104335 | 104335 | 1123052.5933 | 2100000 | 22604211.8751 | 100000 | 104335 | 104335 | 104335 | 16826 | 104335 | 104335 | 1123052.5933 | 104335 | 1123052.5933 | 104335 | 1123052.5933 | 104335 | 104335 | 104335 | 104335 | 104335 | 104335 | 104335 | 104335 | 104335 | 104335 | 104335 | 104335 | 104335 | 1123052.5933 | 104335 | 104335 | 100000 | 104335 | 104335 | 100000 | 100000 | 100000 | 100000 | 100000 | 100000 | 100000 | 100000
Which building services are present? | Ene 01 | Heating, Cooling and Hot Water | 8 |  | Heating, Cooling and Hot Water | Heating, Cooling and Hot Water | Heating and cooling and hot water | Heating, Cooling and Hot Water | Heating and cooling and hot water | Heating, Cooling and Hot Water | Heating, Cooling and Hot Water | Heating, Cooling and Hot Water | Heating, Cooling and Hot Water | Heating, Cooling and Hot Water | Heating, Cooling and Hot Water | Heating, Cooling and Hot Water | Heating, Cooling and Hot Water | Heating, Cooling and Hot Water | Heating, Cooling and Hot Water |  | Heating Only | Cooling Only | Hot Water Only | Heating and Cooling | Heating and Hot Water | Cooling and Hot Water | Heating, Cooling and Hot Water | Heating, Cooling and Hot Water | Heating, Cooling and Hot Water | Heating, Cooling and Hot Water | Heating, Cooling and Hot Water | Heating, Cooling and Hot Water | Heating, Cooling and Hot Water | Heating, Cooling and Hot Water | Heating, Cooling and Hot Water | Heating, Cooling and Hot Water | Heating, Cooling and Hot Water | Heating, Cooling and Hot Water | Heating, Cooling and Hot Water | Heating and cooling and hot water | Heating, Cooling and Hot Water | Heating and cooling and hot water | Heating and Cooling | Heating, Cooling and Hot Water | Heating, Cooling and Hot Water | Heating, Cooling and Hot Water | Heating, Cooling and Hot Water | Heating and Hot Water | Heating and Hot Water | Heating, Cooling and Hot Water | Heating, Cooling and Hot Water | Heating and cooling and hot water | Heating, Cooling and Hot Water | Heating and cooling and hot water | Heating, Cooling and Hot Water | Heating only | Cooling only | Hot water only | Heating and Cooling | Heating and Hot Water | Cooling and Hot Water | Heating, Cooling and Hot Water | Heating, Cooling and Hot Water | Heating, Cooling and Hot Water | Heating, Cooling and Hot Water | Heating, Cooling and Hot Water | Heating, Cooling and Hot Water | Heating, Cooling and Hot Water | Heating, Cooling and Hot Water | Heating, Cooling and Hot Water | Heating, Cooling and Hot Water | Heating, Cooling and Hot Water | Heating, Cooling and Hot Water | Heating, Cooling and Hot Water | Heating, Cooling and Hot Water | Heating, Cooling and Hot Water | Heating, Cooling and Hot Water | Heating, Cooling and Hot Water | Heating, Cooling and Hot Water | Heating, Cooling and Hot Water | Heating, Cooling and Hot Water | Heating, Cooling and Hot Water
What % of the floorarea is mechanically ventilated? | Ene 02 | 75 | 9 |  | 75 | 75 | 0 | 0 | 0 | 75 | 75 | 75 | 75 | 75 | 75 | 75 | 75 | 75 | 75 |  | 75 | 75 | 75 | 75 | 75 | 75 | 100 | 0 | 75 | 75 | 75 | 75 | 75 | 75 | 75 | 75 | 75 | 75 | 75 | 0 | 0 | 30 | 0 | 100 | 50 | 50 | 50 | 0 |  | 10 | 10 | 0 | 0 | 75 | 75 | 10 | 10 | 10 | 75 | 75 | 75 | 100 | 0 | 10 | 10 | 10 | 10 | 10 | 10 | 10 | 10 | 10 | 10 | 10 | 75 | 75 | 75 | 75 | 75 | 75 | 75 | 75
What is the average U-value of the external walls (W/m²K) (if known)? | ENE03 : Average U-value of the external walls | 0.625 | 10 |  | 0.625 | 0.11007 | 0.2 | 0.035222 | 0.2 | 0.5 | 0.5 | 0.5 | 0.5 | 0.5 | 0.5 | 0.5 | 0.5 | 0.4 |  | Use default uvalues based on construction year | 0.625 | 0.625 | 0.625 | 0.625 | 0.625 | 0.625 | 0.625 | 0.625 | 0.625 | 0.625 | 0.625 | 0.2 | 0.625 | 0.11007 | 0.625 | 0.625 | 0.5 | 0.625 | 0.625 | 0.2 | 0.035222 | 0.0543 | 1.543 | 0.5 | 0.625 | 0.625 | 0.625 |  |  | 0.625 | 0.11007 | 0.2 | 0.035222 | 0.2 | 0.035222 | 0.625 | 0.625 | 0.625 | 0.625 | 0.625 | 0.625 | 0.625 | 0.625 | 0.625 | 0.625 | 0.625 | 0.2 | 0.625 | 0.11007 | 0.625 | 0.625 | 0.5 | 0.625 | 0.625 | 0.5 | 0.5 | 0.5 | 0.5 | 0.5 | 0.5 | 0.5 | 0.5
What is the average U-value of the roof (W/m²K) (if known)? | ENE03 : Average U-value of the roof | 0.5 | 11 |  | 0.5 | 0.088055 | 0.2 | 0.035222 | 0.2 | 0.5 | 0.5 | 0.5 | 0.5 | 0.5 | 0.5 | 0.5 | 0.5 | 0.25 |  |  | 0.5 | 0.5 | 0.5 | 0.5 | 0.5 | 0.5 | 0.5 | 0.5 | 0.5 | 0.5 | 0.5 | 0.2 | 0.5 | 0.088055 | 0.5 | 0.5 | 0.5 | 0.5 | 0.5 | 0.2 | 0.035222 | 0.123 | 1.123 | 0.5 | 0.5 | 0.5 | 0.5 |  |  | 0.5 | 0.088055 | 0.2 | 0.035222 | 0.2 | 0.035222 | 0.5 | 0.5 | 0.5 | 0.5 | 0.5 | 0.5 | 0.5 | 0.5 | 0.5 | 0.5 | 0.5 | 0.2 | 0.5 | 0.088055 | 0.5 | 0.5 | 0.5 | 0.5 | 0.5 | 0.5 | 0.5 | 0.5 | 0.5 | 0.5 | 0.5 | 0.5 | 0.5
What is the average U-value of the windows (W/m²K) (if known)? | ENE03 : Average U-value of the windows | 2.32 | 12 |  | 2.32 | 0.40857 | 0.7 | 0.12328 | 0.7 | 2 | 2 | 2 | 2 | 2 | 2 | 2 | 2 | 1.8 |  |  | 2.32 | 2.32 | 2.32 | 2.32 | 2.32 | 2.32 | 2.32 | 2.32 | 2.32 | 2.32 | 2.32 | 1 | 2.32 | 0.40857 | 2.32 | 2.32 | 2 | 2.32 | 2.32 | 0.7 | 0.12328 | 0.15 | 1.15 | 2 | 2.32 | 2.32 | 2.32 |  |  | 2.32 | 0.40857 | 0.7 | 0.12328 | 0.7 | 0.12328 | 2.32 | 2.32 | 2.32 | 2.32 | 2.32 | 2.32 | 2.32 | 2.32 | 2.32 | 2.32 | 2.32 | 1 | 2.32 | 0.40857 | 2.32 | 2.32 | 2 | 2.32 | 2.32 | 2 | 2 | 2 | 2 | 2 | 2 | 2 | 2
What is the average U-value of ground floor (if known)? |  | 0 | 13 | [5 empty] | 0 | 0.5 | 0.5 | 0.5 | 0.5 | 0.5 | 0.5 | 0.5 | 0.5 | 0.625 |  |  | 0 | 0 | 0 | 0 | 0 | 0.625 | 0.625 | 0.625 | 0.625 | 0.625 | 0.625 | 0.625 |  |  | 0.625 | 0.625 | 0.5 | 0.625 | 0.625 | 0 |  |  |  | 0.5 | [9 empty] | 0 |  |  | 0 | 0 | 0 | 0 | 0.625 | 0.625 | 0.625 | 0.625 | 0.625 | 0.625 | 0.625 |  |  | 0.625 | 0.625 | 0.5 | 0.625 | 0.625 | 0.5 | 0.5 | 0.5 | 0.5 | 0.5 | 0.5 | 0.5 | 0.5
External wall area (m2) (excluding windows) | ENE03 : External wall area (excluding windows) | 40188.2963 | 14 |  | 40188.2963 | 432583.2211 | 38518.5185 | 414609.8827 | 40000 | 40000 | 40000 | 40000 | 40000 | 40000 | 40000 | 40000 | 40000 | 40188.2963 |  |  | 40188.2963 | 40188.2963 | 40188.2963 | 40188.2963 | 40188.2963 | 40188.2963 | 40188.2963 | 40188.2963 | 40188.2963 | 40188.2963 | 40188.2963 | 40188.2963 | 40188.2963 | 432583.2211 | 40188.2963 | 40188.2963 | 40000 | 40188.2963 | 40188.2963 | 38518.5185 | 414609.8827 | 550000 | 1550000 | 40000 | 40188.2963 | 40188.2963 | 40188.2963 |  |  | #N/A | #N/A | 125925.9259 | 1355455.3858 | 125925.9259 | 1355455.3858 | 125925.9259 | 125925.9259 | 125925.9259 | 125925.9259 | 125925.9259 | 125925.9259 | 125925.9259 | 125925.9259 | 125925.9259 | 125925.9259 | 125925.9259 | 125925.9259 | 125925.9259 |  | 125925.9259 | 125925.9259 | 125925.9259 | 125925.9259 | 125925.9259 | 125925.9259 | 125925.9259 | 125925.9259 | 125925.9259 | 125925.9259 | 125925.9259 | 125925.9259 | 125925.9259
Roof area (m2) | ENE03 : Roof area | 33490.2469 | 15 |  | 33490.2469 | 360486.0176 | 32098.7654 | 345508.2356 | 33000 | 30000 | 30000 | 30000 | 30000 | 30000 | 30000 | 30000 | 30000 | 33490.2469 |  |  | 33490.2469 | 33490.2469 | 33490.2469 | 33490.2469 | 33490.2469 | 33490.2469 | 33490.2469 | 33490.2469 | 33490.2469 | 33490.2469 | 33490.2469 | 33490.2469 | 33490.2469 | 360486.0176 | 33490.2469 | 33490.2469 | 30000 | 33490.2469 | 33490.2469 | 32098.7654 | 345508.2356 | 250000 | 1250000 | 30000 | 33490.2469 | 33490.2469 | 33490.2469 |  |  | #N/A | #N/A | 44444.4444 | 478396.0185 | 44444.4444 | 478396.0185 | 44444.4444 | 44444.4444 | 44444.4444 | 44444.4444 | 44444.4444 | 44444.4444 | 44444.4444 | 44444.4444 | 44444.4444 | 44444.4444 | 44444.4444 | 44444.4444 | 44444.4444 |  | 44444.4444 | 44444.4444 | 44444.4444 | 44444.4444 | 44444.4444 | 44444.4444 | 44444.4444 | 44444.4444 | 44444.4444 | 44444.4444 | 44444.4444 | 44444.4444 | 44444.4444
Window area (m2) | ENE03 : Window area | 26792.1975 | 16 |  | 26792.1975 | 288388.8141 | 25679.0123 | 276406.5885 | 26000 | 30000 | 30000 | 30000 | 30000 | 30000 | 30000 | 30000 | 30000 | 26792.1975 |  |  | 26792.1975 | 26792.1975 | 26792.1975 | 26792.1975 | 26792.1975 | 26792.1975 | 26792.1975 | 26792.1975 | 26792.1975 | 26792.1975 | 26792.1975 | 26792.1975 | 26792.1975 | 288388.8141 | 26792.1975 | 26792.1975 | 30000 | 26792.1975 | 26792.1975 | 25679.0123 | 276406.5885 | 589000 | 1589000 | 30000 | 26792.1975 | 26792.1975 | 26792.1975 |  |  | #N/A | #N/A | 25925.9259 | 279064.3441 | 25925.9259 | 279064.3441 | 25925.9259 | 25925.9259 | 25925.9259 | 25925.9259 | 25925.9259 | 25925.9259 | 25925.9259 | 25925.9259 | 25925.9259 | 25925.9259 | 25925.9259 | 25925.9259 | 25925.9259 |  | 25925.9259 | 25925.9259 | 25925.9259 | 25925.9259 | 25925.9259 | 25925.9259 | 25925.9259 | 25925.9259 | 25925.9259 | 25925.9259 | 25925.9259 | 25925.9259 | 25925.9259
0 | #N/A | 33490.2469 | 17 |  | 33490.2469 | 33490.2469 | 32098.7654 | 33490.2469 |  | 300000 | 300000 | 300000 | 300000 | 300000 | 300000 | 300000 | 300000 | 33490.2469 |  |  | 33490.2469 | 33490.2469 | 33490.2469 | 33490.2469 | 33490.2469 | 33490.2469 | 33490.2469 | 33490.2469 | 33490.2469 | 33490.2469 | 33490.2469 | 33490.2469 | 33490.2469 | 33490.2469 | 33490.2469 | 33490.2469 | 300000 | 33490.2469 | 33490.2469 | 32098.7654 | 33490.2469 | 33490.2469 | 33490.2469 | 300000 | 33490.2469 | 33490.2469 | 33490.2469 |  |  | #N/A | 33490.2469 | 100000 | 33490.2469 | 100000 | 33490.2469 | 100000 | 100000 | 100000 | 100000 | 100000 | 100000 | 100000 | 100000 | 100000 | 100000 | 100000 | 100000 | 100000 | 104335 | 100000 | 100000 | 100000 | 100000 | 100000 | 100000 | 100000 | 100000 | 100000 | 100000 | 100000 | 100000 | 100000
Volume (m3) | ENE03 : Volume of building | 412187.6543 | 18 |  | 412187.6543 | 14556190.7801 | 395061.7284 | 13951397.6903 | 350000 | 400000 | 400000 | 400000 | 400000 | 400000 | 400000 | 400000 | 400000 | 412187.6543 |  |  | 412187.6543 | 412187.6543 | 412187.6543 | 412187.6543 | 412187.6543 | 412187.6543 | 412187.6543 | 412187.6543 | 412187.6543 | 412187.6543 | 412187.6543 | 412187.6543 | 412187.6543 | 14556190.7801 | 412187.6543 | 412187.6543 | 400000 | 412187.6543 | 412187.6543 | 395061.7284 | 13951397.6903 | 2000000 | 12000000 | 400000 | 412187.6543 | 412187.6543 | 412187.6543 |  |  | #N/A | #N/A | 252500 | 8916905.0394 | 252500 | 8916905.0394 | 252500 | 252500 | 252500 | 252500 | 252500 | 252500 | 252500 | 252500 | 252500 | 252500 | 252500 | 252500 | 252500 |  | 252500 | 252500 | 252500 | 252500 | 252500 | 252500 | 252500 | 252500 | 252500 | 252500 | 252500 | 252500 | 252500
what is the g value of the glazing (if known)? | ENE03 : Average g-value of the glazing | 0.5 | 19 |  | 0.5 | 0.5 | 0.3 | 0.3 | 0.5 | 0.5 | 0.5 | 0.5 | 0.5 | 0.5 | 0.5 | 0.5 | 0.5 | 0.5 |  | assum | 0.5 | 0.5 | 0.5 | 0.5 | 0.5 | 0.5 | 0.5 | 0.5 | 0.5 | 0.5 | 0.5 | 0.5 | 0.5 | 0.5 | 0.5 | 0.5 | 0.5 | 0.5 | 0.5 | 0.3 | 0.3 | 0.5 | 0.5 | 0.5 | 0.5 | 0.5 | 0.5 |  |  | 0.5 | 0.5 | 0.3 | 0.3 | 0.3 | 0.5 | 0.5 | 0.5 | 0.5 | 0.5 | 0.5 | 0.5 | 0.5 | 0.5 | 0.5 | 0.5 | 0.5 | 0.5 | 0.5 | 0.5 | 0.5 | 0.5 | 0.5 | 0.5 | 0.5 | 0.5 | 0.5 | 0.5 | 0.5 | 0.5 | 0.5 | 0.5 | 0.5
Is external solar shading to reduce excess solar gains during the cooling season fitted? | ENE03 : Is external solar shading to reduce excess solar gains during the cooling season fitted? | No | 20 |  | No | No | Yes | Yes | Yes | No | No | No | No | No | No | No | No | No |  |  | No | No | No | No | No | No | No | No | No | No | No | No | No | No | No | No | No | No | No | Yes | Yes | Yes | No | No | No | No | No | No |  | No | No | Yes | Yes | No | No | No | No | No | No | No | No | No | No | No | No | No | No | No | No | No | No | No | No | No | No | No | No | No | No | No | No | No
In what year were the windows last replaced (if known)? | ENE03 : In what year were the windows last replaced? | 1960 | 21 |  | 1960 | 1960 | 2018 | 2018 | 2010 | 1960 | 1960 | 1960 | 1960 | 1960 | 1960 | 1960 | 1960 |  |  |  | 1960 | 1960 | 1960 | 1960 | 1960 | 1960 | 1960 | 1960 | 1960 | 1960 | 1960 | 1960 | 1960 | 1960 | 1960 | 1960 | 1960 | 1960 | 1960 | 2018 | 2018 | 2000 | 1960 | 2010 | 2018 | 2018 | 2018 | 2017 |  | 1960 | 1960 | 2018 | 2018 | 2018 | 2018 | 1960 | 1960 | 1960 | 1960 | 1960 | 1960 | 1960 | 1960 | 1960 | 1960 | 1960 | 1960 | 1960 | 1960 | 1960 | 1960 | 1960 | 1960 | 1960 | 1960 | 1960 | 1960 | 1960 | 1960 | 1960 | 1960 | 1960
Enter the result of the building pressure/air leakage test if known (m3/h/m2@50Pa) | ENE04 : Enter the result of the building pressure/air leakage test if known (m3/h/m2@50Pa) | 20 | 22 |  | 20 | 20 | 5 | 5 | 5 | 20 | 20 | 20 | 20 | 20 | 20 | 20 | 20 |  |  |  | 20 | 20 | 20 | 20 | 20 | 20 | 20 | 20 | 20 | 20 | 20 | 20 | 20 | 20 | 5 | 20 | 20 | 20 | 20 | 5 | 5 | 4 | 20 | 10 | 20 | 20 | 20 | 2.22 |  | 20 | 20 | 5 | 5 | 5 | 5 | 20 | 20 | 20 | 20 | 20 | 20 | 20 | 20 | 20 | 20 | 20 | 20 | 20 | 20 | 5 | 20 | 20 | 20 | 20 | 20 | 20 | 20 | 20 | 20 | 20 | 20 | 20
Has a thermographic survey of the fabric been carried out and appropriate remediation action taken | ENE04 : If a pressure/air leakage test has not been conducted; has a thermographic survey been undertaken? | 0 | 23 |  | 0 | 0 | yes | yes | Yes | 0 | 0 | 0 | 0 | 0 | 0 | 0 | 0 |  |  |  | 0 | 0 | 0 | 0 | 0 | 0 | 0 | 0 | 0 | 0 | 0 | 0 | 0 | 0 | 0 | 0 | 0 | 0 | 0 | yes | yes | Yes | 0 | 0 | 0 | 0 | 0 | no |  | 0 | 0 | yes | yes | 0 | 0 | 0 | 0 | 0 | 0 | 0 | 0 | 0 | 0 | 0 | 0 | 0 | 0 | 0 | 0 | 0 | 0 | 0 | 0 | 0 | 0 | 0 | 0 | 0 | 0 | 0 | 0 | 0
Is space heating generated onsite | ENE06 : Is space heating generated onsite? | yes | 24 |  | yes | yes | yes | yes | Yes | no | yes | yes | no | no | yes | yes | no | yes |  | default to onsite | yes |  |  | yes | yes |  | yes | yes | yes | yes | yes | yes | yes | yes | yes | yes | no | yes | yes | yes | yes | Yes | yes | yes | yes | yes | yes | Yes |  | yes | yes | yes | yes | yes | yes | yes |  |  | yes | yes |  | yes | yes | yes | yes | yes | yes | yes | yes | yes | yes | no | yes | yes | no | yes | yes | no | no | yes | yes | no
What is the main generation type for space heating? | ENE06 : What is the main generation type for space heating? | Boiler | 25 |  | Boiler | Boiler | Heat pump | Heat pump | Direct electricity | 0 | Boiler | Boiler | 0 | 0 | Boiler | Boiler | 0 |  |  | default to coal(domestic) | Boiler |  |  | Boiler | Boiler |  | Boiler | Boiler | Boiler | Boiler | Boiler | Boiler | Boiler | Boiler | Boiler | Boiler | 0 | Boiler | Boiler | Heat pump | Heat pump | Direct electricity | Boiler | Boiler | Boiler | Boiler | Boiler | Boiler |  | Boiler | Boiler | Heat pump | Heat pump | Heat pump | Heat pump | Boiler |  |  | Boiler | Boiler |  | Boiler | Boiler | Boiler | Boiler | Boiler | Boiler | Boiler | Boiler | Boiler | Boiler | 0 | Boiler | Boiler | 0 | Boiler | Boiler | 0 | 0 | Boiler | Boiler | 0
Please enter the heat generation efficieincy or COP, if known (enter efficiency as a decimal i.e. 70% = 0.7) | ENE06 : Please enter the heat generation efficiency or COP | 0.7 | 26 |  | 0.7 | 0.7 | 4 | 4 | 4 | 0 | 0.7 | 0.7 | 0 | 0 | 0.7 | 0.7 | 0 |  |  |  | 0.7 |  |  | 0.7 | 0.7 |  | 0.7 | 0.7 | 0.7 | 0.7 | 0.5 | 0.7 | 0.7 | 0.7 | 0.7 | 0.7 | 0 | 0.7 | 0.7 | 4 | 4 | 4 | 0.7 | 0.7 | 0.7 | 0.7 | 0.7 | 1.09 |  | 0.7 | 0.7 | 4 | 4 | 4 | 4 | 0.7 |  |  | 0.7 | 0.7 |  | 0.7 | 0.7 | 0.7 | 0.7 | 0.5 | 0.7 | 0.7 | 0.7 | 0.7 | 0.7 | 0 | 0.7 | 0.7 | 0 | 0.7 | 0.7 | 0 | 0 | 0.7 | 0.7 | 0
What is the main fuel used for heat generation? | ENE06 : What is the main fuel used for onsite heat generation? | Natural Gas | 27 |  | Natural Gas | Natural Gas | Electricity | Electricity | Electricity | 0 | Natural Gas | Natural Gas | 0 | 0 | Natural Gas | Natural Gas | 0 | coal |  |  | Natural Gas |  |  | Natural Gas | Natural Gas |  | Natural Gas | Natural Gas | Natural Gas | Natural Gas | Natural Gas | Natural Gas | Natural Gas | Natural Gas | Natural Gas | Natural Gas | 0 | Natural Gas | Natural Gas | Electricity | Electricity | Electricity | Natural Gas | Natural Gas | Natural Gas | Natural Gas | Natural Gas | Natural Gas |  | Natural gas | Natural Gas | Electricity | Electricity | Electricity | Electricity | Natural gas |  |  | Natural Gas | Natural Gas |  | Natural Gas | Natural Gas | Natural Gas | Natural Gas | Natural Gas | Natural Gas | Natural Gas | Natural Gas | Natural Gas | Natural Gas | 0 | Natural Gas | Natural Gas | 0 | Natural Gas | Natural Gas | 0 | 0 | Natural Gas | Natural Gas | 0
Is the main space heating system local or centralised | ENE06 : Is the onsite main space heating system centralised or local? | centralised | 28 |  | centralised | centralised | local | local | Local | 0 | centralised | centralised | 0 | 0 | centralised | centralised | 0 |  |  |  | centralised |  |  | centralised | centralised |  | centralised | centralised | centralised | centralised | centralised | centralised | centralised | centralised | centralised | centralised | 0 | centralised | centralised | local | local | Local | centralised | centralised | centralised | centralised | centralised | Centralised |  | centralised | centralised | local | local | local | local | centralised |  |  | centralised | centralised |  | centralised | centralised | centralised | centralised | centralised | centralised | centralised | centralised | centralised | centralised | 0 | centralised | centralised | 0 | centralised | centralised | 0 | 0 | centralised | centralised | 0
Is heat distributed around the building via air? | ENE06 : Is heat distributed around the building via air? | Yes | 29 |  | Yes | Yes | yes | yes | Yes | 0 | Yes | Yes | 0 | 0 | Yes | Yes | 0 |  |  |  | Yes |  |  | Yes | Yes |  | Yes | Yes | Yes | Yes | Yes | Yes | Yes | Yes | Yes | Yes | 0 | Yes | Yes | yes | yes | Yes | Yes | Yes | Yes | Yes | Yes | no |  | No | No | yes | yes | Yes | Yes | No |  |  | Yes | Yes |  | Yes | Yes | Yes | Yes | Yes | Yes | Yes | Yes | Yes | Yes | 0 | Yes | Yes | 0 | Yes | Yes | 0 | 0 | Yes | Yes | 0
In what year was the main heat generator/heating system last replaced (if known)? | ENE06 : In what year was the main heat generator/heating system last replaced (if known)? | 1960 | 30 |  | 1960 | 1960 | 2018 | 2018 | 2015 | 0 | 1960 | 1960 | 0 | 0 | 1960 | 1960 | 0 |  |  |  | 1960 |  |  | 1960 | 1960 |  | 1960 | 1960 | 1960 | 1960 | 1960 | 1960 | 1960 | 1960 | 1960 | 1960 | 0 | 1960 | 1960 | 2018 | 2018 | 2000 | 1990 | 2010 | 2018 | 2018 | 2018 | 2017 |  | 1980 | 1960 | 2018 | 2018 | 2018 | 2018 | 1980 |  |  | 1960 | 1960 |  | 1960 | 1960 | 1960 | 1960 | 1960 | 1960 | 1960 | 1960 | 1960 | 1960 | 0 | 1960 | 1960 | 0 | 1960 | 1960 | 0 | 0 | 1960 | 1960 | 0
Is space cooling generated onsite | ENE05 : Is space cooling generated onsite? | yes | 31 |  | yes | yes | yes | yes | Yes | yes | no | yes | yes | yes | no | yes | yes | yes |  | if "question not answered" default to "Yes" |  | yes |  | yes |  | yes | yes | yes | yes | yes | yes | yes | yes | yes | yes | yes | yes | yes | yes | yes | yes | Yes | yes | yes | yes | yes | yes |  |  | yes | yes | yes | yes | yes | yes |  | yes |  | yes |  | yes | yes | yes | yes | yes | yes | yes | yes | yes | yes | yes | yes | yes | yes | yes | no | yes | yes | yes | no | yes | yes
What is the main generation type for cooling | ENE05 : What is the main generation type for onsite cooling? | Chiller | 32 |  | Chiller | Chiller | chiller | chiller | chiller | Chiller | 0 | Chiller | Chiller | Chiller | 0 | Chiller | Chiller |  |  |  |  | Chiller |  | Chiller |  | Chiller | Chiller | Chiller | Chiller | Chiller | Chiller | Chiller | Chiller | Chiller | Chiller | Chiller | Chiller | Chiller | Chiller | chiller | chiller | chiller | Chiller | Chiller | Chiller | Chiller | Chiller |  |  | Localised (room) air conditioning unit | Localised (room) air conditioning unit | chiller | chiller | chiller | Chiller |  | Localised (room) air conditioning unit |  | Localised (room) air conditioning unit |  | Localised (room) air conditioning unit | Localised (room) air conditioning unit | Localised (room) air conditioning unit | Localised (room) air conditioning unit | Localised (room) air conditioning unit | Localised (room) air conditioning unit | Localised (room) air conditioning unit | Localised (room) air conditioning unit | Localised (room) air conditioning unit | Localised (room) air conditioning unit | Localised (room) air conditioning unit | Localised (room) air conditioning unit | Localised (room) air conditioning unit | Localised (room) air conditioning unit | Localised (room) air conditioning unit | 0 | Localised (room) air conditioning unit | Localised (room) air conditioning unit | Localised (room) air conditioning unit | 0 | Localised (room) air conditioning unit | Localised (room) air conditioning unit
Please enter the Energy Efficiency Ratio (EER) of the cooling generator, if known. | ENE05 : Please enter the Energy Efficiency Ratio (EER) of the cooling generator, if known. | 2.5 | 33 |  | 2.5 | 2.5 | 4.5 | 4.5 | 4 | 2.5 | 0 | 2.5 | 2.5 | 2.5 | 0 | 2.5 | 2.5 |  |  |  |  | 2.5 |  | 2.5 |  | 2.5 | 2.5 | 2.5 | 2.5 | 2.5 | 2.5 | 2.5 | 2.5 | 2.5 | 2.5 | 4.5 | 2.5 | 2.5 | 2.5 | 4.5 | 4.5 | 3.5 | 2.5 | 2.5 | 2.5 | 2.5 | 2.5 |  |  | 2.5 | 2.5 | 4.5 | 4.5 | 4.5 | 2.5 |  | 2.5 |  | 2.5 |  | 2.5 | 2.5 | 2.5 | 2.5 | 2.5 | 2.5 | 2.5 | 2.5 | 2.5 | 2.5 | 4.5 | 2.5 | 2.5 | 2.5 | 2.5 | 0 | 2.5 | 2.5 | 2.5 | 0 | 2.5 | 2.5
Is the cooling system central or local | ENE05 : Is the onsite cooling system central or local? | centralised | 34 |  | centralised | centralised | local | local | Local | centralised | 0 | centralised | centralised | centralised | 0 | centralised | centralised |  |  |  |  | centralised |  | centralised |  | centralised | centralised | centralised | centralised | centralised | centralised | centralised | centralised | centralised | centralised | centralised | centralised | centralised | centralised | local | local | Local | centralised | centralised | centralised | centralised | centralised |  |  | local | local | local | local | local | centralised |  | local |  | local |  | local | local | local | local | local | local | local | local | local | local | local | local | local | local | local | 0 | local | local | local | 0 | local | local
Is cooling distributed around the building via air? | ENE05 : Is cooling distributed around the building via air? | Yes | 35 |  | Yes | Yes | no | no | Yes | Yes | 0 | Yes | Yes | Yes | 0 | Yes | Yes |  |  |  |  | Yes |  | Yes |  | Yes | Yes | Yes | Yes | Yes | Yes | Yes | Yes | Yes | Yes | Yes | Yes | Yes | Yes | no | no | Yes | Yes | Yes | Yes | Yes | Yes |  |  | yes | yes | no | no | no | Yes |  | yes |  | yes |  | yes | yes | yes | yes | yes | yes | yes | yes | yes | yes | yes | yes | yes | yes | yes | 0 | yes | yes | yes | 0 | yes | yes
In what year was the main chiller/cooling system replaced (if known)? | ENE05 : In what year was the main chiller/cooling system replaced (if known)? | 1960 | 36 |  | 1960 | 1960 | 2018 | 2018 | 2015 | 1960 | 0 | 1960 | 1960 | 1960 | 0 | 1960 | 1960 |  |  |  |  | 1960 |  | 1960 |  | 1960 | 1960 | 1960 | 1960 | 1960 | 1960 | 1960 | 1960 | 1960 | 1960 | 1960 | 1960 | 1960 | 1960 | 2018 | 2018 | 2000 | 1990 | 2010 | 2018 | 2018 | 2018 |  |  | 1960 | 1960 | 2018 | 2018 | 2018 | 1960 |  | 1960 |  | 1960 |  | 1960 | 1960 | 1960 | 1960 | 1960 | 1960 | 1960 | 1960 | 1960 | 1960 | 1960 | 1960 | 1960 | 1960 | 1960 | 0 | 1960 | 1960 | 1960 | 0 | 1960 | 1960
What % HAVC system fans are fitted with Variable Speed Drives? | ENE08 : What percentage of fans are fitted with variable speed drives | 0 | 37 |  | 0 | 0 | 100 | 100 |  | 0 | 0 | 0 | 0 | 0 | 0 | 0 | 0 |  |  |  | 0 | 0 | 0 | 0 | 0 | 0 | 0 | 0 | 0 | 0 | 0 | 0 | 0 | 0 | 0 | 0 | 0 | 100 | 0 | 100 | 100 | 0 | 0 | 0 | 0 | 0 | 0 |  |  | 0 | 0 | 100 | 100 | 100 | 100 | 0 | 0 | 0 | 0 | 0 | 0 | 0 | 0 | 0 | 0 | 0 | 0 | 0 | 0 | 0 | 0 | 0 | 100 | 0 | 0 | 0 | 0 | 0 | 0 | 0 | 0 | 0
What % HAVC system pumps are fitted with Variable Speed Drives? | ENE08 : Are the pumps fitted with VSDs? | 0 | 38 |  | 0 | 0 | 100 | 100 |  | 0 | 0 | 0 | 0 | 0 | 0 | 0 | 0 |  |  |  | 0 | 0 | 0 | 0 | 0 | 0 | 0 | 0 | 0 | 0 | 0 | 0 | 0 | 0 | 0 | 0 | 0 | 0 | 0 | 100 | 100 | 0 | 0 | 0 | 0 | 0 | 0 |  |  | 0 | 0 | 100 | 100 | 100 | 10 | 0 | 0 | 0 | 0 | 0 | 0 | 0 | 0 | 0 | 0 | 0 | 0 | 0 | 0 | 0 | 0 | 0 | 0 | 0 | 0 | 0 | 0 | 0 | 0 | 0 | 0 | 0
What is the specific fan power for air handling systems? | ENE08 : What is the specific fan power for air handling systems? | 3 | 39 |  | 3 | 3 | 1 | 1 | 1 | 3 | 3 | 3 | 3 | 3 | 3 | 3 | 3 |  |  |  | 3 | 3 | 3 | 3 | 3 | 3 | 3 | 3 | 3 | 3 | 3 | 3 | 3 | 3 | 3 | 3 | 3 | 3 | 1 | 1 | 1 | 1 | 3 | 3 | 3 | 3 | 3 | 0.65 |  | 3 | 3 | 1 | 1 | 1 | 1 | 3 | 3 | 3 | 3 | 3 | 3 | 3 | 3 | 3 | 3 | 3 | 3 | 3 | 3 | 3 | 3 | 3 | 3 | 1 | 3 | 3 | 3 | 3 | 3 | 3 | 3 | 3
Has the ductwork been tested for leakage and appropriate remedial action taken? | ENE08 : Has the ductwork been tested for leakage and appropriate remedial action taken? | No | 40 |  | No | No | yes | yes | Yes | No | No | No | No | No | No | No | No |  |  |  | No | No | No | No | No | No | No | No | No | No | No | No | No | No | No | No | No | No | No | yes | yes | Yes | No | No | No | No | No | Yes |  | No | No | yes | yes | yes | yes | No | No | No | No | No | No | No | No | No | No | No | No | No | No | No | No | No | No | No | No | No | No | No | No | No | No | No
Is the ventilation system fitted with heat recovery |  | no | 41 |  | no | no | yes | yes | Yes | no | no | no | no | no | no | no | no |  |  |  | no | no | no | no | no | no | no | no | no | no | no | no | no | no | no | no | no | no | no | yes | yes | Yes | no | no | no | no | no |  |  | no | no | yes | yes | yes | yes | no | no | no | no | no | no | no | no | no | no | no | no | no | no | no | no | no | no | no | no | no | no | no | no | no | no | no
What is the % heat recovery, if known | ENE08 : What is the heat recovery rate of the ventilation system (if known)? | 0 | 42 |  | 0 | 0 | 40 | 40 |  | 0 | 0 | 0 | 0 | 0 | 0 | 0 | 0 |  |  |  | 0 | 0 | 0 | 0 | 0 | 0 | 0 | 0 | 0 | 0 | 0 | 0 | 0 | 0 | 0 | 0 | 0 | 0 | 0 | 40 | 40 | 0 | 0 | 0 | 0 | 0 | 0 | 90 |  | 0 | 0 | 40 | 40 | 40 | 40 | 0 | 0 | 0 | 0 | 0 | 0 | 0 | 0 | 0 | 0 | 0 | 0 | 0 | 0 | 0 | 0 | 0 | 0 | 0 | 0 | 0 | 0 | 0 | 0 | 0 | 0 | 0
In what year was the main ventilation system replaced (if known)? | ENE08 : In what year was the main ventilation system replaced (if known)? | 1960 | 43 |  | 1960 | 1960 | 2018 | 2018 | 2010 | 1960 | 1960 | 1960 | 1960 | 1960 | 1960 | 1960 | 1960 |  |  |  | 1960 | 1960 | 1960 | 1960 | 1960 | 1960 | 1960 | 1960 | 1960 | 1960 | 1960 | 1960 | 1960 | 1960 | 1960 | 1960 | 1960 | 1960 | 1960 | 2018 | 2018 | 2000 | 1990 | 2010 | 2018 | 2018 | 2018 | 2017 |  | 1960 | 1960 | 2018 | 2018 | 2018 | 2018 | 1960 | 1960 | 1960 | 1960 | 1960 | 1960 | 1960 | 1960 | 1960 | 1960 | 1960 | 1960 | 1960 | 1960 | 1960 | 1960 | 1960 | 1960 | 1960 | 1960 | 1960 | 1960 | 1960 | 1960 | 1960 | 1960 | 1960
Is hot water generated on site | ENE09 : Is hot water generated on site? | yes | 44 |  | yes | yes | yes | yes | Yes | yes | yes | no | no | yes | yes | no | no | yes |  | if "question not answered" default to "Yes" |  |  | yes |  | yes | yes | yes | yes | yes | yes | yes | yes | yes | yes | yes | yes | yes | yes | yes | yes | yes | Yes | 0 | yes | yes | yes | yes | Yes |  | yes | yes | yes | yes | yes | yes |  | 0 | yes |  | yes | yes | yes | yes | yes | yes | yes | yes | yes | yes | yes | yes | yes | yes | yes | yes | yes | no | no | yes | yes | no | no
Is the main hot water system local or centralised? | ENE09 : Is the main onsite hot water system local or centralised? | local | 45 |  | local | local | centralised | centralised | centralised | local | local | 0 | 0 | local | local | 0 | 0 | [5 empty] | local |  | local | local | local | local | local | local | local | local | local | local | local | local | local | local | local | centralised | centralised | centralised | 0 | local | local | local | local | Centralised |  | local | local | centralised | centralised | centralised | centralised |  | 0 | local |  | local | local | local | local | local | local | local | local | local | local | local | local | local | local | local | local | local | 0 | 0 | local | local | 0 | 0
What is the main generation type for hot water? | ENE09 : What is the main generation type for onsite hot water? | Direct electricity | 46 |  | Direct electricity | Direct electricity | Heat pump | Heat pump | heat pump | Direct electricity | Direct electricity | 0 | 0 | Direct electricity | Direct electricity | 0 | 0 | [5 empty] | Direct electricity |  | Direct electricity | Direct electricity | Direct electricity | Direct electricity | Direct electricity | Direct electricity | Direct electricity | Direct electricity | Direct electricity | Direct electricity | Direct electricity | Direct electricity | Direct electricity | Direct electricity | Direct electricity | Heat pump | Heat pump | heat pump | 0 | Direct electricity | Direct electricity | Direct electricity | Direct electricity | boiler |  | direct electricity | Direct electricity | Heat pump | Heat pump | Heat pump | Heat pump |  | 0 | Direct electricity |  | Direct electricity | Direct electricity | Direct electricity | Direct electricity | Direct electricity | Direct electricity | Direct electricity | Direct electricity | Direct electricity | Direct electricity | Direct electricity | Direct electricity | Direct electricity | Direct electricity | Direct electricity | Direct electricity | Direct electricity | 0 | 0 | Direct electricity | Direct electricity | 0 | 0
What energy source is used to heat water? | ENE09 : What energy source is used to generate onsite hot water? | Electricity | 47 |  | Electricity | Electricity | Electricity | Electricity | Electricity | Electricity | Electricity | 0 | 0 | Electricity | Electricity | 0 | 0 | coal |  | default to coal(domestic) |  |  | Electricity |  | Electricity | Electricity | Electricity | Electricity | Electricity | Electricity | Electricity | Electricity | Electricity | Electricity | Electricity | Electricity | Electricity | Electricity | Electricity | Electricity | Electricity | Electricity | 0 | Electricity | Electricity | Electricity | Electricity | Natural Gas |  | Electricity | Electricity | Electricity | Electricity | Electricity | Electricity |  | 0 | Electricity |  | Electricity | Electricity | Electricity | Electricity | Electricity | Electricity | Electricity | Electricity | Electricity | Electricity | Electricity | Electricity | Electricity | Electricity | Electricity | Electricity | Electricity | 0 | 0 | Electricity | Electricity | 0 | 0
Please enter the hot water generation efficieincy or COP, if known (enter efficiency as a decimal i.e. 70% = 0.7) | ENE09 : Please enter the hot water generation efficiency or COP (if known) | 1 | 48 |  | 1 | 1 | 4 | 4 | 2.5 | 1 | 1 | 0 | 0 | 1 | 1 | 0 | 0 | [5 empty] | 1 |  | 1 | 1 | 1 | 1 | 1 | 1 | 1 | 1 | 1 | 1 | 1 | 1 | 1 | 1 | 1 | 4 | 4 | 2.5 | 0 | 1 | 1 | 1 | 1 | 1.09 |  | 1 | 1 | 4 | 4 | 4 | 4 |  | 0 | 1 |  | 1 | 1 | 1 | 1 | 1 | 1 | 1 | 1 | 1 | 1 | 1 | 1 | 1 | 1 | 1 | 1 | 1 | 0 | 0 | 1 | 1 | 0 | 0
In what year was the main hot water generator/hot water system last replaced (if known)? | ENE09 : In what year was the main hot water generator/hot water system last replaced? | 1960 | 49 |  | 1960 | 1960 | 2018 | 2018 | 2010 | 1960 | 1960 | 0 | 0 | 1960 | 1960 | 0 | 0 | [5 empty] | 1960 |  | 1960 | 1960 | 1960 | 1960 | 1960 | 1960 | 1960 | 1960 | 1960 | 1960 | 1960 | 1960 | 1960 | 1960 | 1960 | 2018 | 2018 | 2000 | 0 | 2010 | 2018 | 2018 | 2018 | 2017 |  | 1960 | 1960 | 2018 | 2018 | 2018 | 2018 |  | 0 | 1960 |  | 1960 | 1960 | 1960 | 1960 | 1960 | 1960 | 1960 | 1960 | 1960 | 1960 | 1960 | 1960 | 1960 | 1960 | 1960 | 1960 | 1960 | 0 | 0 | 1960 | 1960 | 0 | 0
What proportion of fluorescent lamps have high frequency ballasts? | #N/A | 0 | 50 |  | 0 | 0 |  |  | 50 | 0 | 0 | 0 | 0 | 0 | 0 | 0 | 0 |  |  |  | 0 | 0 | 0 | 0 | 0 | 0 | 0 | 0 | 0 | 0 | 0 | 0 | 0 | 0 | 0 | 0 | 0 | 0 | 0 | 0 | 0 | 50 | 0 | 0 | 0 | 0 | 0 |  |  | 0 | 0 |  |  | 0 | 0 | 0 | 0 | 0 | 0 | 0 | 0 | 0 | 0 | 0 | 0 | 0 | 0 | 0 | 0 | 0 | 0 | 0 | 0 | 0 | 0 | 0 | 0 | 0 | 0 | 0 | 0 | 0
Of all Internal lamps, what is the percentage of Compact Fluorescent type? | #N/A | 0 | 51 |  | 0 | 0 |  |  | 0 | 0 | 0 | 0 | 0 | 0 | 0 | 0 | 0 |  |  |  | 0 | 0 | 0 | 0 | 0 | 0 | 0 | 0 | 0 | 0 | 0 | 0 | 0 | 0 | 0 | 0 | 0 | 0 | 0 | 0 | 0 | 0 | 0 | 0 | 0 | 0 | 0 |  |  | 100 | 0 |  |  | 0 | 0 | 100 | 100 | 0 | 0 | 0 | 0 | 0 | 0 | 0 | 0 | 0 | 0 | 0 | 0 | 0 | 0 | 0 | 0 | 0 | 0 | 0 | 0 | 0 | 0 | 0 | 0 | 0
Of all Internal lamps, what is the percentage of Tungsten Halogen? | #N/A | 0 | 52 |  | 0 | 0 |  |  | 0 | 0 | 0 | 0 | 0 | 0 | 0 | 0 | 0 |  |  |  | 0 | 0 | 0 | 0 | 0 | 0 | 0 | 0 | 0 | 0 | 0 | 0 | 0 | 0 | 0 | 0 | 0 | 0 | 0 | 0 | 0 | 0 | 0 | 0 | 0 | 0 | 0 |  |  | 0 | 0 |  |  | 0 | 0 | 0 | 0 | 0 | 0 | 0 | 0 | 0 | 0 | 0 | 0 | 0 | 0 | 0 | 0 | 0 | 0 | 0 | 0 | 0 | 0 | 0 | 0 | 0 | 0 | 0 | 0 | 0
Of all Internal lamps, what is the percentage of Incandescent lamps? | #N/A | 0 | 53 |  | 0 | 0 |  |  | 0 | 0 | 0 | 0 | 0 | 0 | 0 | 0 | 0 |  |  |  | 0 | 0 | 0 | 0 | 0 | 0 | 0 | 0 | 0 | 0 | 0 | 0 | 0 | 0 | 0 | 0 | 0 | 0 | 0 | 0 | 0 | 0 | 0 | 0 | 0 | 0 | 0 |  |  | 0 | 0 |  |  | 0 | 0 | 0 | 0 | 0 | 0 | 0 | 0 | 0 | 0 | 0 | 0 | 0 | 0 | 0 | 0 | 0 | 0 | 0 | 0 | 0 | 0 | 0 | 0 | 0 | 0 | 0 | 0 | 0
Of all internal lamps, what is the percentage of T12 type? | #N/A | 0 | 54 |  | 0 | 0 |  |  | 0 | 0 | 0 | 0 | 0 | 0 | 0 | 0 | 0 |  |  |  | 0 | 0 | 0 | 0 | 0 | 0 | 0 | 0 | 0 | 0 | 0 | 0 | 0 | 0 | 0 | 0 | 0 | 0 | 0 | 0 | 0 | 0 | 0 | 0 | 0 | 0 | 0 |  |  | 0 | 0 |  |  | 0 | 0 | 0 | 0 | 0 | 0 | 0 | 0 | 0 | 0 | 0 | 0 | 0 | 0 | 0 | 0 | 0 | 0 | 0 | 0 | 0 | 0 | 0 | 0 | 0 | 0 | 0 | 0 | 0
Of all internal lamps, what is the percentage of T8 type? | #N/A | 100 | 55 |  | 100 | 100 |  |  | 19 | 100 | 100 | 100 | 0 | 100 | 100 | 100 | 0 |  |  |  | 100 | 100 | 100 | 100 | 100 | 100 | 100 | 100 | 100 | 100 | 100 | 100 | 100 | 100 | 100 | 100 | 100 | 100 | 100 | 0 | 0 | 19 | 100 | 0 | 100 | 100 | 100 |  |  | 100 | 100 |  |  | 100 | 100 | 100 | 100 | 100 | 100 | 100 | 100 | 100 | 100 | 100 | 100 | 100 | 100 | 100 | 100 | 100 | 100 | 100 | 100 | 100 | 100 | 100 | 100 | 0 | 100 | 100 | 100 | 0
Of all internal lamps, what is the percentage of T5 type? | #N/A | 0 | 56 |  | 0 | 0 |  |  | 80 | 0 | 0 | 0 | 0 | 0 | 0 | 0 | 0 |  |  |  | 0 | 0 | 0 | 0 | 0 | 0 | 0 | 0 | 0 | 0 | 0 | 0 | 0 | 0 | 0 | 0 | 0 | 0 | 0 | 0 | 0 | 80 | 0 | 0 | 0 | 0 | 0 |  |  | 0 | 0 |  |  | 0 | 0 | 0 | 0 | 0 | 0 | 0 | 0 | 0 | 0 | 0 | 0 | 0 | 0 | 0 | 0 | 0 | 0 | 0 | 0 | 0 | 0 | 0 | 0 | 0 | 0 | 0 | 0 | 0
Of all internal lamps, what is the percentage of LED lighting (with special design lighting control system)? | #N/A | 0 | 57 |  | 0 | 0 | 100 | 100 | 0 | 0 | 0 | 0 | 0 | 0 | 0 | 0 | 0 |  |  |  | 0 | 0 | 0 | 0 | 0 | 0 | 0 | 0 | 0 | 0 | 0 | 0 | 0 | 0 | 0 | 0 | 0 | 0 | 0 | 100 | 100 | 0 | 0 | 0 | 0 | 0 | 0 |  |  | 0 | 0 | 100 | 100 | 0 | 0 | 0 | 0 | 0 | 0 | 0 | 0 | 0 | 0 | 0 | 0 | 0 | 0 | 0 | 0 | 0 | 0 | 0 | 0 | 0 | 0 | 0 | 0 | 0 | 0 | 0 | 0 | 0
Of all internal lamps, what is the percentage of LED lighting (with typical lighting control system)? | #N/A | 0 | 58 |  | 0 | 0 |  |  | 0 | 0 | 0 | 0 | 0 | 0 | 0 | 0 | 0 |  |  |  | 0 | 0 | 0 | 0 | 0 | 0 | 0 | 0 | 0 | 0 | 0 | 0 | 0 | 0 | 0 | 0 | 0 | 0 | 0 | 0 | 0 | 0 | 0 | 0 | 0 | 0 | 0 |  |  | 0 | 0 |  |  | 0 | 0 | 0 | 0 | 0 | 0 | 0 | 0 | 0 | 0 | 0 | 0 | 0 | 0 | 0 | 0 | 0 | 0 | 0 | 0 | 0 | 0 | 0 | 0 | 0 | 0 | 0 | 0 | 0
Of all internal lamps, what is the percentage of metal halide type? | #N/A | 0 | 59 |  | 0 | 0 |  |  | 0 | 0 | 0 | 0 | 0 | 0 | 0 | 0 | 0 |  |  |  | 0 | 0 | 0 | 0 | 0 | 0 | 0 | 0 | 0 | 0 | 0 | 0 | 0 | 0 | 0 | 0 | 0 | 0 | 0 | 0 | 0 | 0 | 0 | 0 | 0 | 0 | 0 |  |  | 0 | 0 |  |  | 0 | 0 | 0 | 0 | 0 | 0 | 0 | 0 | 0 | 0 | 0 | 0 | 0 | 0 | 0 | 0 | 0 | 0 | 0 | 0 | 0 | 0 | 0 | 0 | 0 | 0 | 0 | 0 | 0
What percentage of the building floor area (not accessible to clients/customers) with access to daylight has fully functioning daylight sensors for lighting? | #N/A | 0 | 60 |  | 0 | 0 | 100 | 100 | 50 | 0 | 0 | 0 | 0 | 0 | 0 | 0 | 0 |  |  |  | 0 | 0 | 0 | 0 | 0 | 0 | 0 | 0 | 0 | 0 | 0 | 0 | 0 | 0 | 0 | 0 | 0 | 0 | 0 | 100 | 100 | 50 | 0 | 0 | 0 | 0 | 0 |  |  | 0 | 0 | 100 | 100 | 0 | 0 | 0 | 0 | 0 | 0 | 0 | 0 | 0 | 0 | 0 | 0 | 0 | 0 | 0 | 0 | 0 | 0 | 0 | 0 | 0 | 0 | 0 | 0 | 0 | 0 | 0 | 0 | 0
What percentage of the building floor area (not accessible to client/customers) has fully functioning occupancy sensors for lighting? | #N/A | 0 | 61 |  | 0 | 0 | 100 | 100 | 50 | 0 | 0 | 0 | 0 | 0 | 0 | 0 | 0 |  |  |  | 0 | 0 | 0 | 0 | 0 | 0 | 0 | 0 | 0 | 0 | 0 | 0 | 0 | 0 | 0 | 0 | 0 | 0 | 0 | 100 | 100 | 50 | 0 | 0 | 0 | 0 | 0 |  |  | 0 | 0 | 100 | 100 | 0 | 0 | 0 | 0 | 0 | 0 | 0 | 0 | 0 | 0 | 0 | 0 | 0 | 0 | 0 | 0 | 0 | 0 | 0 | 0 | 0 | 0 | 0 | 0 | 0 | 0 | 0 | 0 | 0
Warning message | ENE07 : What percentage of the lit asset floor area has access to daylight? | 0 | 62 |  | 0 | 0 |  |  | Please ensure lamp types total 100% | 0 | 0 | 0 | 0 | 0 | 0 | 0 | 0 |  |  |  | 0 | 0 | 0 | 0 | 0 | 0 | 0 | 0 | 0 | 0 | 0 | 0 | 0 | 0 | 0 | 0 | 0 | 0 | 0 | 0 | 0 | Please ensure lamp types total 100% | 0 | 0 | 0 | 0 | 0 |  |  | 0 | 0 |  |  | 0 | 0 | 0 | 0 | 0 | 0 | 0 | 0 | 0 | 0 | 0 | 0 | 0 | 0 | 0 | 0 | 0 | 0 | 0 | 0 | 0 | 0 | 0 | 0 | 0 | 0 | 0 | 0 | 0
Do you know what types of heat generation are used for network heat supply? | Do you know what types of heat generation are used for network heat supply? | 0 | 63 |  | 0 | 0 |  |  | Yes | yes | yes | yes | yes | no | no | no | no |  |  |  | 0 | 0 | 0 | 0 | 0 | 0 | 0 | 0 | 0 | 0 | 0 | 0 | 0 | 0 | 0 | 0 | yes | 0 | 0 | 0 | 0 | 0 | 0 | 0 | 0 | 0 | 0 |  |  | 0 | 0 |  |  | 0 | 0 | 0 | 0 | 0 | 0 | 0 | 0 | 0 | 0 | 0 | 0 | 0 | 0 | 0 | 0 | 0 | 0 | yes | 0 | 0 | yes | yes | yes | yes | no | no | no | no
Please provide the following information for the the main heat generation sources |  | 0 | 64 | [6 empty] | 0 | 0 | 0 | 0 | 0 | 0 | 0 | 0 |  |  |  | 0 | 0 | 0 | 0 | 0 | 0 | [10 empty] | 0 | [19 empty] | 0 | 0 | 0 | 0 | 0 | [10 empty] | 0 |  |  | 0 | 0 | 0 | 0 | 0 | 0 | 0 | 0
heat source 1 | ENE09b : Heat generator type | 0 | 65 | [6 empty] | Boiler | 0 | Boiler | Boiler | 0 | 0 | 0 | 0 |  |  |  | 0 | 0 | 0 | 0 | 0 | 0 | [10 empty] | Boiler | [19 empty] | 0 | 0 | 0 | 0 | 0 | [10 empty] | Boiler |  |  | Boiler | 0 | Boiler | Boiler | 0 | 0 | 0 | 0
heat source 2 | ENE09b : Heat generator type | 0 | 66 | [6 empty] | heat pump | 0 | heat pump | heat pump | 0 | 0 | 0 | 0 |  |  |  | 0 | 0 | 0 | 0 | 0 | 0 | [10 empty] | heat pump | [19 empty] | 0 | 0 | 0 | 0 | 0 | [10 empty] | heat pump |  |  | heat pump | 0 | heat pump | heat pump | 0 | 0 | 0 | 0
heat source 3 | ENE09b : Heat generator type | 0 | 67 | [6 empty] | 0 | 0 | 0 | 0 | 0 | 0 | 0 | 0 |  |  |  | 0 | 0 | 0 | 0 | 0 | 0 | [10 empty] | 0 | [19 empty] | 0 | 0 | 0 | 0 | 0 | [10 empty] | 0 |  |  | 0 | 0 | 0 | 0 | 0 | 0 | 0 | 0
heat source 4 | ENE09b : Heat generator type | 0 | 68 | [6 empty] | 0 | 0 | 0 | 0 | 0 | 0 | 0 | 0 |  |  |  | 0 | 0 | 0 | 0 | 0 | 0 | [10 empty] | 0 | [19 empty] | 0 | 0 | 0 | 0 | 0 | [10 empty] | 0 |  |  | 0 | 0 | 0 | 0 | 0 | 0 | 0 | 0
heat source 5 | ENE09b : Heat generator type | 0 | 69 | [6 empty] | 0 | 0 | 0 | 0 | 0 | 0 | 0 | 0 |  |  |  | 0 | 0 | 0 | 0 | 0 | 0 | [10 empty] | 0 | [19 empty] | 0 | 0 | 0 | 0 | 0 | [10 empty] | 0 |  |  | 0 | 0 | 0 | 0 | 0 | 0 | 0 | 0
heat source 6 | ENE09b : Heat generator type | 0 | 70 | [6 empty] | 0 | 0 | 0 | 0 | 0 | 0 | 0 | 0 |  |  |  | 0 | 0 | 0 | 0 | 0 | 0 | [10 empty] | 0 | [19 empty] | 0 | 0 | 0 | 0 | 0 | [10 empty] | 0 |  |  | 0 | 0 | 0 | 0 | 0 | 0 | 0 | 0
Warning message |  | 0 | 71 | [6 empty] | 0 | 0 | 0 | 0 | 0 | 0 | 0 | 0 |  |  |  | 0 | 0 | 0 | 0 | 0 | 0 | [10 empty] | 0 | [19 empty] | 0 | 0 | 0 | 0 | 0 | [10 empty] | 0 |  |  | 0 | 0 | 0 | 0 | 0 | 0 | 0 | 0
Please enter % distribution losses for the heat network (if known) | Please enter % distribution losses for the heat network (if known) | 0 | 72 | [6 empty] | 0 | 0 | 0 | 0 | 0 | 0 | 0 | 0 |  |  |  | 0 | 0 | 0 | 0 | 0 | 0 | [10 empty] | 10 | [19 empty] | 0 | 0 | 0 | 0 | 0 | [10 empty] | 10 |  |  | 0 | 0 | 0 | 0 | 0 | 0 | 0 | 0
Do you know what types of coolling generation are used for network heat supply? | Do you know what types of coolling generation are used for network heat supply? | 0 | 73 | [6 empty] | 0 | yes | 0 | 0 | no | no | no | no |  |  |  | 0 | 0 | 0 | 0 | 0 | 0 | [10 empty] | 0 | [6 empty] | 0 | [12 empty] | 0 | 0 | 0 | 0 | 0 | [10 empty] | 0 |  |  | 0 | yes | 0 | 0 | no | no | no | no
Please provide the following information for the the main cooling generation sources |  | 0 | 74 | [6 empty] | cooling generation efficiency | cooling generation efficiency | cooling generation efficiency | cooling generation efficiency | 0 | 0 | 0 | 0 |  |  |  | 0 | 0 | 0 | 0 | 0 | 0 | [10 empty] | cooling generation efficiency | [19 empty] | 0 | 0 | 0 | 0 | 0 | [10 empty] | cooling generation efficiency |  |  | cooling generation efficiency | cooling generation efficiency | cooling generation efficiency | cooling generation efficiency | 0 | 0 | 0 | 0
cooling source 1 | ENE09a : Cooling generator type | 0 | 75 | [6 empty] | 0 | Chiller | 0 | 0 | 0 | 0 | 0 | 0 |  |  |  | 0 | 0 | 0 | 0 | 0 | 0 | [10 empty] | 0 | [19 empty] | 0 | 0 | 0 | 0 | 0 | [10 empty] | 0 |  |  | 0 | Chiller | 0 | 0 | 0 | 0 | 0 | 0
cooling source 2 | ENE09a : Cooling generator type | 0 | 76 | [6 empty] | 0 | 0 | 0 | 0 | 0 | 0 | 0 | 0 |  |  |  | 0 | 0 | 0 | 0 | 0 | 0 | [10 empty] | 0 | [19 empty] | 0 | 0 | 0 | 0 | 0 | [10 empty] | 0 |  |  | 0 | 0 | 0 | 0 | 0 | 0 | 0 | 0
cooling source 3 | ENE09a : Cooling generator type | 0 | 77 | [6 empty] | 0 | 0 | 0 | 0 | 0 | 0 | 0 | 0 |  |  |  | 0 | 0 | 0 | 0 | 0 | 0 | [10 empty] | 0 | [19 empty] | 0 | 0 | 0 | 0 | 0 | [10 empty] | 0 |  |  | 0 | 0 | 0 | 0 | 0 | 0 | 0 | 0
cooling source 4 | ENE09a : Cooling generator type | 0 | 78 | [6 empty] | 0 | 0 | 0 | 0 | 0 | 0 | 0 | 0 |  |  |  | 0 | 0 | 0 | 0 | 0 | 0 | [10 empty] | 0 | [19 empty] | 0 | 0 | 0 | 0 | 0 | [10 empty] | 0 |  |  | 0 | 0 | 0 | 0 | 0 | 0 | 0 | 0
cooling source 5 | ENE09a : Cooling generator type | 0 | 79 | [6 empty] | 0 | 0 | 0 | 0 | 0 | 0 | 0 | 0 |  |  |  | 0 | 0 | 0 | 0 | 0 | 0 | [10 empty] | 0 | [19 empty] | 0 | 0 | 0 | 0 | 0 | [10 empty] | 0 |  |  | 0 | 0 | 0 | 0 | 0 | 0 | 0 | 0
cooling source 6 | ENE09a : Cooling generator type | 0 | 80 | [6 empty] | 0 | 0 | 0 | 0 | 0 | 0 | 0 | 0 |  |  |  | 0 | 0 | 0 | 0 | 0 | 0 | [10 empty] | 0 | [19 empty] | 0 | 0 | 0 | 0 | 0 | [10 empty] | 0 |  |  | 0 | 0 | 0 | 0 | 0 | 0 | 0 | 0
Warning message |  | 0 | 81 | [6 empty] | 0 | 0 | 0 | 0 | 0 | 0 | 0 | 0 |  |  |  | 0 | 0 | 0 | 0 | 0 | 0 | [10 empty] | 0 | [19 empty] | 0 | 0 | 0 | 0 | 0 | [10 empty] | 0 |  |  | 0 | 0 | 0 | 0 | 0 | 0 | 0 | 0
Please enter % distribution losses for the heat network (if known) | Please enter % distribution losses for the heat network (if known) | 0 | 82 |  | 0 | 0 |  |  | 30 | 0 | 0 | 0 | 0 | 0 | 0 | 0 | 0 |  |  |  | 0 | 0 | 0 | 0 | 0 | 0 | 0 | 0 | 0 | 0 | 0 | 0 | 0 | 0 | 0 | 0 | 0 | 0 | 0 | [5 empty] | 0 | 0 | 0 |  |  | 0 | 0 |  |  |  |  | 0 | 0 | 0 | 0 | 0 | 0 | 0 | 0 | 0 | 0 | 0 | 0 | 0 | 0 | 0 | 0 | 0 | 0 | 0 | 0 | 0 | 0 | 0 | 0 | 0 | 0 | 0
What is the % of floorarea fitted with LED lamps? | ENE07 : What percentage of lit asset floor area is fitted with LED lamps? | 0 | 83 |  | 0 | 0 | 100 | 100 | 100 | 0 | 0 | 0 | 0 | 0 | 0 | 0 | 0 |  |  | where no lighting data is entered use default values for the standard building | 0 | 0 | 0 | 0 | 0 | 0 | 0 | 0 | 100 | 100 | 0 | 0 | 0 | 0 | 0 | 0 | 0 | 0 | 0 | 100 | 100 |  | 100 | 100 | 0 | 0 | 0 |  |  |  | 0 | 100 | 100 | 100 | 100 |  | 0 | 0 | 0 | 0 | 0 | 0 | 0 | 100 | 100 | 0 | 0 | 0 | 0 | 0 | 0 | 0 | 0 | 0 | 0 | 0 | 0 | 0 | 0 | 0 | 0 | 0
What % of LED lamps are fitted with local controls which increase power input as the light output reduces over time? | ENE07 : What percentage of LED lighting is fitted with constant illuminance controls? | 0 | 84 |  | 0 | 0 | 100 | 100 | 0 | 0 | 0 | 0 | 0 | 0 | 0 | 0 | 0 |  |  |  | 0 | 0 | 0 | 0 | 0 | 0 | 0 | 0 | 100 | 100 | 0 | 0 | 0 | 0 | 0 | 0 | 0 | 0 | 0 | 100 | 100 |  | 50 | 50 | 0 | 0 | 0 |  |  |  | 0 | 100 | 100 | 100 | 100 |  | 0 | 0 | 0 | 0 | 0 | 0 | 0 | 100 | 100 | 0 | 0 | 0 | 0 | 0 | 0 | 0 | 0 | 0 | 0 | 0 | 0 | 0 | 0 | 0 | 0 | 0
What is the % of floorarea fitted with compact flourescent lamps? | ENE07 : What percentage of lit asset floor area is fitted with Compact Fluorescent type? | 0 | 85 |  | 0 | 0 |  |  |  | 0 | 0 | 0 | 0 | 0 | 0 | 0 | 0 |  |  |  | 0 | 0 | 0 | 0 | 0 | 0 | 0 | 0 | 0 | 0 | 0 | 0 | 0 | 0 | 0 | 0 | 0 | 0 | 0 |  |  |  |  | 0 | 0 | 0 | 0 |  |  | 100 | 0 |  |  |  |  | 100 | 100 | 100 | 100 | 100 | 100 | 100 | 100 | 0 | 0 | 100 | 100 | 100 | 100 | 100 | 100 | 100 | 100 | 100 | 100 | 100 | 100 | 100 | 100 | 100 | 100 | 100
What is the % of compact flourescent lamps have diffusers or shades fitted? | ENE07 : What percentage of Compact Fluorescent lamps have diffusers or shades fitted? | 0 | 86 |  | 0 | 0 |  |  |  | 0 | 0 | 0 | 0 | 0 | 0 | 0 | 0 |  |  |  | 0 | 0 | 0 | 0 | 0 | 0 | 0 | 0 | 0 | 0 | 0 | 0 | 0 | 0 | 0 | 0 | 0 | 0 | 0 |  |  |  |  | 0 | 0 | 0 | 0 |  |  | 100 | 0 |  |  |  |  | 100 | 100 | 100 | 100 | 100 | 100 | 100 | 100 | 0 | 0 | 100 | 100 | 100 | 100 | 100 | 100 | 100 | 100 | 100 | 100 | 100 | 100 | 100 | 100 | 100 | 100 | 100
What is the % of floorarea fitted with tungsten halogen lamps? | ENE07 : What percentage of lit asset floor area is fitted with Tungsten Halogen lamps? | 0 | 87 |  | 0 | 0 |  |  | 0 | 0 | 0 | 0 | 0 | 0 | 0 | 0 | 0 |  |  |  | 0 | 0 | 0 | 0 | 0 | 0 | 0 | 0 | 0 | 0 | 0 | 0 | 0 | 0 | 0 | 0 | 0 | 0 | 0 |  |  |  |  | 0 | 0 | 0 | 0 |  |  |  | 0 | [5 empty] | 0 | 0 | 0 | 0 | 0 | 0 | 0 | 0 | 0 | 0 | 0 | 0 | 0 | 0 | 0 | 0 | 0 | 0 | 0 | 0 | 0 | 0 | 0 | 0 | 0 | 0
What is the % of tungsten halogen lamps have diffusers or shades fitted? | ENE07 : What percentage of Tungsten Halogen lamps have diffusers or shades fitted? | 0 | 88 |  | 0 | 0 |  |  |  | 0 | 0 | 0 | 0 | 0 | 0 | 0 | 0 |  |  |  | 0 | 0 | 0 | 0 | 0 | 0 | 0 | 0 | 0 | 0 | 0 | 0 | 0 | 0 | 0 | 0 | 0 | 0 | 0 |  |  |  |  | 0 | 0 | 0 | 0 |  |  |  | 0 | [5 empty] | 0 | 0 | 0 | 0 | 0 | 0 | 0 | 0 | 0 | 0 | 0 | 0 | 0 | 0 | 0 | 0 | 0 | 0 | 0 | 0 | 0 | 0 | 0 | 0 | 0 | 0
What is the % of floorarea fitted with incandescent lamps? | ENE07 : What percentage of lit asset floor area is fitted with incandescent lamps? | 0 | 89 |  | 0 | 0 |  |  | 0 | 0 | 0 | 0 | 0 | 0 | 0 | 0 | 0 |  |  |  | 0 | 0 | 0 | 0 | 0 | 0 | 0 | 0 | 0 | 0 | 0 | 0 | 0 | 0 | 0 | 0 | 0 | 0 | 0 |  |  | 25 |  | 0 | 0 | 0 | 0 |  |  |  | 0 | [5 empty] | 0 | 0 | 0 | 0 | 0 | 0 | 0 | 0 | 0 | 0 | 0 | 0 | 0 | 0 | 0 | 0 | 0 | 0 | 0 | 0 | 0 | 0 | 0 | 0 | 0 | 0
What is the % of incandescent lamps have diffusers or shades fitted? | ENE07 : What percentage of Incandescent lamps have diffusers or shades fitted? | 0 | 90 |  | 0 | 0 |  |  |  | 0 | 0 | 0 | 0 | 0 | 0 | 0 | 0 |  |  |  | 0 | 0 | 0 | 0 | 0 | 0 | 0 | 0 | 0 | 0 | 0 | 0 | 0 | 0 | 0 | 0 | 0 | 0 | 0 |  |  | 50 |  | 0 | 0 | 25 | 0 |  |  |  | 0 | [5 empty] | 0 | 0 | 0 | 0 | 0 | 0 | 0 | 0 | 0 | 0 | 0 | 0 | 0 | 0 | 0 | 0 | 0 | 0 | 0 | 0 | 0 | 0 | 0 | 0 | 0 | 0
What is the % of floorarea fitted with T12 fluorescent tubes? | ENE07 : What percentage of lit asset floor area is fitted with T12 fluorescent type? | 0 | 91 |  | 0 | 0 |  |  | 0 | 0 | 0 | 0 | 0 | 0 | 0 | 0 | 0 |  |  |  | 0 | 0 | 0 | 0 | 0 | 0 | 0 | 0 | 0 | 0 | 0 | 0 | 0 | 0 | 0 | 0 | 0 | 0 | 0 |  |  | 25 |  | 0 | 0 | 50 | 0 |  |  |  | 0 | [5 empty] | 0 | 0 | 0 | 0 | 0 | 0 | 0 | 0 | 0 | 0 | 0 | 0 | 0 | 0 | 0 | 0 | 0 | 0 | 0 | 0 | 0 | 0 | 0 | 0 | 0 | 0
What is the % of T12 fluorescent tubes have diffusers or shades fitted? | ENE07 : What percentage of T12 fluorescent tubes have diffusers or shades fitted? | 0 | 92 |  | 0 | 0 |  |  |  | 0 | 0 | 0 | 0 | 0 | 0 | 0 | 0 |  |  |  | 0 | 0 | 0 | 0 | 0 | 0 | 0 | 0 | 0 | 0 | 0 | 0 | 0 | 0 | 0 | 0 | 0 | 0 | 0 |  |  | 50 |  | 0 | 0 | 25 | 0 |  |  |  | 0 | [5 empty] | 0 | 0 | 0 | 0 | 0 | 0 | 0 | 0 | 0 | 0 | 0 | 0 | 0 | 0 | 0 | 0 | 0 | 0 | 0 | 0 | 0 | 0 | 0 | 0 | 0 | 0
What is the % of floorarea fitted with T8 fluorescent tubes? | ENE07 : What percentage of lit asset floor area is fitted with T8 fluorescent type? | 100 | 93 |  | 100 | 100 |  |  | 0 | 100 | 100 | 100 | 100 | 100 | 100 | 100 | 100 | 100 |  |  | 100 | 100 | 100 | 100 | 100 | 100 | 100 | 100 |  |  | 100 | 100 | 100 | 100 | 100 | 100 | 100 | 100 | 100 |  |  | 50 |  | 0 | 100 | 50 | 100 |  |  |  | 100 | [5 empty] | 0 | 0 | 0 | 0 | 0 | 0 | 0 |  |  | 0 | 0 | 0 | 0 | 0 | 0 | 0 | 0 | 0 | 0 | 0 | 0 | 0 | 0 | 0 | 0 | 0
What is the % of T8 fluorescent tubes have diffusers or shades fitted? | ENE07 : What percentage of T8 fluorescent tubes have diffusers or shades fitted? | 50 | 94 |  | 50 | 50 |  |  |  | 50 | 50 | 50 | 50 | 50 | 50 | 50 | 50 | 100 |  |  | 50 | 50 | 50 | 50 | 50 | 50 | 50 | 50 |  |  | 50 | 50 | 50 | 50 | 50 | 50 | 50 | 50 | 50 |  |  | 50 |  | 0 | 50 | 50 | 50 |  |  |  | 50 | [5 empty] | 0 | 0 | 0 | 0 | 0 | 0 | 0 |  |  | 0 | 0 | 0 | 0 | 0 | 0 | 0 | 0 | 0 | 0 | 0 | 0 | 0 | 0 | 0 | 0 | 0
What is the % of floorarea fitted with T5 fluorescent tubes? | ENE07 : What percentage of lit asset floor area is fitted with T5 fluorescent type? | 0 | 95 |  | 0 | 0 |  |  | 0 | 0 | 0 | 0 | 0 | 0 | 0 | 0 | 0 |  |  |  | 0 | 0 | 0 | 0 | 0 | 0 | 0 | 0 | 0 | 0 | 0 | 0 | 0 | 0 | 0 | 0 | 0 | 0 | 0 |  |  |  |  | 0 | 0 | 50 | 0 |  |  |  | 0 | [5 empty] | 0 | 0 | 0 | 0 | 0 | 0 | 0 | 0 | 0 | 0 | 0 | 0 | 0 | 0 | 0 | 0 | 0 | 0 | 0 | 0 | 0 | 0 | 0 | 0 | 0 | 0
What is the % of T5 fluorescent tubes have diffusers or shades fitted? | ENE07 : What percentage of T5 fluorescent tubes have diffusers or shades fitted? | 0 | 96 |  | 0 | 0 |  |  |  | 0 | 0 | 0 | 0 | 0 | 0 | 0 | 0 |  |  |  | 0 | 0 | 0 | 0 | 0 | 0 | 0 | 0 | 0 | 0 | 0 | 0 | 0 | 0 | 0 | 0 | 0 | 0 | 0 |  |  |  |  | 0 | 0 | 0 | 0 |  |  |  | 0 | [5 empty] | 0 | 0 | 0 | 0 | 0 | 0 | 0 | 0 | 0 | 0 | 0 | 0 | 0 | 0 | 0 | 0 | 0 | 0 | 0 | 0 | 0 | 0 | 0 | 0 | 0 | 0
What is % of fluorsecent tubes are fitted with local controls which increase power input as light output reduce over time? | ENE07 : What percentage of fluorescent tubes are fitted with constant illuminance controls? | 0 | 97 |  | 0 | 0 |  |  |  | 0 | 0 | 0 | 0 | 0 | 0 | 0 | 0 |  |  |  | 0 | 0 | 0 | 0 | 0 | 0 | 0 | 0 | 0 | 0 | 0 | 0 | 0 | 0 | 0 | 0 | 0 | 0 | 0 |  |  |  |  | 0 | 0 | 0 | 0 |  |  |  | 0 | [5 empty] | 0 | 0 | 0 | 0 | 0 | 0 | 0 | 0 | 0 | 0 | 0 | 0 | 0 | 0 | 0 | 0 | 0 | 0 | 0 | 0 | 0 | 0 | 0 | 0 | 0 | 0
What is % of fluorsecent tubes are fitted with high frequency ballasts? | ENE07 : What percentage of fluorescent tubes are fitted with high frequency ballasts? | 0 | 98 |  | 0 | 0 |  |  | 0 | 0 | 0 | 0 | 0 | 0 | 0 | 0 | 0 |  |  |  | 0 | 0 | 0 | 0 | 0 | 0 | 0 | 0 | 0 | 0 | 0 | 0 | 0 | 0 | 0 | 0 | 0 | 0 | 0 |  |  |  |  | 0 | 0 | 0 | 0 |  |  |  | 0 | [5 empty] | 0 | 0 | 0 | 0 | 0 | 0 | 0 | 0 | 0 | 0 | 0 | 0 | 0 | 0 | 0 | 0 | 0 | 0 | 0 | 0 | 0 | 0 | 0 | 0 | 0 | 0
What is the % of floorarea fitted with metal halide lamps? | ENE07 : What percentage of lit asset floor area fitted with metal halide type? | 0 | 99 |  | 0 | 0 |  |  | 0 | 0 | 0 | 0 | 0 | 0 | 0 | 0 | 0 |  |  |  | 0 | 0 | 0 | 0 | 0 | 0 | 0 | 0 | 0 | 0 | 0 | 0 | 0 | 0 | 0 | 0 | 0 | 0 | 0 |  |  |  |  | 0 | 0 | 0 | 0 |  |  |  | 0 | [5 empty] | 0 | 0 | 0 | 0 | 0 | 0 | 0 | 0 | 0 | 0 | 0 | 0 | 0 | 0 | 0 | 0 | 0 | 0 | 0 | 0 | 0 | 0 | 0 | 0 | 0 | 0
What is the % of metal halide lamps have diffusers or shades fitted? | ENE07 : What percentage of metal halide lamps have diffusers or shades fitted? | 0 | 100 |  | 0 | 0 |  |  |  | 0 | 0 | 0 | 0 | 0 | 0 | 0 | 0 |  |  |  | 0 | 0 | 0 | 0 | 0 | 0 | 0 | 0 | 0 | 0 | 0 | 0 | 0 | 0 | 0 | 0 | 0 | 0 | 0 |  |  |  |  | 0 | 0 | 0 | 0 |  |  |  | 0 | [5 empty] | 0 | 0 | 0 | 0 | 0 | 0 | 0 | 0 | 0 | 0 | 0 | 0 | 0 | 0 | 0 | 0 | 0 | 0 | 0 | 0 | 0 | 0 | 0 | 0 | 0 | 0
Warning message |  | 0 | 101 |  | 0 | 0 |  |  |  | 0 | 0 | 0 | 0 | 0 | 0 | 0 | 0 |  |  |  | 0 | 0 | 0 | 0 | 0 | 0 | 0 | 0 | 0 | 0 | 0 | 0 | 0 | 0 | 0 | 0 | 0 | 0 | 0 |  |  |  |  | 0 | 0 | 0 | 0 |  |  |  | 0 | [5 empty] | 0 | 0 | 0 | 0 | 0 | 0 | 0 | 0 | 0 | 0 | 0 | 0 | 0 | 0 | 0 | 0 | 0 | 0 | 0 | 0 | 0 | 0 | 0 | 0 | 0 | 0
What % of floor area is daylit | ENE07 : What percentage of the lit asset floor area has access to daylight? | 0 | 102 |  | 0 | 0 | 50 | 50 | 0 | 0 | 0 | 0 | 0 | 0 | 0 | 0 | 0 |  |  |  | 0 | 0 | 0 | 0 | 0 | 0 | 0 | 0 | 0 | 50 | 0 | 0 | 0 | 0 | 0 | 0 | 0 | 0 | 0 |  |  |  |  | 0 | 0 | 0 | 0 |  |  | 0 | 0 | 50 | 50 | 50 | 50 | 0 | 0 | 0 | 0 | 0 | 0 | 0 | 0 | 0 | 50 | 0 | 0 | 0 | 0 | 0 | 0 | 0 | 0 | 0 | 0 | 0 | 0 | 0 | 0 | 0 | 0 | 0
What % of daylit space is fitted with dimmable photoelectric controls? | ENE07 : What percentage of daylit space is fitted with dimmable photoelectric control? | 0 | 103 |  | 0 | 0 | 100 | 100 | 0 | 0 | 0 | 0 | 0 | 0 | 0 | 0 | 0 |  |  |  | 0 | 0 | 0 | 0 | 0 | 0 | 0 | 0 | 0 | 100 | 0 | 0 | 0 | 0 | 0 | 0 | 0 | 0 | 0 |  |  |  |  | 0 | 0 | 0 | 0 |  |  | 0 | 0 | 100 | 100 | 100 | 100 | 0 | 0 | 0 | 0 | 0 | 0 | 0 | 0 | 0 | 100 | 0 | 0 | 0 | 0 | 0 | 0 | 0 | 0 | 0 | 0 | 0 | 0 | 0 | 0 | 0 | 0 | 0
What % of daylit space is fitted with photoelectric switching controls? | ENE07 : What percentage of daylit space is fitted with photoelectric switching controls? | 0 | 104 |  | 0 | 0 |  |  | 0 | 0 | 0 | 0 | 0 | 0 | 0 | 0 | 0 |  |  |  | 0 | 0 | 0 | 0 | 0 | 0 | 0 | 0 | 0 | 0 | 0 | 0 | 0 | 0 | 0 | 0 | 0 | 0 | 0 |  |  |  |  | 0 | 0 | 101 | 0 |  |  | 0 | 0 |  |  |  |  | 0 | 0 | 0 | 0 | 0 | 0 | 0 | 0 | 0 | 0 | 0 | 0 | 0 | 0 | 0 | 0 | 0 | 0 | 0 | 0 | 0 | 0 | 0 | 0 | 0 | 0 | 0
Warning message |  | 0 | 105 |  | 0 | 0 |  |  |  | 0 | 0 | 0 | 0 | 0 | 0 | 0 | 0 |  |  |  | 0 | 0 | 0 | 0 | 0 | 0 | 0 | 0 | 0 |  | 0 | 0 | 0 | 0 | 0 | 0 | 0 | 0 | 0 |  |  |  |  | 0 | 0 | 0 | 0 |  |  | 0 | 0 |  |  |  |  | 0 | 0 | 0 | 0 | 0 | 0 | 0 | 0 | 0 |  | 0 | 0 | 0 | 0 | 0 | 0 | 0 | 0 | 0 | 0 | 0 | 0 | 0 | 0 | 0 | 0 | 0
What % of the floor area is occassionally occupied | ENE07 : What percentage of the lit asset floor area is occasionally occupied? | 0 | 106 |  | 0 | 0 | 50 | 50 | 0 | 0 | 0 | 0 | 0 | 0 | 0 | 0 | 0 |  |  |  | 0 | 0 | 0 | 0 | 0 | 0 | 0 | 0 | 0 | 50 | 0 | 0 | 0 | 0 | 0 | 0 | 0 | 0 | 0 |  |  |  |  | 0 | 0 | 0 | 0 |  |  | 0 | 0 | 50 | 50 | 50 | 50 | 0 | 0 | 0 | 0 | 0 | 0 | 0 | 0 | 0 | 50 | 0 | 0 | 0 | 0 | 0 | 0 | 0 | 0 | 0 | 0 | 0 | 0 | 0 | 0 | 0 | 0 | 0
What % of occasionally occupied space is fitted with auto off (manual on) presence detection? | ENE07 : What percentage of the lit asset floor area has access to daylight? | 0 | 107 |  | 0 | 0 | 100 | 100 | 0 | 0 | 0 | 0 | 0 | 0 | 0 | 0 | 0 |  |  |  | 0 | 0 | 0 | 0 | 0 | 0 | 0 | 0 | 0 | 100 | 0 | 0 | 0 | 0 | 0 | 0 | 0 | 0 | 0 |  |  |  |  | 0 | 0 | 101 | 0 |  |  | 0 | 0 | 100 | 100 | 100 | 100 | 0 | 0 | 0 | 0 | 0 | 0 | 0 | 0 | 0 | 100 | 0 | 0 | 0 | 0 | 0 | 0 | 0 | 0 | 0 | 0 | 0 | 0 | 0 | 0 | 0 | 0 | 0
What % of occasionally occupied space is fitted with auto on (manual off) presence detection? | ENE07 : What percentage of occasionally occupied space is fitted with auto on and off presence detection? | 0 | 108 |  | 0 | 0 |  |  |  | 0 | 0 | 0 | 0 | 0 | 0 | 0 | 0 |  |  |  | 0 | 0 | 0 | 0 | 0 | 0 | 0 | 0 | 0 | 0 | 0 | 0 | 0 | 0 | 0 | 0 | 0 | 0 | 0 |  |  |  |  | 0 | 0 | 0 | 0 |  |  | 0 | 0 |  |  |  |  | 0 | 0 | 0 | 0 | 0 | 0 | 0 | 0 | 0 | 0 | 0 | 0 | 0 | 0 | 0 | 0 | 0 | 0 | 0 | 0 | 0 | 0 | 0 | 0 | 0 | 0 | 0
Warning message |  | 0 | 109 |  | 0 | 0 |  |  |  | 0 | 0 | 0 | 0 | 0 | 0 | 0 | 0 |  |  |  | 0 | 0 | 0 | 0 | 0 | 0 | 0 | 0 | 0 | 0 | 0 | 0 | 0 | 0 | 0 | 0 | 0 | 0 | 0 |  |  |  |  | 0 | 0 | 0 | 0 |  |  | 0 | 0 |  |  |  |  | 0 | 0 | 0 | 0 | 0 | 0 | 0 | 0 | 0 | 0 | 0 | 0 | 0 | 0 | 0 | 0 | 0 | 0 | 0 | 0 | 0 | 0 | 0 | 0 | 0 | 0 | 0
|  | 0 | 110 | [6 empty] | 0 | 0 | 0 | 0 | 0 | 0 | 0 | 0 |  |  |  | 0 | 0 | 0 | 0 | 0 | 0 | [10 empty] | 0 | [6 empty] | 0 | [12 empty] | 0 | 0 | 0 | 0 | 0 | [10 empty] | 0 |  |  | 0 | 0 | 0 | 0 | 0 | 0 | 0 | 0
|  | 0 | 111 | [6 empty] | 0 | 0 | 0 | 0 | 0 | 0 | 0 | 0 |  |  |  | 0 | 0 | 0 | 0 | 0 | 0 | [10 empty] | 0 | [6 empty] | 0 | [12 empty] | 0 | 0 | 0 | 0 | 0 | [10 empty] | 0 |  |  | 0 | 0 | 0 | 0 | 0 | 0 | 0 | 0
heat source 1 efficiency | ENE09b : Heat generation efficiency | 0 | 112 | [6 empty] | 0.7 | 0 | 0.7 | 0.7 | 0 | 0 | 0 | 0 |  |  |  | 0 | 0 | 0 | 0 | 0 | 0 | 0 | 0 | 0 | 0 | 0 | 0 | 0 | 0 | 0 | 0 | 0.7 | 0 | 0 | [17 empty] | 0 | 0 | 0 | 0 | 0 | 0 | 0 | 0 | 0 | 0 | 0 | 0 | 0 | 0 | 0 | 0.7 | 0 | 0 | 0.7 | 0 | 0.7 | 0.7 | 0 | 0 | 0 | 0
heat source 1 fuel type | ENE09b : Fuel type | 0 | 113 | [6 empty] | Natural Gas | 0 | Natural Gas | Natural Gas | 0 | 0 | 0 | 0 |  |  |  | 0 | 0 | 0 | 0 | 0 | 0 | [10 empty] | Natural Gas | [19 empty] | 0 | 0 | 0 | 0 | 0 | [10 empty] | Natural Gas |  |  | Natural Gas | 0 | Natural Gas | Natural Gas | 0 | 0 | 0 | 0
heat source 1 % heat provided by source | ENE09b : % of heat provided by source | 0 | 114 | [6 empty] | 50 | 0 | 50 | 50 | 0 | 0 | 0 | 0 |  |  |  | 0 | 0 | 0 | 0 | 0 | 0 | [10 empty] | 50 | [8 empty] | 101 | [10 empty] | 0 | 0 | 0 | 0 | 0 | [10 empty] | 50 |  |  | 50 | 0 | 50 | 50 | 0 | 0 | 0 | 0
heat source 2 efficiency | ENE09b : Heat generation efficiency | 0 | 115 | [6 empty] | 3 | 0 | 3 | 3 | 0 | 0 | 0 | 0 |  |  |  | 0 | 0 | 0 | 0 | 0 | 0 | [10 empty] | 3 | [19 empty] | 0 | 0 | 0 | 0 | 0 | [10 empty] | 3 |  |  | 3 | 0 | 3 | 3 | 0 | 0 | 0 | 0
heat source 2 fuel type | ENE09b : Fuel type | 0 | 116 | [6 empty] | electricity | 0 | electricity | electricity | 0 | 0 | 0 | 0 |  |  |  | 0 | 0 | 0 | 0 | 0 | 0 | [10 empty] | electricity | [19 empty] | 0 | 0 | 0 | 0 | 0 | [10 empty] | electricity |  |  | electricity | 0 | electricity | electricity | 0 | 0 | 0 | 0
heat source 2 % heat provided by source | ENE09b : % of heat provided by source | 0 | 117 | [6 empty] | 50 | 0 | 50 | 50 | 0 | 0 | 0 | 0 |  |  |  | 0 | 0 | 0 | 0 | 0 | 0 | [10 empty] | 50 | [19 empty] | 0 | 0 | 0 | 0 | 0 | [10 empty] | 50 |  |  | 50 | 0 | 50 | 50 | 0 | 0 | 0 | 0
heat source 3 efficiency | ENE09b : Heat generation efficiency | 0 | 118 | [6 empty] | 0 | 0 | 0 | 0 | 0 | 0 | 0 | 0 |  |  |  | 0 | 0 | 0 | 0 | 0 | 0 | [10 empty] | 0 | [19 empty] | 0 | 0 | 0 | 0 | 0 | [10 empty] | 0 |  |  | 0 | 0 | 0 | 0 | 0 | 0 | 0 | 0
heat source 3 fuel type | ENE09b : Fuel type | 0 | 119 | [6 empty] | 0 | 0 | 0 | 0 | 0 | 0 | 0 | 0 |  |  |  | 0 | 0 | 0 | 0 | 0 | 0 | [10 empty] | 0 | [19 empty] | 0 | 0 | 0 | 0 | 0 | [10 empty] | 0 |  |  | 0 | 0 | 0 | 0 | 0 | 0 | 0 | 0
heat source 3 % heat provided by source | ENE09b : % of heat provided by source | 0 | 120 | [6 empty] | 0 | 0 | 0 | 0 | 0 | 0 | 0 | 0 |  |  |  | 0 | 0 | 0 | 0 | 0 | 0 | [10 empty] | 0 | [19 empty] | 0 | 0 | 0 | 0 | 0 | [10 empty] | 0 |  |  | 0 | 0 | 0 | 0 | 0 | 0 | 0 | 0
heat source 4 efficiency | ENE09b : Heat generation efficiency | 0 | 121 | [6 empty] | 0 | 0 | 0 | 0 | 0 | 0 | 0 | 0 |  |  |  | 0 | 0 | 0 | 0 | 0 | 0 | [10 empty] | 0 | [19 empty] | 0 | 0 | 0 | 0 | 0 | [10 empty] | 0 |  |  | 0 | 0 | 0 | 0 | 0 | 0 | 0 | 0
heat source 4 fuel type | ENE09b : Fuel type | 0 | 122 | [6 empty] | 0 | 0 | 0 | 0 | 0 | 0 | 0 | 0 |  |  |  | 0 | 0 | 0 | 0 | 0 | 0 | [10 empty] | 0 | [19 empty] | 0 | 0 | 0 | 0 | 0 | [10 empty] | 0 |  |  | 0 | 0 | 0 | 0 | 0 | 0 | 0 | 0
heat source 4 % heat provided by source | ENE09b : % of heat provided by source | 0 | 123 | [6 empty] | 0 | 0 | 0 | 0 | 0 | 0 | 0 | 0 |  |  |  | 0 | 0 | 0 | 0 | 0 | 0 | [10 empty] | 0 | [19 empty] | 0 | 0 | 0 | 0 | 0 | [10 empty] | 0 |  |  | 0 | 0 | 0 | 0 | 0 | 0 | 0 | 0
heat source 5 efficiency | ENE09b : Heat generation efficiency | 0 | 124 | [6 empty] | 0 | 0 | 0 | 0 | 0 | 0 | 0 | 0 |  |  |  | 0 | 0 | 0 | 0 | 0 | 0 | [10 empty] | 0 | [19 empty] | 0 | 0 | 0 | 0 | 0 | [10 empty] | 0 |  |  | 0 | 0 | 0 | 0 | 0 | 0 | 0 | 0
heat source 5 fuel type | ENE09b : Fuel type | 0 | 125 | [6 empty] | 0 | 0 | 0 | 0 | 0 | 0 | 0 | 0 |  |  |  | 0 | 0 | 0 | 0 | 0 | 0 | [10 empty] | 0 | [19 empty] | 0 | 0 | 0 | 0 | 0 | [10 empty] | 0 |  |  | 0 | 0 | 0 | 0 | 0 | 0 | 0 | 0
heat source 5 % heat provided by source | ENE09b : % of heat provided by source | 0 | 126 | [6 empty] | 0 | 0 | 0 | 0 | 0 | 0 | 0 | 0 |  |  |  | 0 | 0 | 0 | 0 | 0 | 0 | [10 empty] | 0 | [19 empty] | 0 | 0 | 0 | 0 | 0 | [10 empty] | 0 |  |  | 0 | 0 | 0 | 0 | 0 | 0 | 0 | 0
cooling source 1 efficiency | ENE09a : Cooling generation efficiency | 0 | 127 | [6 empty] | 0 | 4.5 | 0 | 0 | 0 | 0 | 0 | 0 |  |  |  | 0 | 0 | 0 | 0 | 0 | 0 | [10 empty] | 0 | [19 empty] | 0 | 0 | 0 | 0 | 0 | [10 empty] | 0 |  |  | 0 | 4.5 | 0 | 0 | 0 | 0 | 0 | 0
cooling source 1 fuel type | ENE09a : Fuel type | 0 | 128 | [6 empty] | 0 | electricity | 0 | 0 | 0 | 0 | 0 | 0 |  |  |  | 0 | 0 | 0 | 0 | 0 | 0 | [10 empty] | 0 | [19 empty] | 0 | 0 | 0 | 0 | 0 | [10 empty] | 0 |  |  | 0 | electricity | 0 | 0 | 0 | 0 | 0 | 0
cooling source 1 % cooling provided by source | ENE09a : % of heat provided by source | 0 | 129 | [6 empty] | 0 | 100 | 0 | 0 | 0 | 0 | 0 | 0 |  |  |  | 0 | 0 | 0 | 0 | 0 | 0 | [10 empty] | 0 | [8 empty] | 101 | [10 empty] | 0 | 0 | 0 | 0 | 0 | [10 empty] | 0 |  |  | 0 | 100 | 0 | 0 | 0 | 0 | 0 | 0
cooling source 2 efficiency | ENE09a : Cooling generation efficiency | 0 | 130 | [6 empty] | 0 | 0 | 0 | 0 | 0 | 0 | 0 | 0 |  |  |  | 0 | 0 | 0 | 0 | 0 | 0 | [10 empty] | 0 | [19 empty] | 0 | 0 | 0 | 0 | 0 | [10 empty] | 0 |  |  | 0 | 0 | 0 | 0 | 0 | 0 | 0 | 0
cooling source 2 fuel type | ENE09a : Fuel type | 0 | 131 | [6 empty] | 0 | 0 | 0 | 0 | 0 | 0 | 0 | 0 |  |  |  | 0 | 0 | 0 | 0 | 0 | 0 | [10 empty] | 0 | [19 empty] | 0 | 0 | 0 | 0 | 0 | [10 empty] | 0 |  |  | 0 | 0 | 0 | 0 | 0 | 0 | 0 | 0
cooling source 2 % cooling provided by source | ENE09a : % of heat provided by source | 0 | 132 | [6 empty] | 0 | 0 | 0 | 0 | 0 | 0 | 0 | 0 |  |  |  | 0 | 0 | 0 | 0 | 0 | 0 | [10 empty] | 0 | [19 empty] | 0 | 0 | 0 | 0 | 0 | [10 empty] | 0 |  |  | 0 | 0 | 0 | 0 | 0 | 0 | 0 | 0
cooling source 3 efficiency | ENE09a : Cooling generation efficiency | 0 | 133 | [6 empty] | 0 | 0 | 0 | 0 | 0 | 0 | 0 | 0 |  |  |  | 0 | 0 | 0 | 0 | 0 | 0 | [10 empty] | 0 | [19 empty] | 0 | 0 | 0 | 0 | 0 | [10 empty] | 0 |  |  | 0 | 0 | 0 | 0 | 0 | 0 | 0 | 0
cooling source 3 fuel type | ENE09a : Fuel type | 0 | 134 | [6 empty] | 0 | 0 | 0 | 0 | 0 | 0 | 0 | 0 |  |  |  | 0 | 0 | 0 | 0 | 0 | 0 | [10 empty] | 0 | [19 empty] | 0 | 0 | 0 | 0 | 0 | [10 empty] | 0 |  |  | 0 | 0 | 0 | 0 | 0 | 0 | 0 | 0
cooling source 3 % cooling provided by source | ENE09a : % of heat provided by source | 0 | 135 | [6 empty] | 0 | 0 | 0 | 0 | 0 | 0 | 0 | 0 |  |  |  | 0 | 0 | 0 | 0 | 0 | 0 | [10 empty] | 0 | [19 empty] | 0 | 0 | 0 | 0 | 0 | [10 empty] | 0 |  |  | 0 | 0 | 0 | 0 | 0 | 0 | 0 | 0
cooling source 4 efficiency | ENE09b : Heat generation efficiency | 0 | 136 | [6 empty] | 0 | 0 | 0 | 0 | 0 | 0 | 0 | 0 |  |  |  | 0 | 0 | 0 | 0 | 0 | 0 | [10 empty] | 0 | [19 empty] | 0 | 0 | 0 | 0 | 0 | [10 empty] | 0 |  |  | 0 | 0 | 0 | 0 | 0 | 0 | 0 | 0
cooling source 4 fuel type | ENE09b : Fuel type | 0 | 137 | [6 empty] | 0 | 0 | 0 | 0 | 0 | 0 | 0 | 0 |  |  |  | 0 | 0 | 0 | 0 | 0 | 0 | [10 empty] | 0 | [19 empty] | 0 | 0 | 0 | 0 | 0 | [10 empty] | 0 |  |  | 0 | 0 | 0 | 0 | 0 | 0 | 0 | 0
cooling source 4 % cooling provided by source | ENE09b : % of heat provided by source | 0 | 138 | [6 empty] | 0 | 0 | 0 | 0 | 0 | 0 | 0 | 0 |  |  |  | 0 | 0 | 0 | 0 | 0 | 0 | [10 empty] | 0 | [19 empty] | 0 | 0 | 0 | 0 | 0 | [10 empty] | 0 |  |  | 0 | 0 | 0 | 0 | 0 | 0 | 0 | 0
cooling source 5 efficiency | ENE09b : Heat generation efficiency | 0 | 139 | [6 empty] | 0 | 0 | 0 | 0 | 0 | 0 | 0 | 0 |  |  |  | 0 | 0 | 0 | 0 | 0 | 0 | [10 empty] | 0 | [19 empty] | 0 | 0 | 0 | 0 | 0 | [10 empty] | 0 |  |  | 0 | 0 | 0 | 0 | 0 | 0 | 0 | 0
cooling source 5 fuel type | ENE09b : Fuel type | 0 | 140 | [6 empty] | 0 | 0 | 0 | 0 | 0 | 0 | 0 | 0 |  |  |  | 0 | 0 | 0 | 0 | 0 | 0 | [10 empty] | 0 | [19 empty] | 0 | 0 | 0 | 0 | 0 | [10 empty] | 0 |  |  | 0 | 0 | 0 | 0 | 0 | 0 | 0 | 0
cooling source 5 % cooling provided by source | ENE09b : % of heat provided by source | 0 | 141 | [6 empty] | 0 | 0 | 0 | 0 | 0 | 0 | 0 | 0 |  |  |  | 0 | 0 | 0 | 0 | 0 | 0 | [10 empty] | 0 | [19 empty] | 0 | 0 | 0 | 0 | 0 | [10 empty] | 0 |  |  | 0 | 0 | 0 | 0 | 0 | 0 | 0 | 0
Does the asset use any renewable electricity generated onsite? | Ene 03: Does the asset use any renewable electricity generated onsite? | no | 142 |  | no | no | no | no | no | no | no | no | no | no | no | no | no | no | no | no | no | no | no | no | no | no | no | no | no | no | no | no | no | no | no | no | no | no | no | yes | yes | yes | yes | no | no | no | no |  | no | no | no | no | no | yes | yes | no | no | no | no | no | no | no | no | no | no | no | no | no | no | no | no | no | no | no | no | no | no | no | no | no | no | no
What % of annual electricity use is from renewable electricity generated onsite | Ene 03: What % of annual electricity use is from renewable electricity generated onsite | 0 | 143 | [36 empty] | 50 | 50 | 10 | 30 | [10 empty] | 50 | 50 |  | 0 | 0
Note on A26: IT Services: From bsria report air tightness specification 10/98 UK typical value
Note on G26: IT Services: From bsria report air tightness specification 10/98 UK typical value
Note on H26: IT Services: From bsria report air tightness specification 10/98 UK typical value
Note on AC26: IT Services: From bsria report air tightness specification 10/98 UK typical value
Note on AD26: IT Services: From bsria report air tightness specification 10/98 UK typical value
Note on AU26: IT Services: From bsria report air tightness specification 10/98 UK typical value
Note on AV26: IT Services: From bsria report air tightness specification 10/98 UK typical value
Note on AW26: IT Services: From bsria report air tightness specification 10/98 UK typical value
Note on AZ26: IT Services: From bsria report air tightness specification 10/98 UK typical value
Note on BA26: IT Services: From bsria report air tightness specification 10/98 UK typical value
Note on BF26: IT Services: From bsria report air tightness specification 10/98 UK typical value
Note on BL26: IT Services: From bsria report air tightness specification 10/98 UK typical value
Note on BM26: IT Services: From bsria report air tightness specification 10/98 UK typical value

## TEST leo (hidden)
Select test case here
|  |  |  | Test case name | Standard Building | <-- Only change this cell to change answers |  |  |  | List of test case names | Fixed
|  |  |  | NEW Credit Score = | #N/A | #N/A |  |  |  | Standard Building | Calculated
[10 empty] | Standard Building - USA | Calculated
|  | Number | Question | If USA; Unit | Answer | Standard Building | Best Practice Building |  |  | best practice | General
In what year was the asset constructed? | General | 1 | In what year was the asset constructed? |  | 2018 | 1960 | 2018 |  |  | best practice - USA | General
What is the main asset building type? |  | 2a | What is the main asset building type? |  | Distribution and storage | Distribution and storage | Distribution and storage |  |  | CP test 1 | Fabric
If residential, what is assessment subtype? |  | 2b | If residential, what is assessment subtype? |  | 0 | 0 | 0 |  |  | district heating | Heating
In what country is the asset located? |  | 3a | In what country is the asset located? |  | United Kingdom | United Kingdom | United Kingdom |  |  | district cooling | Cooling
If United States of America, what is the zip code? |  | 3b | If United States of America, what is the zip code? |  | 0 | 0 | 0 | Metric system_conversion |  | district hot water | Ventilation
Floor area (from elsewhere) in question set |  | 4 | Floor area (from elsewhere) in question set | ft2 | 104335 | 104335 | 104335 | 104335 |  | district heating and hot water | Hot water
Mandatory | Servicing Strategy | 5 | Which building services are present? |  | Heating and cooling | Heating, Cooling and Hot Water | Heating and cooling |  |  | district heating system not specified | District heating
Mandatory |  | 6 | What % of the floorarea is mechanically ventilated? |  | 75 | 75 | 75 |  |  | district cooling system not specified | District cooling
| Fabric | 7 | What is the average U-value of the external walls (W/m²K) (if known)? | BTU/hr ft2 °F | 0.2 | 0.625 | 0.2 | 0.2 |  | district hot water system not specified | Lighting
|  | 8 | What is the average U-value of the roof (W/m²K) (if known)? | BTU/hr ft2 °F | 0.2 | 0.5 | 0.2 | 0.2 |  | district heating and hot water system not specified | USA only
|  | 9 | What is the average U-value of the windows (W/m²K) (if known)? | BTU/hr ft2 °F | 0.7 | 2.32 | 0.7 | 0.7 |  | minimum data - with fix | Recent change
|  | 10 | What is the average U-value of ground floor (if known)? |  | 0 | 0.625 | 0.2 | 0 | This question needs to be removed | minimum data -
|  | 11 | External wall area (m2) (excluding windows) | ft2 | 40188.2963 | 0 | 40188.2963 | 40188.2963 |  | Changes required to the online system to work with minimum data
|  | 12 | Roof area (m2) | ft2 | 33490.2469 | 0 | 33490.2469 | 33490.2469 |  | Heating Only
|  | 13 | Window area (m2) | ft2 | 26792.1975 | 0 | 26792.1975 | 26792.1975 |  | Cooling Only
|  | 14 | Ground floor area (m2) | ft2 | 33490.2469 | 0 | 33490.2469 | 33490.2469 |  | Hot Water Only
|  | 15 | Volume (m3) | ft3 | 412187.6543 | 0 | 412187.6543 | 412187.6543 |  | Heating and Cooling
|  | 16 | what is the g value of the glazing (if known)? |  | 0.2 | 0.5 | 0.3 |  |  | Heating and Hot Water
yes no |  | 17 | Is external solar shading to reduce excess solar gains during the cooling season fitted? |  | Yes | No | Yes |  |  | Cooling and Hot Water
|  | 18 | In what year were the windows last replaced (if known)? |  | 2018 | 1960 | 2018 |  |  | 100% mech vent
1930-02-01 |  | 19 | Enter the result of the building pressure/air leakage test if known (m3/h/m2@50Pa) |  | 5 | 20 | 5 |  |  | no mech vent
yes no |  | 20 | Has a thermographic survey of the fabric been carried out and appropriate remediation action taken |  | yes | 0 | yes |  |  | more efficient lighting
if building services include heating | Heating | 20a | Is space heating generated onsite |  | yes | yes | yes |  |  | more efficient lighting with contols
if 20a = yes |  | 21 | What is the main generation type for space heating? |  | Heat pump | Boiler | Heat pump |  |  | less efficient heating generator
|  | 22 | Please enter the heat generation efficieincy or COP, if known (enter efficiency as a decimal i.e. 70% = 0.7) |  | 4 | 0.7 | 4 |  |  | more insulation (lower u-values)
|  | 23 | What is the main fuel used for heat generation? |  | Electricity | Natural Gas | Electricity |  |  | larger surface area
|  | 24 | Is the main space heating system local or centralised |  | local | centralised | local |  |  | larger surface area - USA
|  | 25 | Is heat distributed around the building via air? |  | yes | Yes | yes |  |  | more air tight
|  | 26 | In what year was the main heat generator/heating system last replaced (if known)? |  | 2018 | 1960 | 2018 |  |  | more efficient cooling generator
if building services include cooling | Cooling | 26a | Is space cooling generated onsite |  | yes | yes | yes |  |  | district heating low network losses
if 26a= yes |  | 27 | What is the main generation type for cooling |  | chiller | Chiller | chiller |  |  | 100% fan VSD
|  | 28 | Please enter the Energy Efficiency Ratio (EER) of the cooling generator, if known. |  | 4.5 | 2.5 | 4.5 |  |  | lower SFP
|  | 29 | Is the cooling system central or local |  | Local | centralised | local |  |  | best practice with renewables
|  | 30 | Is cooling distributed around the building via air? |  | no | Yes | no |  |  | best practice with renewables - USA
|  | 33 | In what year was the main chiller/cooling system replaced (if known)? |  | 2018 | 1960 | 2018 |  |  | Test 1 - USA
if 6>0 or 25 = yes or 30= yes | Ventilation | 31 | What % HAVC system fans are fitted with Variable Speed Drives? |  | 100 | 0 | 100 |  |  | Test 2 - USA
if |  | 32 | What % HAVC system pumps are fitted with Variable Speed Drives? |  | 100 | 0 | 100 |  |  | Test 3 - Int
if 6>0 or 25 = yes or 30= yes |  | 34 | What is the specific fan power for air handling systems? |  | 1 | 3 | 1 |  |  | Test 4 - Int
|  | 35 | Has the ductwork been tested for leakage and appropriate remedial action taken? |  | yes | No | yes |  |  | Test 5 - Warnings
if 6>0 |  | 35a | Is the ventilation system fitted with heat recovery |  | yes | no | yes |  |  | Test 6 - Vacant
if ventilation system is fitted with heat recovery |  | 35b | What is the % heat recovery, if known |  | 40 | 0 | 40 |  |  | Rehearsal Rooms
if 6>0 or 25 = yes or 30= yes |  | 36 | In what year was the main ventilation system replaced (if known)? |  | 2018 | 1960 | 2018 |  |  | minimum data - Resi
if 5 includes hot water | Hot Water | 36a | Is hot water generated on site |  | no | yes | yes |  |  | Standard Building - Resi
if 36a = yes |  | 37 | Is the main hot water system local or centralised? |  | local | local | centralised |  |  | Standard Building Resi - USA
|  | 37a | What is the main generation type for hot water? |  | heat pump | Direct electricity | Heat pump |  |  | best practice - Resi
|  | 38 | What energy source is used to heat water? |  | Electricity | Electricity | Electricity |  |  | best practice Resi - USA
|  | 39 | Please enter the hot water generation efficieincy or COP, if known (enter efficiency as a decimal i.e. 70% = 0.7) |  | 4 | 1 | 4 |  |  | best practice with renewables - Resi
|  | 40 | In what year was the main hot water generator/hot water system last replaced (if known)? |  | 2018 | 1960 | 2018 |  |  | best practice with renewables - USA - Resi
| Lighting | 41 | What proportion of fluorescent lamps have high frequency ballasts? |  | 0 | 0 |  |  |  | Heating only - Resi
|  | 42 | Of all Internal lamps, what is the percentage of Compact Fluorescent type? |  | 0 | 0 |  |  |  | Cooling only - Resi
|  | 43 | Of all Internal lamps, what is the percentage of Tungsten Halogen? |  | 0 | 0 |  |  |  | Hot water only - Resi
|  | 44 | Of all Internal lamps, what is the percentage of Incandescent lamps? |  | 0 | 0 |  |  |  | 100% mech vent - Resi
|  | 45 | Of all internal lamps, what is the percentage of T12 type? |  | 0 | 0 |  |  |  | no mech vent - Resi
|  | 46 | Of all internal lamps, what is the percentage of T8 type? |  | 100 | 100 |  |  |  | more efficient lighting - Resi
|  | 47 | Of all internal lamps, what is the percentage of T5 type? |  | 0 | 0 |  |  |  | more efficient lighting with contols - Resi
|  | 48 | Of all internal lamps, what is the percentage of LED lighting (with special design lighting control system)? |  | 0 | 0 | 100 |  |  | less efficient heating generator - Resi
|  | 49 | Of all internal lamps, what is the percentage of LED lighting (with typical lighting control system)? |  | 0 | 0 |  |  |  | more insulation (lower u-values) - Resi
|  | 50 | Of all internal lamps, what is the percentage of metal halide type? |  | 0 | 0 |  |  |  | larger surface area - Resi
|  | 51 | What percentage of the building floor area (not accessible to clients/customers) with access to daylight has fully functioning daylight sensors for lighting? |  | 0 | 0 | 100 |  |  | larger surface area - USA - Resi
|  | 52 | What percentage of the building floor area (not accessible to client/customers) has fully functioning occupancy sensors for lighting? |  | 0 | 0 | 100 |  |  | more air tight - Resi
|  | ! | Warning message |  | 0 | 0 |  |  |  | more efficient cooling generator - Resi
if 20a = no or 36a = no | District heating | 53 | Do you know what types of heat generation are used for network heat supply? |  | 0 | 0 |  |  |  | district heating low network losses - Resi
if 53 = yes |  | 54 | Please provide the following information for the the main heat generation sources |  | 0 | heat generation efficiency | fuel type | % of heat provided by source |  | 100% fan VSD - Resi
|  |  | heat source 1 |  | 0 | 0 | 0 | 0 |  | lower SFP - Resi
|  |  | heat source 2 |  | 0 | 0 | 0 | 0 |  | district heating - Resi
|  |  | heat source 3 |  | 0 | 0 | 0 | 0 |  | district cooling - Resi
|  |  | heat source 4 |  | 0 | 0 | 0 | 0 |  | district hot water - Resi
|  |  | heat source 5 |  | 0 | 0 | 0 | 0 |  | district heating and hot water - Resi
|  |  | heat source 6 |  | 0 |  |  |  |  | district heating system not specified - Resi
|  | ! | Warning message |  |  | 0 |  |  |  | district cooling system not specified - Resi
|  | 55 | Please enter % distribution losses for the heat network (if known) |  | 0 |  |  |  |  | district hot water system not specified - Resi
if 26a = no | District cooling | 56 | Do you know what types of coolling generation are used for network heat supply? |  | 0 | 0 |  |  |  | district heating and hot water system not specified - Resi
if 56 = yes |  | 57 | Please provide the following information for the the main cooling generation sources |  | 0 | cooling generation efficiency | fuel type | % of heat provided by source |  | Heating and cooling - Resi
|  |  | cooling source 1 |  | 0 | 0 | 0 | 0 |  | Heating and Hot Water - Resi
|  |  | cooling source 2 |  | 0 | 0 | 0 | 0 |  | Cooling and Hot Water - Resi
|  |  | cooling source 3 |  | 0 | 0 | 0 | 0 |  | Add new test case
|  |  | cooling source 4 |  | 0 | 0 | 0 | 0
|  |  | cooling source 5 |  | 0 | 0 | 0 | 0
|  |  | cooling source 6 |  | 0
|  | ! | Warning message |  |  | 0
|  | 58 | Please enter % distribution losses for the heat network (if known) |  | 0 | 0
| Lighting (Revised) | 59 | What is the % of floorarea fitted with LED lamps? |  | 100 | 0 | 100 | 20
if 59>0 |  | 60 | What % of LED lamps are fitted with local controls which increase power input as the light output reduces over time? |  | 100 | 0 | 100 | 50
|  | 61 | What is the % of floorarea fitted with compact flourescent lamps? |  | 0 | 0 |  | 10
if 61>0 |  | 62 | What is the % of compact flourescent lamps have diffusers or shades fitted? |  | 0 | 0 |  | 10
|  | 63 | What is the % of floorarea fitted with tungsten halogen lamps? |  | 0 | 0 |  | 10
if 63>0 |  | 64 | What is the % of tungsten halogen lamps have diffusers or shades fitted? |  | 0 | 0 |  | 50
|  | 65 | What is the % of floorarea fitted with incandescent lamps? |  | 0 | 0 |  | 10
if 65>0 |  | 66 | What is the % of incandescent lamps have diffusers or shades fitted? |  | 0 | 0 |  | 50
|  | 67 | What is the % of floorarea fitted with T12 fluorescent tubes? |  | 0 | 0 |  | 10
if 67>0 |  | 68 | What is the % of T12 fluorescent tubes have diffusers or shades fitted? |  | 0 | 0 |  | 50
|  | 69 | What is the % of floorarea fitted with T8 fluorescent tubes? |  | 0 | 100 |  | 10
if 69>0 |  | 70 | What is the % of T8 fluorescent tubes have diffusers or shades fitted? |  | 0 | 50 |  | 10
|  | 71 | What is the % of floorarea fitted with T5 fluorescent tubes? |  | 0 | 0 |  | 20
if 71>0 |  | 72 | What is the % of T5 fluorescent tubes have diffusers or shades fitted? |  | 0 | 0 |  | 33
if 67+69+71>0 |  | 73 | What is % of fluorsecent tubes are fitted with local controls which increase power input as light output reduce over time? |  | 0 | 0 |  | 10
if 67+69+71>1 |  | 74 | What is % of fluorsecent tubes are fitted with high frequency ballasts? |  | 0 | 0 |  | 20
|  | 75 | What is the % of floorarea fitted with metal halide lamps? |  | 0 | 0 |  | 10
if 65>0 |  | 76 | What is the % of metal halide lamps have diffusers or shades fitted? |  | 0 | 0 |  | 25
|  | ! | Warning message |  |  | 0
|  | 77 | What % of floor area is daylit |  | 0 | 0 | 50
if 77>0 |  | 78 | What % of daylit space is fitted with dimmable photoelectric controls? |  | 0 | 0 | 100
if 77>0 |  | 79 | What % of daylit space is fitted with photoelectric switching controls? |  | 0 | 0
|  | ! | Warning message |  |  | 0
|  | 80 | What % of the floor area is occassionally occupied |  | 0 | 0 | 50
if 80>0 |  | 81 | What % of occasionally occupied space is fitted with auto off (manual on) presence detection? |  | 0 | 0 | 100
if 80>0 |  | 82 | What % of occasionally occupied space is fitted with auto on (manual off) presence detection? |  | 0 | 0
|  | ! | Warning message |  |  | 0
|  | 83 | Does the asset use any renewable electricity generated onsite? |  | yes | no | no
| display if F114="yes" | 84 | What % of annual electricity use is from renewable electricity generated onsite |  |  | 0 | 0
Note on G26: IT Services: From bsria report air tightness specification 10/98 UK typical value

## New Questions lookups (hidden)
Basic Building details | [5 empty] | Ene 01 | Ene 02 | Ene 03 | Ene 04 | Ene 05 | Ene 06 | Ene 07 | Ene 08 | Ene 09 | Ene 09a | Ene 09b | USA
Question 1 | Question 2a | Question 2b | Question 3a | Question 3b | Question 4 | Question 5 | Question 6 | Question 7 | Question 19 | Question 26a | Question 20a | Question 59 | Question 31 | Question 36a | Question 57 | Question 53 | Units conversion | Column1
In what year was the asset constructed? | Asset Type | Asset subtype | Country | Zip code | GIA floorarea | Building services present | What % of the floorarea is mechanically ventilated? | What is the average U-value of the external walls (if known)? | Enter the result of the building pressure/air leakage test if known (m3/h/m2@50Pa) | Is space cooling generated onsite? | Is space heating generated onsite? | What is the % of floorarea fitted with LED lamps? | What % HAVC system fans are fitted with Variable Speed Drives? (max 100%) | Is hot water generated onsite? | Please provide the following information for the cooling generation sources for the network (for heat sources 1-6) | Please provide the following information for the heat generation sources for the network | W/m²K |  | data must be between 0 and 100
user entry - 4 digit integer | Airport terminal | Apartment buildings - Mid and High-rise apartment blocks | Afghanistan | user entry - five digit number | user entry - numerical value - from elsewhere | Heating Only | user entry - % (max 100%) | user entry - numerical value | user entry - numerical value | yes | yes | user entry - % (max 100%) | user entry - % (max 100%) | yes | cooling generator type | yes | BTU/hr ft2 °F | 5.6783
| Airport asset common areas* | Apartment buildings - Low-rise or Garden style apartment blocks | Albania | USA only | this will be taken from the GIA in the basic building details | Cooling Only | data must be between 0 and 100 | data validation range? | data validation range 2-30 | no | no | Question 60 | Question 32 | no | Localised (room) air conditioning unit | no | m2
| Airport asset vacant (unoccupied) | Individual homes - Detached or Semi-detached homes | Algeria |  |  | Hot Water Only |  | 0.1 to 3 - flag as "this value is worst than the standard building" where value is higher than the value for the standard building (nb value for standard building is likely to be revised) | Question 20 | Question 27 | Question 21 | What % of LED lamps are fitted with local controls which increase power input as the light output reduces over time? | What % HAVC system pumps are fitted with Variable Speed Drives? (max 100%) | Question 37 | Chiller | Question 54 | ft2 | 0.092903
| Laboratory | Individual homes - Terraced or town houses | Angola |  |  | Heating and Cooling |  |  | Has a thermographic survey of the fabric been carried out and appropriate remediation action taken | What is the main generation type for cooling | What is the main generation type for space heating? | user entry - % (max 100%) | user entry - % (max 100%) | Is the main hot water system local or centralised? | On site cogeneration | Please provide the following information for the heat generation sources for the network (for heat sources 1-6) | m3 |  | data must be between 0 and 100
| Commercial Laboratory asset common areas* |  | Antigua & Barbuda |  |  | Heating and Hot Water |  |  | yes | Localised (room) air conditioning unit | Boiler | Question 61 | Question 34 | local | Renewable cooling source | heat generator type | ft3 | 0.028319
| Commercial Laboratory vacant (unoccupied) |  | Argentina |  |  | Cooling and Hot Water |  | Question 8 | no | Chiller | Heat pump / reversible chiller | What is the % of floorarea fitted with compact flourescent lamps? | What is the specific fan power for air handling systems? | centralised | Other (user defined) | Boiler
| Community hub | If any of these answers are given calculation must refer to residential method | Armenia |  |  | Heating, Cooling and Hot Water |  | What is the average U-value of the roof (if known)? |  | On site cogeneration | Direct electricity | user entry - % (max 100%) | user entry - numerical value | Question 37a | cooling generation efficiency | Heat pump / reversible chiller
| Library |  | Australia |  |  | Lighting Only |  | user entry - numerical value | I think the description in the manual is adequate - it's reasonable to assume that you won't pay for thermographic study if don't intend to take remedial actions where it is practical and cost effective to do so | Renewable cooling source | Other on site e.g. chp/solar thermal | Question 62 | Question 35 | What is the main generation type for hot water? | user entry - numerical value | Direct electricity
| Place of worship |  | Austria |  |  |  |  | data validation range? |  | Other (user defined) | Other (user entry) | What is the % of compact flourescent lamps have diffusers or shades fitted? | Has the ductwork been tested for leakage and appropriate remedial action taken? | Boiler | % of cooling provided by cooling generator | Other on site e.g. chp/solar thermal |  |  |  | data validation for percentage? In 2015 this went above 100
| Community asset common areas* |  | Azerbaijan |  |  |  |  | 0.1 to 3 - flag as "this value is worst than the standard building" where value is higher than the value for the standard building (nb value for standard building is likely to be revised) | I think significant guidance will be required in the manual for this question | Question 28 | Question 22 | user entry - % (max 100%) | yes | Heat pump / reversible chiller | user entry - % (max 100%) | Other (user entry) |  |  |  | 0 to 7
| Communiry asset vacant (unoccupied) |  | Bahamas | [6 empty] | Please enter the Energy Efficiency Ratio (EER) of the cooling generator, if known. | Please enter the heat generation efficieincy or COP, if known (enter efficiency as a decimal i.e. 70% = 0.7) | Question 63 | no | Direct electricity | Question 57 | heat generation efficiency |  |  | data validation?
| Further/Higher Education: Institutional catering |  | Bahrain | [6 empty] | user entry - numerical value | user entry - numerical value | What is the % of floorarea fitted with tungsten halogen lamps? | Question 35a | Other on site e.g. chp/solar thermal | Please enter % distribution losses for the cooling network (if known) | user entry - numerical value |  |  |  | Is the plan to add all of these fuel types into Part 2? If not, this could be confusing
| Further/Higher Education: lecture room (non-science) |  | Bangladesh |  |  |  |  | Question 9 |  | Question 29 | Question 23 | user entry - % (max 100%) | Is the ventilation system fitted with heat recovery? | Other (user entry) | user entry - % (max 100%) | fuel type |  |  |  | yes
| Further/Higher Education: lecture room (science) |  | Barbados |  |  |  |  | What is the average U-value of the windows (if known)? |  | Is the cooling system central or local | What is the main fuel used for heat generation? Revised list | Question 64 | yes | Question 38 |  | Electricity
| Further/Higher Education: library |  | Belarus |  |  |  |  | user entry - numerical value |  | local | Electricity | What is the % of tungsten halogen lamps have diffusers or shades fitted? | no | What energy source is used to heat water? If there is a mixture of centralised and point of use systems please select the energy source type of the centralised system | Opmerking Leonie maart 2025: 9a aangepast, ging over heating maar betreft cooling | Natural gas
| Further/Higher Education: laboratory |  | Belgium |  |  |  |  | data validation range? |  | centralised | Natural gas | user entry - % (max 100%) | Question 35b | Electricity |  | Burning oil/Kerosene
| Primary school |  | Belize |  |  |  |  | 0.1 to 3 - flag as "this value is worst than the standard building" where value is higher than the value for the standard building (nb value for standard building is likely to be revised) |  | Question 30 | Burning oil/Kerosene | Question 65 | What is the % heat recovery, if known | Natural gas |  | Gas oil
| Secondary school |  | Benin | [6 empty] | Is cooling distributed around the building via air? | Gas oil | What is the % of floorarea fitted with incandescent lamps? | user entry - % (max 100%) | Burning oil/Kerosene |  | Fuel oil
| Residential college or school (halls of residence) |  | Bhutan | [6 empty] | yes | Fuel oil | user entry - % (max 100%) | Question 36 | Gas oil |  | Diesel
| Education asset common areas* |  | Bolivia |  |  |  |  | Question 10 |  | no | Diesel | Question 66 | In what year was the main ventilation system replaced (if known)? | Fuel oil |  | Petrol
| Education asset vacant (unoccupied) |  | Bosnia & Herzegovina |  |  |  |  | What is the average U-value of ground floor (if known)? |  |  | Petrol | What is the % of incandescent lamps have diffusers or shades fitted? | user entry - 4 digit integer | Diesel |  | LPG
| Cinema |  | Botswana |  |  |  |  | user entry - numerical value |  | Question 33 | LPG | user entry - % (max 100%) |  | Petrol |  | Other petroleum gas
| Fast food restaurant or café |  | Brazil |  |  |  |  | This question needs to be deleted - it is not used in the calculation |  | In what year was the main chiller/cooling system replaced (if known)? | Other petroleum gas | Question 67 |  | LPG |  | Coal |  |  | data must be between 0 and 100
| Performing arts theatre |  | Brunei | [6 empty] | user entry - 4 digit integer | Coal | What is the % of floorarea fitted with T12 fluorescent tubes? |  | Other petroleum gas |  | Biodiesel
| Restaurant |  | Bulgaria |  |  |  |  | Question 11 |  | data validation? | Biodiesel | user entry - % (max 100%) |  | Coal |  | Landfill gas
| Entertainment asset common areas* |  | Burkina Faso |  |  |  |  | External wall area (m2) (excluding windows) |  | => year of construction | Landfill gas | Question 68 |  | Biodiesel |  | Other biogas |  |  | data validation?
| Entertainment asset vacant (unoccupied) |  | Burundi |  |  |  |  | user entry - numerical value |  |  | Other biogas | What is the % of T12 fluorescent tubes have diffusers or shades fitted? |  | Landfill gas |  | Wood |  |  | => year of construction
| Ambulance station |  | Cambodia |  |  |  |  | Question 12 |  |  | Wood | user entry - % (max 100%) |  | Other biogas |  | Renewable heat source
| Hospital: acute + maternity |  | Cameroon |  |  |  |  | Roof area (m2) |  |  | Renewable heat source | Question 69 |  | Wood |  | % of heat provided by heat source
| Hospital: cottage |  | Canada |  |  |  |  | user entry - numerical value |  |  | Question 24 | What is the % of floorarea fitted with T8 fluorescent tubes? |  | Renewable heat source |  | user entry - % (max 100%)
| Hospital: long stay |  | Cape Verde |  |  |  |  | Question 13 |  |  | Is the main space heating system local or centralised | user entry - % (max 100%) |  | Question 39 |  | Question 55
| Hospital: teaching + specialist |  | Central African Republic |  |  |  |  | Window area (m2) |  |  | local | Question 70 |  | Please enter the hot water generation efficieincy or COP, if known (enter efficiency as a decimal i.e. 70% = 0.7) |  | Please enter % distribution losses for the heat network (if known)
| Primary healthcare surgery |  | Chad |  |  |  |  | user entry - numerical value |  |  | centralised | What is the % of T8 fluorescent tubes have diffusers or shades fitted? |  | user entry - numerical value |  | user entry - % (max 100%)
| Healthcare asset common areas* |  | Chile |  |  |  |  | Question 14 |  |  | district | user entry - % (max 100%) |  | Question 40
| Healthcare asset vacant (unoccupied) |  | China |  |  |  |  | Ground floor area (m2) |  |  | Question 25 | Question 71 |  | In what year was the main hot water generator/hot water system last replaced (if known)? | [5 empty] | will probably need definitions to explain the difference
| Hotel |  | Colombia |  |  |  |  | user entry - numerical value |  |  | Is heat distributed around the building via air? | What is the % of floorarea fitted with T5 fluorescent tubes? |  | user entry - 4 digit integer | [5 empty] | this should be covered in the manual
| Hospitality asset common areas* |  | Comoros |  |  |  |  | Question 15 |  |  | yes | user entry - % (max 100%) | [7 empty] | remove district heating option as this is selected in the previous question
| Hospitality asset vacant (unoccupied) |  | Congo |  |  |  |  | Volume (m3) |  |  | no | Question 72
| Distribution and storage |  | Congo, Dem. Republic |  |  |  |  | user entry - numerical value |  |  | Question 26 | What is the % of T5 fluorescent tubes have diffusers or shades fitted?
| General manufacturing |  | Cook Islands |  |  |  |  | Question 16 |  |  | In what year was the main heat generator/heating system last replaced (if known)? | user entry - % (max 100%)
| Light manufacturing |  | Costa Rica |  |  |  |  | what is the g value of the glazing (if known)? |  |  | user entry - 4 digit integer | Question 73
| Industrial asset common areas* |  | Côte d'Ivoire |  |  |  |  | user entry - numerical value |  |  |  | What is % of fluorsecent tubes are fitted with local controls which increase power input as light output reduce over time?
| Industrial asset vacant (unoccupied) |  | Croatia |  |  |  |  | data validation range? |  |  |  | user entry - % (max 100%)
| Cellular office |  | Cuba |  |  |  |  | 0.1 to 1 - flag as "this value is worst than the standard building" where value is higher than the value for the standard building (nb value for standard building is likely to be revised) |  |  |  | Question 74 | [7 empty] | data validation?
| Open plan office |  | Cyprus | [8 empty] | What is % of fluorsecent tubes are fitted with high frequency ballasts? | [7 empty] | => year of construction
| Office asset common areas* |  | Czech Republic | [8 empty] | user entry - % (max 100%)
| Office asset vacant (unoccupied) |  | Denmark |  |  |  |  | Question 17 |  |  |  | Question 75
| Fire station |  | Djibouti |  |  |  |  | Is external solar shading to reduce excess solar gains during the cooling season fitted? |  |  |  | What is the % of floorarea fitted with metal halide lamps?
| Law court |  | Dominica |  |  |  |  | yes |  |  |  | user entry - % (max 100%)
| Police station |  | Dominican Republic |  |  |  |  | no |  |  |  | Question 76
| Town hall |  | Ecuador |  |  |  |  | how much of the building needs to be covered in order to select Yes? |  |  |  | What is the % of metal halide lamps have diffusers or shades fitted?
| Government services asset common areas* |  | Egypt |  |  |  |  | only relevant for some windows - described in the manual - reasonable to assume that where they are fitted all relevant windows will have them |  |  |  | user entry - % (max 100%)
| Government services vacant (unoccupied) |  | El Salvador | [8 empty] | Question 77
| Residential care home |  | Equatorial Guinea |  |  |  |  | Question 18 |  |  |  | What % of floor area is daylit
| Residential college or school (halls of residence) |  | Eritrea |  |  |  |  | In what year were the windows last replaced (if known)? |  |  |  | user entry - % (max 100%)
| Sheltered housing |  | Estonia |  |  |  |  | user entry - 4 digit integer |  |  |  | Question 78
| Short stay housing units |  | Ethiopia |  |  |  |  | data validation range? Not in the future |  |  |  | What % of daylit space is fitted with dimmable photoelectric controls?
| Supportive Housing asset common areas* |  | Fiji |  |  |  |  | => year of construction |  |  |  | user entry - % (max 100%) | [7 empty] | data validation?
| Supportive Housing vacant (unoccupied) |  | Finland |  |  |  |  | Question 83 |  |  |  | Question 79 | [7 empty] | 0 to 7
| Department store |  | France |  |  |  |  | Does the asset use any renewable electricity generated onsite? |  |  |  | What % of daylit space is fitted with photoelectric switching controls?
| Distribution warehouse |  | Gabon |  |  |  |  | yes |  |  |  | user entry - % (max 100%) | [7 empty] | why is district not on this question when it is above for the heating equivalent? Q24
| Retail store |  | Gambia |  |  |  |  | no |  |  |  | Question 80 | [7 empty] | district option now removed from heating questions
| Retail services |  | Georgia |  |  |  |  | Question 84 |  |  |  | What % of the floor area is occassionally occupied
| Small food shop |  | Germany |  |  |  |  | What % of annual electricity use is from renewable electricity generated onsite |  |  |  | user entry - % (max 100%)
| Supermarket |  | Ghana |  |  |  |  | user entry - % (max 100%) |  |  |  | Question 81
| Retail asset common areas* |  | Greece | [8 empty] | What % of occasionally occupied space is fitted with auto off (manual on) presence detection?
| Retail asset vacant (unoccupied) |  | Grenada | [8 empty] | user entry - % (max 100%)
| Fitness centre/gym |  | Guatemala | [8 empty] | Question 82
| Ice rink |  | Guinea | [8 empty] | What % of occasionally occupied space is fitted with auto on (manual off) presence detection?
| Indoor swimming pool |  | Guinea-Bissau | [8 empty] | user entry - % (max 100%)
| Sport asset common areas* |  | Guyana
| Sport asset vacant (unoccupied) |  | Haiti
| Residential |  | Honduras
Hungary
Iceland
| this will need to be put into the asset type list for Residential assessments |  | India
Indonesia
Iran
Iraq
Ireland
Israel
Italy
Jamaica
| This list is already built into the system the data will be brought through from asset details, don't copy this list into the BIU system as it includes NSO countries |  | Japan
Jordan
Kazakhstan
Kenya
Kiribati
Korea (North)
Korea (South)
Kuwait
Kyrgyzstan
Laos
Latvia
Lebanon
Lesotho
Liberia
Libya
Lithuania
Luxembourg
Macedonia, FYR
Madagascar
|  |  | Malawi | [16 empty] | Again does district need to be an option here? See Q24
|  |  | Malaysia | [16 empty] | no see Q 24
Maldives
Mali
Malta
Mauritania
Mauritius
Mexico
Moldova
Mongolia
Morocco
|  |  | Mozambique | [16 empty] | Revised list
Myanmar
Namibia
Nauru
Nepal
Netherlands
New Zealand
Nicaragua
Niger
Nigeria
Niue
Norway
Oman
Pakistan
Palau
Panama
Papua New Guinea
Paraguay
Peru
Philippines
Poland
Portugal
|  |  | Qatar | [16 empty] | data validation?
|  |  | Romania | [16 empty] | 0 to 7
Russia
|  |  | Rwanda | [16 empty] | data validation?
|  |  | Saint Kitts & Nevis | [16 empty] | => year of construction
|  |  | Saint Lucia | [13 empty] | Question 41 |  | What proportion of fluorescent lamps have high frequency ballasts?
|  |  | Saint Vincent & Grenadines | [15 empty] | user entry - % (max 100%) | data must be between 0 and 100
Samoa
|  |  | Sao Tome & Principe | [13 empty] | Question 42 |  | Of all Internal lamps, what is the percentage of Compact Fluorescent type?
|  |  | Saudi Arabia | [13 empty] | Question 43 |  | Of all Internal lamps, what is the percentage of Tungsten Halogen?
|  |  | Senegal | [13 empty] | Question 44 |  | Of all Internal lamps, what is the percentage of Incandescent lamps?
|  |  | Serbia & Montenegro | [13 empty] | Question 45 |  | Of all internal lamps, what is the percentage of T12 type?
|  |  | Seychelles | [13 empty] | Question 46 |  | Of all internal lamps, what is the percentage of T8 type?
|  |  | Sierra Leone | [13 empty] | Question 47 |  | Of all internal lamps, what is the percentage of T5 type?
|  |  | Singapore | [13 empty] | Question 48 |  | Of all internal lamps, what is the percentage of LED lighting (with special design lighting control system)?
|  |  | Slovakia | [13 empty] | Question 49 |  | Of all internal lamps, what is the percentage of LED lighting (with typical lighting control system)?
|  |  | Slovenia | [13 empty] | Question 50 |  | Of all internal lamps, what is the percentage of metal halide type?
|  |  | Solomon Islands | [16 empty] | SUM of 42-49 must = 100
|  |  | South Africa | [13 empty] | Question 51 |  | What percentage of the building floor area (not accessible to clients/customers) with access to daylight has fully functioning daylight sensors for lighting?
|  |  | Spain | [15 empty] | user entry - % (max 100%) | data must be between 0 and 100
Sri Lanka
|  |  | Sudan | [13 empty] | Question 52 |  | What percentage of the building floor area (not accessible to client/customers) has fully functioning occupancy sensors for lighting?
|  |  | Suriname | [15 empty] | user entry - % (max 100%) | data must be between 0 and 100
Swaziland
|  |  | Sweden | [14 empty] | Question 53 | Please provide the following information for the heat generation sources for the network
|  |  | Switzerland | [15 empty] | yes
|  |  | Syria | [15 empty] | no
Taiwan
|  |  | Tajikistan | [14 empty] | Question 54 | Please provide the following information for the heat generation sources for the network (for heat sources 1-6)
|  |  | Tanzania | [15 empty] | heat generator type
|  |  | Thailand | [15 empty] | Boiler
|  |  | Togo | [15 empty] | Heat pump / reversible chiller
|  |  | Tonga | [15 empty] | Direct electricity
|  |  | Trinidad & | [15 empty] | Other on site e.g. chp/solar thermal
|  |  | Tunisia | [15 empty] | Other (user entry)
Turkey
|  |  | Turkmenistan | [15 empty] | heat generation efficiency
|  |  | Uganda | [15 empty] | user entry - numerical value | data validation?
|  |  | Ukraine | [16 empty] | 0 to 7
|  |  | United Arab Emirates | [15 empty] | fuel type
|  |  | United Kingdom | [15 empty] | Electricity | Again, should this match Part 2?
|  |  | United States of America | [15 empty] | Natural gas | yes
|  |  | Uruguay | [15 empty] | Burning oil/Kerosene
|  |  | Uzbekistan | [15 empty] | Gas oil
|  |  | Vanuatu | [15 empty] | Fuel oil
|  |  | Venezuela | [15 empty] | Diesel
|  |  | Vietnam | [15 empty] | Petrol
|  |  | Yemen | [15 empty] | LPG
|  |  | Zambia | [15 empty] | Other petroleum gas
|  |  | Zimbabwe | [15 empty] | Coal
|  |  | United Kingdom | [15 empty] | Biodiesel
|  |  | United States of America | [15 empty] | Landfill gas
|  |  | Uruguay | [15 empty] | Other biogas
|  |  | Uzbekistan | [15 empty] | Wood
|  |  | Vanuatu | [15 empty] | Renewable heat source
Venezuela
Vietnam
Yemen
Zambia
Zimbabwe
% of heat provided by heat source
[19 empty] | user entry - % (max 100%) | data must be between 0 and 100
SUM of all Q54 responses (there can be multiple) must = 100
[18 empty] | Question 55 | Please enter % distribution losses for the heat network (if known)
[19 empty] | user entry - % (max 100%) | data must be between 0 and 100
[18 empty] | Question 56 | Please provide the following information for the heat generation sources for the network (for heat sources 1-6)
cooling generator type
Localised (room) air conditioning unit
Chiller
On site cogeneration
Renewable cooling source
Other (user defined)
cooling generation efficiency
[19 empty] | user entry - numerical value | data validation?
0 ot 8
% of cooling provided by cooling generator
[19 empty] | user entry - % (max 100%) | data must be between 0 and 100
SUM of all Q56 responses (there can be multiple) must = 100
[18 empty] | Question 57 | Please enter % distribution losses for the cooling network (if known)
[19 empty] | user entry - % (max 100%) | data must be between 0 and 100
| Question 3b | Zip code
|  | State | City
|  | Alabama (AL) | Huntsville
|  | Alaska (AK) | Anchorage
|  | Arizona (AZ) | Phoenix |  |  |  | ZIP Code(s)
|  | Arkansas (AR) | Little Rock |  |  |  | 35801 thru 35816
|  | California (CA) | Sacramento |  |  |  | 99501 thru 99524
|  |  | Los Angeles |  |  |  | 85001 thru 85055
|  |  | Beverly Hills |  |  |  | 72201 thru 72217
|  | Colorado (CO) | Denver |  |  |  | 94203 thru 94209
|  | Conneticut (CT) | Hartford |  |  |  | 90001 thru 90089
|  | Deleware (DE) | Dover |  |  |  | 90209 thru 90213
|  | District of Columbia (DC) | Washington |  |  |  | 80201 thru 80239
|  | Florida (FL) | Pensacola |  |  |  | 06101 thru 06112
|  |  | Miami |  |  |  | 19901 thru 19905
|  |  | Orlando |  |  |  | 20001 thru 20020
|  | Georgia (GA) | Atlanta |  |  |  | 32501 thru 32509
|  | Hawaii (HI) | Honolulu |  |  |  | 33124 thru 33190
|  | Idaho (ID) | Montpelier |  |  |  | 32801 thru 32837
|  | Illinois (IL) | Chicago |  |  |  | 30301 thru 30381
|  |  | Springfield |  |  |  | 96801 thru 96830
|  | Indiana (IN) | Indianapolis |  |  |  | 83254
|  | Iowa (IA) | Davenport |  |  |  | 60601 thru 60641
|  |  | Des Moines |  |  |  | 62701 thru 62709
|  | Kansas (KS) | Wichita |  |  |  | 46201 thru 46209
|  | Kentucky (KY) | Hazard |  |  |  | 52801 thru 52809
|  | Lousiana (LA) | New Orleans |  |  |  | 50301 thru 50323
|  | Maine (ME) | Freeport |  |  |  | 67201 thru 67221
|  | Maryland (MD) | Baltimore |  |  |  | 41701- 41702
|  | Massachusetts (MA) | Boston |  |  |  | 70112 thru 70119
|  | Michigan (MI) | Coldwater |  |  |  | 04032 thru 04034
|  |  | Gaylord |  |  |  | 21201 thru 21237
|  | Minnesota (MN) | Duluth |  |  |  | 02101 thru 02137
|  | Mississippo (MS) | Biloxi |  |  |  | 49036
|  | Missouri (MO) | St. Louis |  |  |  | 49734 - 49735
|  | Montana (MT) | Laurel |  |  |  | 55801 thru 55808
|  | Nebraska (NE) | Hastings |  |  |  | 39530 thru 39535
|  | Nevada (NV) | Reno |  |  |  | 63101 thru 63141
|  | New Hampshire (NH) | Ashland |  |  |  | 59044
|  | New Jersey (NJ) | Livingston |  |  |  | 68901 - 68902
|  | New Mexico (NM) | Santa Fe |  |  |  | 89501 thru 89513
|  | New York (NY) | New York |  |  |  | 3217
|  | North Carolina (NC) | Oxford |  |  |  | 7039
|  | North Dakota (ND) | Walhalla |  |  |  | 87500 thru 87506
|  | Ohio (OH) | Cleveland |  |  |  | 10001 thru 10048
|  | Oklahoma (OK) | Tulsa |  |  |  | 27565
|  | Oregon (OR) | Portland |  |  |  | 58282
|  | Pennsylvania (PA) | Pittsburgh |  |  |  | 44101 thru 44179
|  | Rhode Island (RI) | Newport |  |  |  | 74101 thru 74110
|  | South Carolina (SC) | Camden |  |  |  | 97201 thru 97225
|  | South Dakota (SD) | Aberdeen |  |  |  | 15201 thru 15244
|  | Tennessee (TN) | Nashville |  |  |  | 02840 - 02841
|  | Texas (TX) | Austin |  |  |  | 29020
|  | Utah (UT) | Logan |  |  |  | 57401 - 57402
|  | Vermont (VT) | Killington |  |  |  | 37201 thru 37222
|  | Virginia (VA) | Altavista |  |  |  | 78701 thru 78705
|  | Washington (WA) | Bellevue (home of windoze) |  |  |  | 84321 thru 84323
|  | West Virginia (WV) | Beaver |  |  |  | 5751
|  | Wisconsin (WI) | Milwaukee |  |  |  | 24517
|  | Wyoming (WY) | Pinedale |  |  |  | 98004 thru 98009
25813
53201 thru 53228
82941

## Improvement factors (hidden)
| Building and component age | Year | Q No.
| Year built | 0 | 1 |  |  |  |  | Fixed
| heating system replaced | 0 | 26 |  |  |  |  | Calculated
| cooling system replaced | 0 | 33 |  |  |  |  | General
| ventilation system replaced | 0 | 36 |  |  |  |  | Fabric |  |  |  | floor area | 28 | 28
| windows replaced | 0 | 18 |  |  |  |  | Heating |  |  |  | height | 14 | 2
[8 empty] | Cooling |  |  |  | width | 2 | 14
| Fabric and dimensions (Actual and Best practice) | m2 | Actual u value | Best practice U value | Q No. |  |  | Ventilation |  |  |  | depth | 2 | 2
| Asset Floor area | 0 |  |  | 4 |  |  | Hot water |  |  |  | volume if a square | 56 | 56
| External wall | 0 | #N/A | 0.2 | 7 |  |  | District heating |  |  |  | crickly volume | 28 | 28
| Roof | 0 | #N/A | 0.2 | 8 |  |  | District cooling |  |  |  | external area | 116 | 92
| Windows | 0 | #N/A | 0.7 | 9 |  |  | Lighting
0
| Asset internal volume | 0 |  |  | 15
128
128
| Fabric and dimensions (standard) | std m2 | Standard U value |  | Q No.
| Asset Floor area | 0 |  |  | 4 | [5 empty] | 128
| External wall | 0 | 0.625 |  | 7 | [5 empty] | 4*4
| Roof | 0 | 0.5 |  | 8
| Windows | 0 | 2.32 |  | 9
Ground floor
| Asset internal volume | 0 |  |  | 15
|  | Credit Score = | #N/A
| Component/subcomponent | Actual value | Standard Value | Best practice value | Actual improvement | Potential improvement | % Potential improvement | % contribution to potential improvement | Carbon saving potential kgCO2eq/m2
| heat generator efficiency | 0.7 | 70% | 4
| overall heat generation efficieny incl heat recovery | 1.4286 | 1.4286 | 0.15 | 1 | 0.105 | 0.895 | #N/A | #N/A
↓ | equipment gains | #N/A | #N/A | #N/A |  |  |  | #N/A | #N/A
↓ | lighting gains | #N/A | #N/A | #N/A |  |  |  | #N/A | #N/A
#N/A | equipment and lighting gains | #N/A | #N/A | #N/A | #N/A | #N/A |  | #N/A | #N/A | ↓
#N/A | people gain | #N/A | #N/A | #N/A | #N/A | #N/A |  | #N/A | #N/A | ↓
| average g value | 0.5 | 0.5 | 0.3 |  |  |  | #N/A | #N/A | ↓
16% | solar gains | 0 | 0 | 0 | #DIV/0! | #DIV/0! | #DIV/0! | #N/A | #N/A | ↓
| total internal gains heating season |  |  |  | #N/A | #N/A |  | #N/A | #N/A | =
↓ | Air changes per hour (infiltration + ventilation) | #N/A | 1 | 0.25 | #N/A | #N/A |  | #N/A | #N/A
inc overall heat gen efficiency | heat recovery % | 0% | 0% | 40% |  |  |  | #N/A | #N/A
= ↓ | infiltration heat loss | #N/A | 0 | 0 | #N/A | #N/A | #N/A | #N/A | #N/A
| average u value | [6 empty] | #N/A | #N/A
↓ | heat loss through fabric | #N/A | 0 | 0 | #N/A | #N/A | #N/A | #N/A | #N/A
= | Total fabric heat loss | #N/A | 0 | 0 | #N/A | #N/A |  | #N/A | #N/A
| Net change in heat gains |  |  |  | #N/A | #N/A |  | #N/A | #N/A
| heat generation and heat demand improvement |  |  |  | #N/A | #N/A |  | #N/A | #N/A
| distribution heat loss | 10% | 10% | 0% | 0% | -10% | 10% | #N/A | #N/A
| Heating improvement factor |  |  |  | #N/A | #N/A | #N/A | #N/A
| Cooling generator efficiency | #N/A | 2.5 | 4.5 |  |  |  |  | #N/A
Not used anymore | cooling fuel factor
| overall generation efficiency | #N/A | 0.4 | 0.22222 | #N/A | #N/A | #N/A | #N/A | #N/A
↓ | equipment gains | #N/A | #N/A | #N/A |  |  |  | #N/A | #N/A
↓ | lighting gains | #N/A | #N/A | #N/A |  |  |  | #N/A | #N/A
#N/A | equipment and lighting gains | #N/A | #N/A | #N/A | #N/A | #N/A |  | #N/A | #N/A | ↓
#N/A | people gain | #N/A | #N/A | #N/A | #N/A | #N/A |  | #N/A | #N/A | ↓
| average g value | 0.5 | 0.5 | 0.3 |  |  |  | #N/A | #N/A | ↓
| solar gains | 0 | 0 | 0 |  | #DIV/0! | #DIV/0! | #N/A | #N/A | ↓
| shading factor | 1 | 1 | 0.5 |  | 0.5 | 0.5 | #N/A | #N/A | ↓
40% | solar gains incl shading factor | 0 | 0 | 0 | 1 | #DIV/0! | #DIV/0! | #N/A | #N/A | ↓
| total internal gains cooling season |  |  |  | #N/A | #N/A |  | #N/A | #N/A | =
Not used anymore | Air changes per hour | [6 empty] | #DIV/0! | #DIV/0!
Not used anymore | infiltration heat gain | [6 empty] | #N/A | #N/A
Not used anymore | average external u-value | [6 empty] | #DIV/0! | #DIV/0!
Not used anymore | heat loss through fabric | [6 empty] | #DIV/0! | #DIV/0!
↓ | Total fabric heat loss | [6 empty] | #DIV/0! | #DIV/0!
| Net change in heat gains |  |  |  | #N/A | #N/A |  | #DIV/0! | #DIV/0!
| cooling generation and heat demand change |  |  |  | #N/A | #N/A |  | #DIV/0! | #DIV/0!
| % free cooling |  |  |  | 0% | 0% | 0% | #DIV/0! | #DIV/0!
| distribution cooling loss | 10% | 10% | 0% | 0% | -10% | 10% | #DIV/0! | #DIV/0!
| Cooling improvement factor |  |  |  | #N/A | #N/A | #N/A | #DIV/0!
0 | Lighting improvement factor | 42.7304 | 34.513 | 85.9625 | 0.80769 | 0.49708 | 0.50292 | 0.50292 | #N/A
| specific fan power improvement | 3 | 3 | 1 |  |  | 1 | #N/A | #N/A
| Fan VSD | 1 | 1 | 0.6 |  |  | 1 | #N/A | #N/A
| ductwork leakage | #N/A | #N/A | #N/A |  |  | 1 | #N/A | #N/A
| Mechanical ventilation improvement factor | #N/A | #N/A | #N/A | #N/A | #N/A | #N/A | #N/A | #N/A
| Pump VSD | 1 | 1 | 0.6 | 1 | 0.6
| heating distribution | #N/A | #N/A | #N/A | #N/A | #N/A | #N/A | #N/A | #N/A
| cooling distribution | #N/A | #N/A | 0.6 | #N/A | #N/A | #N/A | #N/A | #N/A
| hot water generation efficiency | 0.7 | 1 | 4 | 1.4286 | 0.175 |  |  | #N/A
hot water fuel factor
↓ | overall hot water generation efficieny | 1.4286 | 1 | 0.25 | 1.4286 | 0.175 | 0.825 | 0.825 | #N/A
Not used anymore | [7 empty] | 0 | #N/A
↓ | distribution heat loss | 10% | 0% | 10% | 10% | 0% | 0% | 0 | #N/A
= | Hot water improvement factor |  |  |  | 1.5714 | 0.175 | 0.825 | 0.825
|  | Actual | Standard | Best Practice
| #N/A | #N/A | #N/A | #N/A | #N/A | #N/A | #N/A
| #N/A | #N/A | #N/A | #N/A | #N/A | #N/A | #N/A
| #N/A | #N/A | #N/A | #N/A | #N/A | #N/A | #N/A
| #N/A | #N/A | #N/A | #N/A | #N/A | #N/A | #N/A
| #N/A | #N/A | #N/A | #N/A | #N/A | #N/A | #N/A
| #N/A | #N/A | #N/A | #N/A | #N/A | #N/A | #N/A
| #N/A | #N/A | #N/A | #N/A | #N/A | #N/A | #N/A
| #N/A | #N/A | #N/A | #N/A | #N/A | #N/A | #N/A
| #N/A | #N/A | #N/A | #N/A | #N/A | #N/A | #N/A
| #N/A | #N/A | #N/A | #N/A | #N/A | #N/A | #N/A
| #N/A | #N/A | #N/A | #N/A | #N/A | #N/A | #N/A
| #N/A | #N/A | #N/A | #N/A
| #N/A |  |  |  | #N/A | #N/A | #N/A
|  | CO2/kwh heat | primary energy per kwh heat | % distribution losses | heat generation efficiency
| district heating | 0.30375 |  | 50% | 1
| district cooling | 0.225 |  | 0.5 | 1
|  | CO2/kWh | 1/efficiency | % | efficiency
heat source 1 |  | 0 | 0 | 0 | 0
heat source 2 |  | 0 | 0 | 0 | 0
heat source 3 |  | 0 | 0 | 0 | 0
heat source 4 |  | 0 | 0 | 0 | 0
heat source 5 |  | 0 | 0 | 0 | 0
heat source 6 |  | 0 | 0 | 0 | 0
|  | CO2/kWh | 1/efficiency | % | efficiency
cooling source 1 |  | 0 | 0 | 0 | 0
cooling source 2 |  | 0 | 0 | 0 | 0
cooling source 3 |  | 0 | 0 | 0 | 0
cooling source 4 |  | 0 | 0 | 0 | 0
cooling source 5 |  | 0 | 0 | 0 | 0
cooling source 6 |  | 0 | 0 | 0 | 0
Actual
| What is the % of floorarea fitted with LED lamps? | 0% | 0% |  | 65 |  | LED lamp
| What % of LED lamps are fitted with local controls which increase power input as the light output reduces over time? | 0% |  | 15% | 65 | 0 | LED with power input controls
| What is the % of floorarea fitted with compact flourescent lamps? | 0% | 0% |  | 15.6522 | 0 | Compact fluorescent lamp with diffuser
| What is the % of compact flourescent lamps have diffusers or shades fitted? | 100% | 0% |  | 26.087 | 0 | Compact fluorescent lamp without diffuser
| What is the % of floorarea fitted with tungsten halogen lamps? | 0% | 0% |  | 3.913 | 0 | Tungsten halogen lamp with diffuser
| What is the % of tungsten halogen lamps have diffusers or shades fitted? | 100% | 0% |  | 7.1739 | 0 | Tungsten halogen lamp without diffuser
| What is the % of floorarea fitted with incandescent lamps? | 0% | 0% |  | 2.6087 | 0 | Incandescent lamp lamp with diffuser
| What is the % of incandescent lamps have diffusers or shades fitted? | 100% | 0% |  | 4.3478 | 0 | Incandescent lamp lamp without diffuser
| What is the % of floorarea fitted with T12 fluorescent tubes? | 0% | 0% |  | 22.6087 | 0 | T12 fluorescent tube lamp with diffuser
| What is the % of T12 fluorescent tubes have diffusers or shades fitted? | 100% | 0% |  | 36.7391 | 0 | T12 fluorescent tube lamp without diffuser
| What is the % of floorarea fitted with T8 fluorescent tubes? | 100% | 0% |  | 24.3478 | 0 | T8 fluorescent tube lamp with diffuser
| What is the % of T8 fluorescent tubes have diffusers or shades fitted? | 100% | 100% |  | 39.5652 | 39.5652 | T8 fluorescent tube lamp without diffuser
| What is the % of floorarea fitted with T5 fluorescent tubes? | 0% | 0% |  | 34.7826 | 0 | T5 fluorescent tube lamp with diffuser
| What is the % of T5 fluorescent tubes have diffusers or shades fitted? | 100% | 0% |  | 52.1739 | 0 | T5 fluorescent tube lamp without diffuser
| What is % of fluorsecent tubes are fitted with local controls which increase power input as light output reduce over time? | 0% |  | 8% |  | 42.7304 | all fluorescent tubes with power input controls
| What is % of fluorsecent tubes are fitted with high frequency ballasts? | 0% |  | 20% |  | 42.7304 | all fluorescent tubes with power input controls and high frequency ballasts
| What is the % of floorarea fitted with metal halide lamps? | 0% | 0% |  | 29.5652 | 0 | Metal halide lamp with diffuser
| What is the % of metal halide lamps have diffusers or shades fitted? | 100% | 0% |  | 51.7391 | 0 | Metal halide lamp without diffuser
[6 empty] | 42.7304 | Average efficacy
| What % of floor area is daylit | 0%
| What % of daylit space is fitted with dimmable photoelectric controls? | 0% | 0% | 15% | 0%
| What % of daylit space is fitted with photoelectric switching controls? | 0% | 0% | 25% | 0%
| What % of the floor area is occassionally occupied | 0%
| What % of occasionally occupied space is fitted with auto off (manual on) presence detection? | 0% | 0% | 15% | 0%
| What % of occasionally occupied space is fitted with auto on (manual off) presence detection? | 0% | 0% | 10% | 0%
[6 empty] | 0% | % control savings
[6 empty] | 42.7304 | Average efficacy including control savings
Standard
| What is the % of floorarea fitted with LED lamps? | 0% | 0% |  | 65 |  | LED lamp
| What % of LED lamps are fitted with local controls which increase power input as the light output reduces over time? | 0% |  | 15% | 65 | 0 | LED with power input controls
| What is the % of floorarea fitted with compact flourescent lamps? | 0% | 0% |  | 15.6522 | 0 | Compact fluorescent lamp with diffuser
| What is the % of compact flourescent lamps have diffusers or shades fitted? | 0% | 0% |  | 26.087 | 0 | Compact fluorescent lamp without diffuser
| What is the % of floorarea fitted with tungsten halogen lamps? | 0% | 0% |  | 3.913 | 0 | Tungsten halogen lamp with diffuser
| What is the % of tungsten halogen lamps have diffusers or shades fitted? | 0% | 0% |  | 7.1739 | 0 | Tungsten halogen lamp without diffuser
| What is the % of floorarea fitted with incandescent lamps? | 0% | 0% |  | 2.6087 | 0 | Incandescent lamp lamp with diffuser
| What is the % of incandescent lamps have diffusers or shades fitted? | 0% | 0% |  | 4.3478 | 0 | Incandescent lamp lamp without diffuser
| What is the % of floorarea fitted with T12 fluorescent tubes? | 0% | 0% |  | 22.6087 | 0 | T12 fluorescent tube lamp with diffuser
| What is the % of T12 fluorescent tubes have diffusers or shades fitted? | 0% | 0% |  | 36.7391 | 0 | T12 fluorescent tube lamp without diffuser
| What is the % of floorarea fitted with T8 fluorescent tubes? | 100% | 50% |  | 24.3478 | 12.1739 | T8 fluorescent tube lamp with diffuser
| What is the % of T8 fluorescent tubes have diffusers or shades fitted? | 50% | 50% |  | 39.5652 | 19.7826 | T8 fluorescent tube lamp without diffuser
| What is the % of floorarea fitted with T5 fluorescent tubes? | 0% | 0% |  | 34.7826 | 0 | T5 fluorescent tube lamp with diffuser
| What is the % of T5 fluorescent tubes have diffusers or shades fitted? | 0% | 0% |  | 52.1739 | 0 | T5 fluorescent tube lamp without diffuser
| What is % of fluorsecent tubes are fitted with local controls which increase power input as light output reduce over time? | 0% |  | 8% |  | 34.513 | all fluorescent tubes with power input controls
| What is % of fluorsecent tubes are fitted with high frequency ballasts? | 0% |  | 20% |  | 34.513 | all fluorescent tubes with power input controls and high frequency ballasts
| What is the % of floorarea fitted with metal halide lamps? | 0% | 0% |  | 29.5652 | 0 | Metal halide lamp with diffuser
| What is the % of metal halide lamps have diffusers or shades fitted? | 0% | 0% |  | 51.7391 | 0 | Metal halide lamp without diffuser
[6 empty] | 34.513 | Average efficacy
| What % of floor area is daylit | 0%
| What % of daylit space is fitted with dimmable photoelectric controls? | 0% | 0% | 15% | 0%
| What % of daylit space is fitted with photoelectric switching controls? | 0% | 0% | 25% | 0%
| What % of the floor area is occassionally occupied | 0%
| What % of occasionally occupied space is fitted with auto off (manual on) presence detection? | 0% | 0% | 15% | 0%
| What % of occasionally occupied space is fitted with auto on (manual off) presence detection? | 0% | 0% | 10% | 0%
[6 empty] | 0% | % control savings
[6 empty] | 34.513 | Average efficacy including control savings
Best Practice
| What is the % of floorarea fitted with LED lamps? | 100% | 100% |  | 65 |  | LED lamp
| What % of LED lamps are fitted with local controls which increase power input as the light output reduces over time? | 100% |  | 15% | 74.75 | 74.75 | LED with power input controls
| What is the % of floorarea fitted with compact flourescent lamps? | 0% | 0% |  | 15.6522 | 0 | Compact fluorescent lamp with diffuser
| What is the % of compact flourescent lamps have diffusers or shades fitted? | 0% | 0% |  | 26.087 | 0 | Compact fluorescent lamp without diffuser
| What is the % of floorarea fitted with tungsten halogen lamps? | 0% | 0% |  | 3.913 | 0 | Tungsten halogen lamp with diffuser
| What is the % of tungsten halogen lamps have diffusers or shades fitted? | 0% | 0% |  | 7.1739 | 0 | Tungsten halogen lamp without diffuser
| What is the % of floorarea fitted with incandescent lamps? | 0% | 0% |  | 2.6087 | 0 | Incandescent lamp lamp with diffuser
| What is the % of incandescent lamps have diffusers or shades fitted? | 0% | 0% |  | 4.3478 | 0 | Incandescent lamp lamp without diffuser
| What is the % of floorarea fitted with T12 fluorescent tubes? | 0% | 0% |  | 22.6087 | 0 | T12 fluorescent tube lamp with diffuser
| What is the % of T12 fluorescent tubes have diffusers or shades fitted? | 0% | 0% |  | 36.7391 | 0 | T12 fluorescent tube lamp without diffuser
| What is the % of floorarea fitted with T8 fluorescent tubes? | 0% | 0% |  | 24.3478 | 0 | T8 fluorescent tube lamp with diffuser
| What is the % of T8 fluorescent tubes have diffusers or shades fitted? | 0% | 0% |  | 39.5652 | 0 | T8 fluorescent tube lamp without diffuser
| What is the % of floorarea fitted with T5 fluorescent tubes? | 0% | 0% |  | 34.7826 | 0 | T5 fluorescent tube lamp with diffuser
| What is the % of T5 fluorescent tubes have diffusers or shades fitted? | 0% | 0% |  | 52.1739 | 0 | T5 fluorescent tube lamp without diffuser
| What is % of fluorsecent tubes are fitted with local controls which increase power input as light output reduce over time? | 0% |  | 8% |  | 0 | all fluorescent tubes with power input controls
| What is % of fluorsecent tubes are fitted with high frequency ballasts? | 0% |  | 20% |  | 0 | all fluorescent tubes with power input controls and high frequency ballasts
| What is the % of floorarea fitted with metal halide lamps? | 0% | 0% |  | 29.5652 | 0 | Metal halide lamp with diffuser
| What is the % of metal halide lamps have diffusers or shades fitted? | 0% | 0% |  | 51.7391 | 0 | Metal halide lamp without diffuser
[6 empty] | 74.75 | Average efficacy
| What % of floor area is daylit | 50%
| What % of daylit space is fitted with dimmable photoelectric controls? | 100% | 50% | 15% | 7.5%
| What % of daylit space is fitted with photoelectric switching controls? | 0% | 0% | 25% | 0%
| What % of the floor area is occassionally occupied | 50%
| What % of occasionally occupied space is fitted with auto off (manual on) presence detection? | 100% | 50% | 15% | 7.5%
| What % of occasionally occupied space is fitted with auto on (manual off) presence detection? | 0% | 0% | 10% | 0%
[6 empty] | 15% | % control savings
[6 empty] | 85.9625 | Average efficacy including control savings

## Outputs (hidden)
Not currently clear what is happening in each table, and what relates to Actual, Standard and Best | [5 empty] | highlighted below
What does =#NA mean? |  | excel has lost the formula! now reinstated | [9 empty] | Recent change |  |  | Fixed
|  |  |  | current | [10 empty] | Calculated
|  |  | =ROUNDDOWN(IF($G$35<0,+$C$7,IF($G$35<$G$50,+$C$8+(1-$G$35/$G$50)*($C$7-$C$8),IF((1-(($G$35-$G$50)/($G$21*2-$G$50)))*$C$8>$C$8,$C$8,IF((1-(($G$35-$G$50)/($G$21*2-$G$50)))*$C$8<0,0,(1-(($G$35-$G$50)/($G$21*2-$G$50)))*$C$8)))),0) |  |  |  |  | ignore used to determine best practice score | [6 empty] | General
|  | Number of credits | #N/A | #N/A |  |  |  | #N/A | linear scale from X*benchmark to zero | [5 empty] | Fabric
[8 empty] | 2 | *benchmark = top of scale | [5 empty] | Heating
| max credits | 48 | comm best practice | resi best practice | [10 empty] | Cooling
| best practice score | 36.3744 | 36.3744 | 37.5 | [10 empty] | Ventilation
Hot water
| Benchmark | 0 |  |  | Benchmark | Benchmark | [8 empty] | District heating
| End use | Fuel | UK | Standard Services | 0 | 0 | [8 empty] | District cooling
|  |  | delivered energy kWh/m2 | % floor area | benchmark delivered energy kWh/m2 | carbon emissions kgCO2e/m2 | [8 empty] | Lighting
2 | Heat generation | Natural Gas | #N/A | 1 | #N/A | #N/A |  | #N/A | #N/A | 0.49395 | 0.39516 | 0.59516
3 | Cooling generation | Electricity | #N/A | 1 | #N/A | #N/A
4 | Heat distribution | Electricity | #N/A | 1 | #N/A | #N/A
5 | Cooling distribution | Electricity | #N/A | 1 | #N/A | #N/A
6 | Lighting | Electricity | #N/A | 1 | #N/A | #N/A
7 | Mechanical ventilation | Electricity | #N/A | 75% | #N/A | #N/A |  | E18 revised to match data entry format (/100)
8 | Hot water | Electricity | #N/A | 1 | #N/A | #N/A
9 | Other |  | #N/A |  | #N/A
| Total regulated |  | #N/A |  | #N/A | #N/A
|  | Standard |  |  |  | #N/A
|  | 0 |  | Standard | Actual | Actual
| End use | Fuel | Actual services | 0 | 0 | 0
|  |  | % floor area | services adjusted benchmark delivered energy kWh/m2 | Actual delivered energy kWh/m2 | carbon emissions kgCO2e/m2 |  |  | Actual improvement factor | Potential improvement
D27:D31 reinstate formula to show which services are present in the actual building | Heat generation | coal | 0 | #N/A | #N/A | #N/A | #N/A | G13:H19,G27:H34, G42:H48 extended fuel lookup list from k$35 to k$50 | #N/A | #N/A |  | 26.7106
C28 fuel = electricity except where renewable cooling | Cooling generation | Electricity | 0 | #N/A | #N/A | #N/A | #N/A |  | #N/A | #N/A |  | 3.3444
| Heat distribution | Electricity | 0 | #N/A | #N/A | #N/A | #N/A |  | #N/A | #N/A |  | 3.02
| Cooling distribution | Electricity | 0 | #N/A | #N/A | #N/A | #N/A |  | #N/A | #N/A |  | 3.5411
| Lighting | Electricity | 1 | #N/A | #N/A | #N/A | #N/A |  | 0.80769 | 0.49708 |  | 8.4156
| Mechanical ventilation | Electricity | 0% | #N/A | #N/A | #N/A | #N/A |  | #N/A | #N/A |  | 4.5904
| Hot water | Coal | 0 | #N/A | #N/A | #N/A | #N/A |  | 1.5714 | 0.175 |  | 4.5651
| Other |  |  | #N/A | #N/A
| Total regulated |  |  | #N/A | #N/A | #N/A
Standard Building
| Best Practice | 0
| End use | Fuel | 0 | improvement factor | Best practice energy consumption | best practice carbon
|  |  | services adjusted benchmark delivered energy kWh/m2 | Actual ->best practice | Actual delivered energy kWh/m2 | carbon emissions kgCO2e/m2
| Heat generation | Electricity | #N/A | #N/A | #N/A | #N/A |  | #N/A | 0
| Cooling generation | Electricity | #N/A | #N/A | #N/A | #N/A |  | #N/A | 0
| Heat distribution | Electricity | #N/A | #N/A | #N/A | #N/A |  | #N/A | 0
| Cooling distribution | Electricity | #N/A | #N/A | #N/A | #N/A |  | #N/A | 0
| Lighting | Electricity | #N/A | 0.50292 | #N/A | #N/A |  | #N/A | 0
| Mechanical ventilation | Electricity | #N/A | #N/A | #N/A | #N/A |  | #N/A | 0
| Hot water | Electricity | #N/A | 0.825 | #N/A | #N/A |  | #N/A | #N/A
| Other |  | #N/A |  | #N/A |  |  | #N/A
| Total regulated |  | #N/A |  | #N/A | #N/A
| Is below this line only used to create reporting functions? i.e. graphs |  |  |  | yes
| carbon emissions kgCO2e/m2 |  |  |  |  | % change in carbon emissions compared to typical | [5 empty] | carbon emissions tCO2e/ft2
| End use | Typical | Actual | Best practice |  | End use | Typical | Actual | Best practice |  |  | End use | Typical | Actual | Best practice
| Heat generation | #N/A | #N/A | #N/A |  | Heat generation | #N/A | #N/A | #N/A |  |  | Heat generation | #N/A | #N/A | #N/A
| Cooling generation | #N/A | #N/A | #N/A |  | Cooling generation | #N/A | #N/A | #N/A |  |  | Cooling generation | #N/A | #N/A | #N/A
| Heat distribution | #N/A | #N/A | #N/A |  | Heat distribution | #N/A | #N/A | #N/A |  |  | Heat distribution | #N/A | #N/A | #N/A
| Cooling distribution | #N/A | #N/A | #N/A |  | Cooling distribution | #N/A | #N/A | #N/A |  |  | Cooling distribution | #N/A | #N/A | #N/A
| Lighting | #N/A | #N/A | #N/A |  | Lighting | #N/A | #N/A | #N/A |  |  | Lighting | #N/A | #N/A | #N/A
| Mechanical ventilation | #N/A | #N/A | #N/A |  | Mechanical ventilation | #N/A | #N/A | #N/A |  |  | Mechanical ventilation | #N/A | #N/A | #N/A
| Hot water | #N/A | #N/A | #N/A |  | Hot water | #N/A | #N/A | #N/A |  |  | Hot water | #N/A | #N/A | #N/A
| End Use | Improvement potential | high efficiency heat generator | glazing with lower g value | improve fabric air tightness | improve the thermal performance of the envelope | fit high efficiency cooling generation | glazing with lower g value | more efficient luminaires and lighting controls where appropriate | improve heat distribution efficiency |  |  | hot water generation efficiency | reduce hot water distrbution losses | Total pontential savings | Total carbon emission
| Heat generation | high efficiency heat generator | #N/A | #N/A | #N/A | #N/A | [8 empty] | #N/A | #N/A
and use free cooling if not already doing so | Cooling generation | fit high efficiency cooling generation |  |  |  |  | #N/A | #N/A | [6 empty] | #N/A | #N/A
| Lighting | more efficient luminaires and lighting controls where appropriate | [6 empty] | #N/A | [5 empty] | #N/A | #N/A
| Heat distribution | improve heat distribution efficiency | [7 empty] | #N/A | cooling distribution | mechanical ventilation |  |  | #N/A | #N/A
| Cooling distribution | cooling distribution | [12 empty] | 0 | #N/A
| Mechanical ventilation | mechanical ventilation | [12 empty] | 0 | #N/A
| Hot water | hot water generation efficiency | [10 empty] | #N/A | #N/A | #N/A | #N/A
| Total Regulated |  | #N/A | #N/A | #N/A | #N/A | #N/A | #N/A | #N/A | #N/A |  |  | #N/A | #N/A | #N/A | #N/A | #N/A | 0
[11 empty] | #N/A |  |  |  | #N/A
#N/A
| End Use | Improvement potential | high efficiency heat generator | glazing with lower g value | improve fabric air tightness | improve the thermal performance of the envelope | fit high efficiency cooling generation | glazing with lower g value | more efficient luminaires and lighting controls where appropriate | improve heat distribution efficiency | #N/A | #N/A | hot water generation efficiency | reduce hot water distrbution losses
| Heat generation | high efficiency heat generator | #N/A | #N/A | #N/A | #N/A | #N/A | #N/A | #N/A | #N/A |  |  | #N/A | #N/A | #N/A
| Cooling generation | fit high efficiency cooling generation | #N/A | #N/A | #N/A | #N/A | #N/A | #N/A | #N/A | #N/A |  |  | #N/A | #N/A | #N/A
| Lighting | more efficient luminaires and lighting controls where appropriate | #N/A | #N/A | #N/A | #N/A | #N/A | #N/A | #N/A | #N/A |  |  | #N/A | #N/A | #N/A
| Heat distribution | improve heat distribution efficiency | #N/A | #N/A | #N/A | #N/A | #N/A | #N/A | #N/A | #N/A | cooling distribution | mechanical ventilation | #N/A | #N/A | #N/A
| Cooling distribution | cooling distribution | #N/A | #N/A | #N/A | #N/A | #N/A | #N/A | #N/A | #N/A | #N/A | #N/A | #N/A | #N/A | #N/A
| Mechanical ventilation | mechanical ventilation | #N/A | #N/A | #N/A | #N/A | #N/A | #N/A | #N/A | #N/A | #N/A | #N/A | #N/A | #N/A | #N/A
| Hot water | hot water generation efficiency | #N/A | #N/A | #N/A | #N/A | #N/A | #N/A | #N/A | #N/A | #N/A | #N/A | #N/A | #N/A | #N/A
| Total % |  | #N/A | #N/A | #N/A | #N/A | #N/A | #N/A | #N/A | #N/A | #N/A | #N/A | #N/A | #N/A | #N/A
[11 empty] | #N/A | #N/A
[11 empty] | #N/A | #N/A
[11 empty] | #N/A | #N/A
[11 empty] | #N/A | #N/A
* The carbon savings indicated are
*Actual savings potential will vary and may be significantly lower, particularly where the asset rating is based on default rather than actual values

## Lookup tables (hidden)
Defaults | air permeability | boiler efficiency | heat pump efficiency | cooling efficiency | [15 empty] | heat recovery | free cooling
1 | 30 | 0.5 | 1.7 | 2.05 | [6 empty] | Fixed | [7 empty] | unknown | 0% | 0
1920 | 30 | 0.5 | 1.7 | 2.05 | [6 empty] | Calculated | [7 empty] | 1 | 0% | 0
1945 | 25 | 0.5 | 1.7 | 2.05 | [6 empty] | General | [7 empty] | 0 | 0% | 0
1969 | 25 | 0.54 | 1.7 | 2.05 | [6 empty] | Fabric | [7 empty] | 1920 | 0% | 0
1979 | 20 | 0.56 | 1.8 | 2.1 | [6 empty] | Heating | [7 empty] | 1945 | 0% | 0
1989 | 17 | 0.63 | 2 | 2.2 | [6 empty] | Cooling | [7 empty] | 1969 | 0% | 0
1999 | 10 | 0.84 | 2.2 | 2.25 | [6 empty] | Ventilation | [7 empty] | 1979 | 0% | 0
2010 | 7 | 0.88 | 3 | 3 | [6 empty] | Hot water
2020 | 5 | 0.9 | 3.5 | 3.5 | [6 empty] | District heating
District cooling
Lighting
Lighting
|  |  |  | Luminarie types | Lumins per Watt
|  |  |  | LED lamp | 65 |  | window shading | shading factor
|  |  |  | Compact fluorescent lamp with diffuser | 15.6522 |  | yes | 0.5
|  |  |  | Compact fluorescent lamp without diffuser | 26.087 |  | no | 100%
|  |  |  | Tungsten halogen lamp with diffuser | 3.913
|  |  |  | Tungsten halogen lamp without diffuser | 7.1739
|  |  |  | Incandescent lamp lamp with diffuser | 2.6087
|  |  |  | Incandescent lamp lamp without diffuser | 4.3478
|  |  |  | T12 fluorescent tube lamp with diffuser | 22.6087
|  |  |  | T12 fluorescent tube lamp without diffuser | 36.7391
|  |  |  | T8 fluorescent tube lamp with diffuser | 24.3478
|  |  |  | T8 fluorescent tube lamp without diffuser | 39.5652
|  |  |  | T5 fluorescent tube lamp with diffuser | 34.7826
|  |  |  | T5 fluorescent tube lamp without diffuser | 52.1739
ductwork leakage | tested | not tested |  | Metal halide lamp with diffuser | 29.5652
unknown | 0.7 | 0.6 |  | Metal halide lamp without diffuser | 51.7391
1 | 0.7 | 0.6
| 0.7 | 0.6
1920 | 0.7 | 0.6
1945 | 0.7 | 0.6
1969 | 0.7 | 0.6
1979 | 0.75 | 0.65 |  | Lighting control savings | %
1989 | 0.8 | 0.7 |  | LED with local power input adjust | 15%
| 0.85 | 0.75 |  | Flourescent with local power input adjust | 8%
1999 | 0.9 | 0.8 |  | Flourescent with high frequency ballast | 20%
2010 | 0.95 | 0.85 |  | Daylit space with dimmable photo electric | 15%
2020 | 0.95 | 0.85 |  | Daylit space with photoelectric switching | 25%
|  |  |  | Occassionally occupied space with auto off (manual on) presence detection | 15%
|  |  |  | Occassionally occupied space with auto on (manual off) presence detection | 10%
distribution heat/cooling | % loss
local | 0
centralised | 10%
district | 50%
Break down of energy use by end component for different building types (kWh/m2/year) delivered |  |  | Energy consumption for standard building
1 | 2 | 3 | 4 | 5 | 6 | 7 | 8 | 9
Asset Sub Type | Space heating generation | Cooling generation | Heat Distribution | Cooling distribution | Lighting | Mechanical Ventilation | Hot Water generation | Other |  | Asset type | Required ventilation ACH |  | Asset Type | occupant density |  |  | Heat Gen
Airport terminal | 164.4945 | 10.5874 | 3.6532 | 3.6728 | 98.0879 | 7.3162 | 59.9331 | 347.7452 | 148.1374 | Airport terminal | 10 |  | Airport terminal | 10 |  | Airport terminal | 653
Airport asset common areas* | 67.4918 | 14.8308 | 14.5483 | 15.6934 | 55.3461 | 21.803 | 19.5249 | 209.2382 | 37.4259 | Airport asset common areas* | 10 |  | Airport asset common areas* | 10 |  | Airport asset common areas* | 396
Airport asset vacant (unoccupied) | 67.4918 | 14.8308 | 14.5483 | 15.6934 | 55.3461 | 21.803 | 19.5249 | 209.2382 | 37.4259 | Airport asset vacant (unoccupied) | 10 |  | Airport asset vacant (unoccupied) | 10 |  | Airport asset vacant (unoccupied) | 396
Laboratory | 291.2641 | 123.6649 | 0.091108 | 6.0418 | 24.6288 | 14.3247 | 29.3691 | 489.3846 | 71.5259 | Laboratory | 10 |  | Laboratory | 10 |  | Laboratory | 599
Commercial Laboratory asset common areas* | 67.4918 | 14.8308 | 14.5483 | 15.6934 | 55.3461 | 21.803 | 19.5249 | 209.2382 | 37.4259 | Commercial Laboratory asset common areas* | 10 |  | Commercial Laboratory asset common areas* | 10 |  | Commercial Laboratory asset common areas* | 316
Commercial Laboratory vacant (unoccupied) | 67.4918 | 14.8308 | 14.5483 | 15.6934 | 55.3461 | 21.803 | 19.5249 | 209.2382 | 37.4259 | Commercial Laboratory vacant (unoccupied) | 10 |  | Commercial Laboratory vacant (unoccupied) | 10 |  | Commercial Laboratory vacant (unoccupied) | 316
Community hub | 109.897 | 2.736 | 0.057575 | 1.0944 | 16.2791 | 6.7031 | 9.3442 | 146.1113 | 15.5661 | Community hub | 10 |  | Community hub | 10 |  | Community hub | 1395
Library | 81.3899 | 2.4485 | 0.066796 | 0.97941 | 44.7283 | 0.13369 | 3.5418 | 133.2885 | 9.9372 | Library | 10 |  | Library | 10 |  | Library | 1322
Place of worship | 109.897 | 2.736 | 0.057575 | 1.0944 | 16.2791 | 6.7031 | 9.3442 | 146.1113 | 15.5661 | Place of worship | 10 |  | Place of worship | 10 |  | Place of worship | 243
Community asset common areas* | 67.4918 | 14.8308 | 14.5483 | 15.6934 | 55.3461 | 21.803 | 19.5249 | 209.2382 | 37.4259 | Community asset common areas* | 10 |  | Community asset common areas* | 10 |  | Community asset common areas* | 143
Communiry asset vacant (unoccupied) | 67.4918 | 14.8308 | 14.5483 | 15.6934 | 55.3461 | 21.803 | 19.5249 | 209.2382 | 37.4259 | Communiry asset vacant (unoccupied) | 10 |  | Communiry asset vacant (unoccupied) | 10 |  | Communiry asset vacant (unoccupied) | 143
Further/Higher Education: Institutional catering | 111.8749 | 3.5968 | 0.12509 | 1.4032 | 22 | 15 | 9 | 163 | 103.0971 | Further/Higher Education: Institutional catering | 10 |  | Further/Higher Education: Institutional catering | 10 |  | Further/Higher Education: Institutional catering | 188
Further/Higher Education: lecture room (non-science) | 74.2595 | 1.4379 | 0.11749 | 0.57514 | 8.8572 | 6.039 | 5.5041 | 96.7904 | 44.7311 | Further/Higher Education: lecture room (non-science) | 10 |  | Further/Higher Education: lecture room (non-science) | 10 |  | Further/Higher Education: lecture room (non-science) | 359
Further/Higher Education: lecture room (science) | 106.4787 | 2.0612 | 0.16833 | 0.82447 | 12.6968 | 8.6569 | 7.892 | 138.7783 | 64.1248 | Further/Higher Education: lecture room (science) | 10 |  | Further/Higher Education: lecture room (science) | 10 |  | Further/Higher Education: lecture room (science) | 244
Further/Higher Education: library | 183.198 | 3.5463 | 0.28973 | 1.4185 | 21.845 | 14.8943 | 13.5782 | 238.77 | 110.3276 | Further/Higher Education: library | 10 |  | Further/Higher Education: library | 10 |  | Further/Higher Education: library | 233
Further/Higher Education: laboratory | 291.2641 | 123.6649 | 0.091108 | 6.0418 | 24.6288 | 14.3247 | 29.3691 | 489.3846 | 71.5259 | Further/Higher Education: laboratory | 10 |  | Further/Higher Education: laboratory | 10 |  | Further/Higher Education: laboratory | 222
Primary school | 109.5618 | 1.6154 | 0.22615 | 0.64615 | 27.1384 | 2.2615 | 26.5196 | 167.9691 | 9.2464 | Primary school | 10 |  | Primary school | 10 |  | Primary school | 393
Secondary school | 104.3522 | 2.776 | 0.077719 | 1.1104 | 27.2044 | 7.7727 | 22.1945 | 165.4879 | 11.7275 | Secondary school | 10 |  | Secondary school | 10 |  | Secondary school | 371
Residential college or school (halls of residence) | 218.4722 | 0.21878 | 1.7056 | 0.21878 | 24.0657 | 2.1878 | 74.2911 | 321.1599 | 63.0068 | Residential college or school (halls of residence) | 10 |  | Residential college or school (halls of residence) | 10 |  | Residential college or school (halls of residence) | 126
Education asset common areas* | 67.4918 | 14.8308 | 14.5483 | 15.6934 | 55.3461 | 21.803 | 19.5249 | 209.2382 | 37.4259 | Education asset common areas* | 10 |  | Education asset common areas* | 10 |  | Education asset common areas* | 116
Education asset vacant (unoccupied) | 67.4918 | 14.8308 | 14.5483 | 15.6934 | 55.3461 | 21.803 | 19.5249 | 209.2382 | 37.4259 | Education asset vacant (unoccupied) | 10 |  | Education asset vacant (unoccupied) | 10 |  | Education asset vacant (unoccupied) | 116
Cinema | 242.0234 | 25.2739 | 10.0754 | 10.0754 | 52.6628 | 20.1507 | 12.72 | 372.9814 | 70.6803 | Cinema | 10 |  | Cinema | 10 |  | Cinema | 86
Fast food restaurant or café | 29.3255 | 8.0549 | 0.040274 | 0.040274 | 12.0823 | 12.0823 | 25.2981 | 462.5758 | 462.5758 | Fast food restaurant or café | 10 |  | Fast food restaurant or café | 10 |  | Fast food restaurant or café | 98
Performing arts theatre | 174.5894 | 9.6567 | 0.29905 | 10.5969 | 30.3804 | 42.7576 | 7.6353 | 275.9153 | 6.5101 | Performing arts theatre | 10 |  | Performing arts theatre | 10 |  | Performing arts theatre | 75
Restaurant | 28.0804 | 7.9423 | 0.92899 | 0.19454 | 12.2053 | 12.2053 | 24.9409 | 460.3186 | 460.3186 | Restaurant | 10 |  | Restaurant | 10 |  | Restaurant | 108
Entertainment asset common areas* | 67.4918 | 14.8308 | 14.5483 | 15.6934 | 55.3461 | 21.803 | 19.5249 | 209.2382 | 37.4259 | Entertainment asset common areas* | 10 |  | Entertainment asset common areas* | 10 |  | Entertainment asset common areas* | 186
Entertainment asset vacant (unoccupied) | 67.4918 | 14.8308 | 14.5483 | 15.6934 | 55.3461 | 21.803 | 19.5249 | 209.2382 | 37.4259 | Entertainment asset vacant (unoccupied) | 10 |  | Entertainment asset vacant (unoccupied) | 10 |  | Entertainment asset vacant (unoccupied) | 186
Ambulance station | 179.5047 | 4.4847 | 0.41824 | 1.7939 | 51.4897 | 0.83649 | 33.7226 | 272.2503 | 54.6452 | Ambulance station | 10 |  | Ambulance station | 10 |  | Ambulance station | 316
Hospital: acute + maternity | 193.5927 | 7.3673 | 2.0234 | 7.3673 | 33.4879 | 32.1484 | 71.8072 | 347.7942 | 127.7439 | Hospital: acute + maternity | 10 |  | Hospital: acute + maternity | 10 |  | Hospital: acute + maternity | 224
Hospital: cottage | 194.2724 | 7.3673 | 1.3436 | 7.3673 | 33.4879 | 32.1484 | 71.8072 | 347.7942 | 127.7439 | Hospital: cottage | 10 |  | Hospital: cottage | 10 |  | Hospital: cottage | 134
Hospital: long stay | 194.2724 | 7.3673 | 1.3436 | 7.3673 | 33.4879 | 32.1484 | 71.8072 | 347.7942 | 127.7439 | Hospital: long stay | 10 |  | Hospital: long stay | 10 |  | Hospital: long stay | 120
Hospital: teaching + specialist | 193.5927 | 7.3673 | 2.0234 | 7.3673 | 33.4879 | 32.1484 | 71.8072 | 347.7942 | 127.7439 | Hospital: teaching + specialist | 10 |  | Hospital: teaching + specialist | 10 |  | Hospital: teaching + specialist | 69
Primary healthcare surgery | 147.3466 | 4.0884 | 0.27817 | 1.6353 | 33.5603 | 0.55634 | 25.8876 | 213.3527 | 27.1265 | Primary healthcare surgery | 10 |  | Primary healthcare surgery | 10 |  | Primary healthcare surgery | 405
Healthcare asset common areas* | 67.4918 | 14.8308 | 14.5483 | 15.6934 | 55.3461 | 21.803 | 19.5249 | 209.2382 | 37.4259 | Healthcare asset common areas* | 10 |  | Healthcare asset common areas* | 10 |  | Healthcare asset common areas* | 215
Healthcare asset vacant (unoccupied) | 67.4918 | 14.8308 | 14.5483 | 15.6934 | 55.3461 | 21.803 | 19.5249 | 209.2382 | 37.4259 | Healthcare asset vacant (unoccupied) | 10 |  | Healthcare asset vacant (unoccupied) | 10 |  | Healthcare asset vacant (unoccupied) | 215
Hotel | 109.1294 | 5.083 | 9.3189 | 4.2359 | 18.6378 | 27.9567 | 53.1614 | 227.523 | 95.0964 | Hotel | 10 |  | Hotel | 10 |  | Hotel | 235
Hospitality asset common areas* | 67.4918 | 14.8308 | 14.5483 | 15.6934 | 55.3461 | 21.803 | 19.5249 | 209.2382 | 37.4259 | Hospitality asset common areas* | 10 |  | Hospitality asset common areas* | 10 |  | Hospitality asset common areas* | 250
Hospitality asset vacant (unoccupied) | 67.4918 | 14.8308 | 14.5483 | 15.6934 | 55.3461 | 21.803 | 19.5249 | 209.2382 | 37.4259 | Hospitality asset vacant (unoccupied) | 10 |  | Hospitality asset vacant (unoccupied) | 10 |  | Hospitality asset vacant (unoccupied) | 250
Distribution and storage | 133.0887 | 2.644 | 1.0142 | 1.4022 | 22.5677 | 2.0284 | 15.9548 | 178.7 | 18.3752 | Distribution and storage | 10 |  | Distribution and storage | 10 |  | Distribution and storage | 472
General manufacturing | 95 | 2.1818 | 2 | 1.8182 | 45 | 7 | 2 | 155 | 16 | General manufacturing | 10 |  | General manufacturing | 10 |  | General manufacturing | 176
Light manufacturing | 165.9932 | 1.7492 | 10.4952 | 1.7492 | 45.4792 | 1.7492 | 4.9414 | 232.1567 | 19.2412 | Light manufacturing | 10 |  | Light manufacturing | 10 |  | Light manufacturing | 347
Industrial asset common areas* | 67.4918 | 14.8308 | 14.5483 | 15.6934 | 55.3461 | 21.803 | 19.5249 | 209.2382 | 37.4259 | Industrial asset common areas* | 10 |  | Industrial asset common areas* | 10 |  | Industrial asset common areas* | 256
Industrial asset vacant (unoccupied) | 67.4918 | 14.8308 | 14.5483 | 15.6934 | 55.3461 | 21.803 | 19.5249 | 209.2382 | 37.4259 | Industrial asset vacant (unoccupied) | 10 |  | Industrial asset vacant (unoccupied) | 10 |  | Industrial asset vacant (unoccupied) | 256
Cellular office | 119.3828 | 15.9806 | 20.4053 | 8.5058 | 29.9277 | 16.3242 | 16.2766 | 226.8029 | 3.7899 | Cellular office | 10 |  | Cellular office | 10 |  | Cellular office | 314
Open plan office | 128.5645 | 11.8975 | 10.7434 | 12.5974 | 29.9383 | 16.33 | 16.2403 | 226.3114 | 3.7745 | Open plan office | 10 |  | Open plan office | 10 |  | Open plan office | 357
Office asset common areas* | 79.681 | 20.022 | 18.0798 | 21.1999 | 50.3823 | 27.4813 | 16.483 | 233.3293 | 2.013 | Office asset common areas* | 10 |  | Office asset common areas* | 10 |  | Office asset common areas* | 345
Office asset vacant (unoccupied) | 79.681 | 20.022 | 18.0798 | 21.1999 | 50.3823 | 27.4813 | 16.483 | 233.3293 | 2.013 | Office asset vacant (unoccupied) | 10 |  | Office asset vacant (unoccupied) | 10 |  | Office asset vacant (unoccupied) | 345
Fire station | 179.5047 | 4.4847 | 0.41824 | 1.7939 | 51.4897 | 0.83649 | 33.7226 | 272.2503 | 54.6452 | Fire station | 10 |  | Fire station | 10 |  | Fire station | 159
Law court | 117.8527 | 12.3226 | 0.037454 | 4.929 | 16.2932 | 16.2932 | 3.8338 | 171.562 | 0.95846 | Law court | 10 |  | Law court | 10 |  | Law court | 237
Police station | 190.9274 | 6.8583 | 0.50394 | 0.53098 | 88.6711 | 9.8523 | 29.2221 | 326.5661 | 0 | Police station | 10 |  | Police station | 10 |  | Police station | 267
Town hall | 128.5645 | 11.8975 | 10.7434 | 12.5974 | 29.9383 | 16.33 | 16.2403 | 226.3114 | 3.7745 | Town hall | 10 |  | Town hall | 10 |  | Town hall | 235
Government services asset common areas* | 67.4918 | 14.8308 | 14.5483 | 15.6934 | 55.3461 | 21.803 | 19.5249 | 209.2382 | 37.4259 | Government services asset common areas* | 10 |  | Government services asset common areas* | 10 |  | Government services asset common areas* | 167
Government services vacant (unoccupied) | 67.4918 | 14.8308 | 14.5483 | 15.6934 | 55.3461 | 21.803 | 19.5249 | 209.2382 | 37.4259 | Government services vacant (unoccupied) | 10 |  | Government services vacant (unoccupied) | 10 |  | Government services vacant (unoccupied) | 167
Residential care home | 218.4722 | 0.21878 | 1.7056 | 0.21878 | 24.0657 | 2.1878 | 74.2911 | 321.1599 | 63.0068 | Residential care home | 10 |  | Residential care home | 10 |  | Residential care home | 270
Residential college or school (halls of residence) | 218.4722 | 0.21878 | 1.7056 | 0.21878 | 24.0657 | 2.1878 | 74.2911 | 321.1599 | 63.0068 | Residential college or school (halls of residence) | 10 |  | Residential college or school (halls of residence) | 10 |  | Residential college or school (halls of residence) | 293
Sheltered housing | 68.8349 | 0.59543 | 4.642 | 0.59543 | 65.4972 | 5.9543 | 11.5308 | 157.65 | 125.2589 | Sheltered housing | 10 |  | Sheltered housing | 10 |  | Sheltered housing | 203
Short stay housing units | 84.0531 | 0.21374 | 1.6663 | 0.21374 | 23.5113 | 2.1374 | 25.6594 | 137.4549 | 50.1808 | Short stay housing units | 10 |  | Short stay housing units | 10 |  | Short stay housing units | 156
Supportive Housing asset common areas* | 67.4918 | 14.8308 | 14.5483 | 15.6934 | 55.3461 | 21.803 | 19.5249 | 209.2382 | 37.4259 | Supportive Housing asset common areas* | 10 |  | Supportive Housing asset common areas* | 10 |  | Supportive Housing asset common areas* | 166
Supportive Housing vacant (unoccupied) | 67.4918 | 14.8308 | 14.5483 | 15.6934 | 55.3461 | 21.803 | 19.5249 | 209.2382 | 37.4259 | Supportive Housing vacant (unoccupied) | 10 |  | Supportive Housing vacant (unoccupied) | 10 |  | Supportive Housing vacant (unoccupied) | 166
Department store | 68.8349 | 0.59543 | 4.642 | 0.59543 | 65.4972 | 5.9543 | 11.5308 | 157.65 | 125.2589 | Department store | 10 |  | Department store | 10 |  | Department store | 159
Distribution warehouse | 64.212 | 12.0721 | 0.23793 | 0.28904 | 100.9497 | 7.2107 | 0 | 184.9715 | 5.1505 | Distribution warehouse | 10 |  | Distribution warehouse | 10 |  | Distribution warehouse | 207
Retail store | 68.8349 | 0.59543 | 4.642 | 0.59543 | 65.4972 | 5.9543 | 11.5308 | 157.65 | 125.2589 | Retail store | 10 |  | Retail store | 10 |  | Retail store | 179
Retail services | 113.2663 | 5.1951 | 1.2287 | 1.4086 | 31.7232 | 2.4574 | 15.5372 | 170.8166 | 16.8191 | Retail services | 10 |  | Retail services | 10 |  | Retail services | 83
Small food shop | 108.1051 | 22.9473 | 4.8061 | 4.8061 | 122.4262 | 9.6121 | 25.643 | 298.3458 | 244.3801 | Small food shop | 10 |  | Small food shop | 10 |  | Small food shop | 252
Supermarket | 117.4595 | 2.2382 | 0.94892 | 0.44488 | 52.7667 | 24.1475 | 3.4417 | 206.8913 | 206.8913 | Supermarket | 10 |  | Supermarket | 10 |  | Supermarket | 225
Retail asset common areas* | 65.9216 | 0.52811 | 4.1172 | 0.52811 | 58.0919 | 5.2811 | 11.9929 | 146.4609 | 111.525 | Retail asset common areas* | 10 |  | Retail asset common areas* | 10 |  | Retail asset common areas* | 141
Retail asset vacant (unoccupied) | 65.9216 | 0.52811 | 4.1172 | 0.52811 | 58.0919 | 5.2811 | 11.9929 | 146.4609 | 111.525 | Retail asset vacant (unoccupied) | 10 |  | Retail asset vacant (unoccupied) | 10 |  | Retail asset vacant (unoccupied) | 141
Fitness centre/gym | 58.0783 | 0.90902 | 1.6126 | 0.36361 | 6.3944 | 6.1247 | 25.5275 | 99.0101 | 0.70966 | Fitness centre/gym | 10 |  | Fitness centre/gym | 10 |  | Fitness centre/gym | 351
Ice rink | 107.3743 | 1.698 | 4.8925 | 0.67919 | 26.6658 | 24.7601 | 16.9368 | 183.0067 | 63.8783 | Ice rink | 10 |  | Ice rink | 10 |  | Ice rink | 174
Indoor swimming pool | 601.1909 | 157.3947 | 0 | 16.9116 | 16.1938 | 0.57921 | 102.0324 | 894.3025 | 7.2082 | Indoor swimming pool | 10 |  | Indoor swimming pool | 10 |  | Indoor swimming pool | 305
Sport asset common areas* | 67.4918 | 14.8308 | 14.5483 | 15.6934 | 55.3461 | 21.803 | 19.5249 | 209.2382 | 37.4259 | Sport asset common areas* | 10 |  | Sport asset common areas* | 10 |  | Sport asset common areas* | 171
Sport asset vacant (unoccupied) | 67.4918 | 14.8308 | 14.5483 | 15.6934 | 55.3461 | 21.803 | 19.5249 | 209.2382 | 37.4259 | Sport asset vacant (unoccupied) | 10 |  | Sport asset vacant (unoccupied) | 10 |  | Sport asset vacant (unoccupied) | 171
Apartment buildings - Mid and High-rise apartment blocks | 141.1429 | 0.37143 | 2.8571 | 0.1 | 14.2857 | 2.8571 | 44.5714 | 206.0857 | 0.1 | Apartment buildings - Mid and High-rise apartment blocks | 10 |  | Apartment buildings - Mid and High-rise apartment blocks | 10 |  | Apartment buildings - Mid and High-rise apartment blocks | 141.1429
Apartment buildings - Mid-rise apartments | 141.1429 | 0.37143 | 2.8571 | 0.1 | 14.2857 | 2.8571 | 44.5714 | 206.0857 | 0.1 | Apartment buildings - Mid-rise apartments | 10 |  | Apartment buildings - Mid-rise apartments | 10 |  | Apartment buildings - Mid-rise apartments | 141.1429
Apartment buildings - Low-rise or Garden style apartment blocks | 141.1429 | 0.37143 | 2.8571 | 0.1 | 14.2857 | 2.8571 | 44.5714 | 206.0857 | 0.1 | Apartment buildings - Low-rise or Garden style apartment blocks | 10 |  | Apartment buildings - Low-rise or Garden style apartment blocks | 10 |  | Apartment buildings - Low-rise or Garden style apartment blocks | 141.1429
Individual homes - Detached or Semi-detached homes | 178.2022 | 0.51124 | 2.2472 | 0.1 | 12.5843 | 2.809 | 46.7416 | 243.0955 | 0.1 | Individual homes - Detached or Semi-detached homes | 10 |  | Individual homes - Detached or Semi-detached homes | 10 |  | Individual homes - Detached or Semi-detached homes | 178.2022
Individual homes - Semi-detached | 178.2022 | 0.51124 | 2.2472 | 0.1 | 12.5843 | 2.809 | 46.7416 | 243.0955 | 0.1 | Individual homes - Semi-detached | 10 |  | Individual homes - Semi-detached | 10 |  | Individual homes - Semi-detached | 178.2022
Individual homes - Terraced or town houses | 178.2022 | 0.51124 | 2.2472 | 0.1 | 12.5843 | 2.809 | 46.7416 | 243.0955 | 0.1 | Individual homes - Terraced or town houses | 10 |  | Individual homes - Terraced or town houses | 10 |  | Individual homes - Terraced or town houses | 178.2022
[8 empty] | U-Values | [9 empty] | U-Values | [12 empty] | U-Values | [24 empty] | g-value
[8 empty] | Year | Wall | [8 empty] | Year | Roof | [11 empty] | Year | Window | [23 empty] | Year | Ground floor
[7 empty] | 12 | 1 | #N/A | [8 empty] | 1 | #N/A | 12 | [10 empty] | 1 | #N/A | 12 | [22 empty] | 1 | 0.5 | 12
[7 empty] | 11 |  | #N/A | [8 empty] | 0 | #N/A | 11 | [10 empty] | 0 | #N/A | 11 | [22 empty] | 0 | 0.5 | 11
[7 empty] | 10 |  | #N/A | [8 empty] | 0 | #N/A | 10 | [10 empty] | 0 | #N/A | 10 | [22 empty] | 0 | 0.5 | 10
[7 empty] | 9 | 1920 | #N/A | [8 empty] | 1920 | #N/A | 9 | [10 empty] | 1920 | #N/A | 9 | [22 empty] | 1920 | 0.5 | 9
[7 empty] | 8 | 1945 | #N/A | [8 empty] | 1945 | #N/A | 8 | [10 empty] | 1945 | #N/A | 8 | [22 empty] | 1945 | 0.5 | 8
[7 empty] | 7 | 1969 | #N/A | [8 empty] | 1969 | #N/A | 7 | [10 empty] | 1969 | #N/A | 7 | [22 empty] | 1969 | 0.5 | 7
[7 empty] | 6 | 1979 | #N/A | [8 empty] | 1979 | #N/A | 6 | [10 empty] | 1979 | #N/A | 6 | [22 empty] | 1979 | 0.5 | 6
[7 empty] | 5 | 1989 | #N/A | [8 empty] | 1989 | #N/A | 5 | [10 empty] | 1989 | #N/A | 5 | [22 empty] | 1989 | 0.5 | 5
[7 empty] | 4 | 1999 | #N/A | [8 empty] | 1999 | #N/A | 4 | [10 empty] | 1999 | #N/A | 4 | [22 empty] | 1999 | 0.5 | 4
[7 empty] | 3 | 2010 | #N/A | [8 empty] | 2010 | #N/A | 3 | [10 empty] | 2010 | #N/A | 3 | [22 empty] | 2010 | 0.5 | 3
[7 empty] | 2 | 2020 | #N/A | Dummy data - ignore | [7 empty] | 2020 | #N/A | 2 | Dummy data - ignore | [9 empty] | 2020 | #N/A | 2 | Dummy data - ignore | [21 empty] | 2020 | 0.5 | 2
Jump to Residential tables
[7 empty] | Commercial u-values | 3 | 4 | 5 | 6 | 7 | 8 | 9 | 10 | 11 | 12
[6 empty] | Walls | Walls | Walls | Walls | Walls | Walls | Walls | Walls | Walls | Walls | Walls | Walls | Roofs | Roofs | Roofs | Roofs | Roofs | Roofs | Roofs | Roofs | Roofs | Roofs | Roofs | Roofs |  | Windows | Windows | Windows | Windows | Windows | Windows | Windows | Windows | Windows | Windows | Windows |  | Ground floor | Ground floor | Ground floor | Ground floor | Ground floor | Ground floor | Ground floor | Ground floor | Ground floor | Ground floor | Ground floor |  | g value | g value | g value | g value | g value | g value | g value | g value | g value | g value | g value
Country | HDD | CDD | % solar gains winter | % solar gains summer |  | Country | 2020 | >2010 | 2000-2010 | 1990-1999 | 1980-1989 | 1970-1979 | 1945-1969 | <1945 |  |  |  | Country | 2020 | >2010 | 2000-2010 | 1990-1999 | 1980-1989 | 1970-1979 | 1945-1969 | <1945 | 0 | 0 | 0 |  | 2020 | >2010 | 2000-2010 | 1990-1999 | 1980-1989 | 1970-1979 | 1945-1969 | <1945 | 0 | 0 | 0 |  | 2020 | >2010 | 2000-2010 | 1990-1999 | 1980-1989 | 1970-1979 | 1945-1969 | <1945 | 0 | 0 | 0 |  | 2020 | >2010 | 2000-2010 | 1990-1999 | 1980-1989 | 1970-1979 | 1945-1969 | <1945 | 0 | 0 | 0
Afghanistan | 2209 | 1049 | 16% | 40% |  | Afghanistan | 1.422 | 1.58 | 1.7 | 1.7 | 2.1 | 2.4 | 2.45 | 2.5 |  |  |  | Afghanistan | 1.764 | 1.96 | 2.1 | 1.7 | 3.5 | 3.4 | 3.3 | 3.2 |  |  |  | Afghanistan | 4.68 | 5.2 | 5.6 | 5.7 | 5.9 | 6.1 | 6.05 | 6.2 |  |  |  | Afghanistan | 1.872 | 2.08 | 2.3 | 2.1 | 2 | 2.4 | 2.5 | 2.6 |  |  |  | Afghanistan
Albania | 1724 | 683 | 16% | 40% |  | Albania | 1.422 | 1.58 | 1.7 | 1.7 | 2.1 | 2.4 | 2.45 | 2.5 |  |  |  | Albania | 1.764 | 1.96 | 2.1 | 1.7 | 3.5 | 3.4 | 3.3 | 3.2 |  |  |  | Albania | 4.68 | 5.2 | 5.6 | 5.7 | 5.9 | 6.1 | 6.05 | 6.2 |  |  |  | Albania | 1.872 | 2.08 | 2.3 | 2.1 | 2 | 2.4 | 2.5 | 2.6 |  |  |  | Albania
Algeria | 1177 | 1154 | 16% | 40% |  | Algeria | 1.422 | 1.58 | 1.7 | 1.7 | 2.1 | 2.4 | 2.45 | 2.5 |  |  |  | Algeria | 1.764 | 1.96 | 2.1 | 1.7 | 3.5 | 3.4 | 3.3 | 3.2 |  |  |  | Algeria | 4.68 | 5.2 | 5.6 | 5.7 | 5.9 | 6.1 | 6.05 | 6.2 |  |  |  | Algeria | 1.872 | 2.08 | 2.3 | 2.1 | 2 | 2.4 | 2.5 | 2.6 |  |  |  | Algeria
Angola | 42 | 1510 | 16% | 40% |  | Angola | 1.422 | 1.58 | 1.7 | 1.7 | 2.1 | 2.4 | 2.45 | 2.5 |  |  |  | Angola | 1.764 | 1.96 | 2.1 | 1.7 | 3.5 | 3.4 | 3.3 | 3.2 |  |  |  | Angola | 4.68 | 5.2 | 5.6 | 5.7 | 5.9 | 6.1 | 6.05 | 6.2 |  |  |  | Angola | 1.872 | 2.08 | 2.3 | 2.1 | 2 | 2.4 | 2.5 | 2.6 |  |  |  | Angola
Antigua & Barbuda | 2000 | 1000 | 16% | 40% |  | Antigua & Barbuda | 1.422 | 1.58 | 1.7 | 1.7 | 2.1 | 2.4 | 2.45 | 2.5 |  |  |  | Antigua & Barbuda | 1.764 | 1.96 | 2.1 | 1.7 | 3.5 | 3.4 | 3.3 | 3.2 |  |  |  | Antigua & Barbuda | 4.68 | 5.2 | 5.6 | 5.7 | 5.9 | 6.1 | 6.05 | 6.2 |  |  |  | Antigua & Barbuda | 1.872 | 2.08 | 2.3 | 2.1 | 2 | 2.4 | 2.5 | 2.6 |  |  |  | Antigua & Barbuda
Argentina | 1059 | 889 | 16% | 40% |  | Argentina | 1.422 | 1.58 | 1.7 | 1.7 | 2.1 | 2.4 | 2.45 | 2.5 |  |  |  | Argentina | 1.764 | 1.96 | 2.1 | 1.7 | 3.5 | 3.4 | 3.3 | 3.2 |  |  |  | Argentina | 4.68 | 5.2 | 5.6 | 5.7 | 5.9 | 6.1 | 6.05 | 6.2 |  |  |  | Argentina | 1.872 | 2.08 | 2.3 | 2.1 | 2 | 2.4 | 2.5 | 2.6 |  |  |  | Argentina
Armenia | 3282 | 532 | 16% | 40% |  | Armenia | 1.422 | 1.58 | 1.7 | 1.7 | 2.1 | 2.4 | 2.45 | 2.5 |  |  |  | Armenia | 1.764 | 1.96 | 2.1 | 1.7 | 3.5 | 3.4 | 3.3 | 3.2 |  |  |  | Armenia | 4.68 | 5.2 | 5.6 | 5.7 | 5.9 | 6.1 | 6.05 | 6.2 |  |  |  | Armenia | 1.872 | 2.08 | 2.3 | 2.1 | 2 | 2.4 | 2.5 | 2.6 |  |  |  | Armenia
Australia | 828 | 839 | 16% | 40% |  | Australia | 1.422 | 1.58 | 1.7 | 1.7 | 2.1 | 2.4 | 2.45 | 2.5 |  |  |  | Australia | 1.764 | 1.96 | 2.1 | 1.7 | 3.5 | 3.4 | 3.3 | 3.2 |  |  |  | Australia | 4.68 | 5.2 | 5.6 | 5.7 | 5.9 | 6.1 | 6.05 | 6.2 |  |  |  | Australia | 1.872 | 2.08 | 2.3 | 2.1 | 2 | 2.4 | 2.5 | 2.6 |  |  |  | Australia
Austria | 3446 | 173 | 16% | 40% |  | Austria | 0.315 | 0.35 | 0.31986 | 0.47855 | 0.57404 | 0.65671 | 0.64489 | 0.7 |  |  |  | Austria | 0.09 | 0.1 | 0.2 | 0.3 | 0.4 | 0.6 | 0.7 | 1.1 |  |  |  | Austria | 1.26 | 1.4 | 1.3 | 1.4 | 2.1 | 2.0774 | 2.9106 | 3.2 |  |  |  | Austria | 0.36 | 0.4 | 0.45 | 0.5 | 0.6 | 1 | 1.5 | 1.2 |  |  |  | Austria
Azerbaijan | 2056 | 720 | 16% | 40% |  | Azerbaijan | 1.422 | 1.58 | 1.7 | 1.7 | 2.1 | 2.4 | 2.45 | 2.5 |  |  |  | Azerbaijan | 1.764 | 1.96 | 2.1 | 1.7 | 3.5 | 3.4 | 3.3 | 3.2 |  |  |  | Azerbaijan | 4.68 | 5.2 | 5.6 | 5.7 | 5.9 | 6.1 | 6.05 | 6.2 |  |  |  | Azerbaijan | 1.872 | 2.08 | 2.3 | 2.1 | 2 | 2.4 | 2.5 | 2.6 |  |  |  | Azerbaijan
Bahamas | 22 | 2521 | 16% | 40% |  | Bahamas | 1.422 | 1.58 | 1.7 | 1.7 | 2.1 | 2.4 | 2.45 | 2.5 |  |  |  | Bahamas | 1.764 | 1.96 | 2.1 | 1.7 | 3.5 | 3.4 | 3.3 | 3.2 |  |  |  | Bahamas | 4.68 | 5.2 | 5.6 | 5.7 | 5.9 | 6.1 | 6.05 | 6.2 |  |  |  | Bahamas | 1.872 | 2.08 | 2.3 | 2.1 | 2 | 2.4 | 2.5 | 2.6 |  |  |  | Bahamas
Bahrain | 2000 | 1000 | 16% | 40% |  | Bahrain | 1.422 | 1.58 | 1.7 | 1.7 | 2.1 | 2.4 | 2.45 | 2.5 |  |  |  | Bahrain | 1.764 | 1.96 | 2.1 | 1.7 | 3.5 | 3.4 | 3.3 | 3.2 |  |  |  | Bahrain | 4.68 | 5.2 | 5.6 | 5.7 | 5.9 | 6.1 | 6.05 | 6.2 |  |  |  | Bahrain | 1.872 | 2.08 | 2.3 | 2.1 | 2 | 2.4 | 2.5 | 2.6 |  |  |  | Bahrain
Bangladesh | 3 | 2820 | 16% | 40% |  | Bangladesh | 1.422 | 1.58 | 1.7 | 1.7 | 2.1 | 2.4 | 2.45 | 2.5 |  |  |  | Bangladesh | 1.764 | 1.96 | 2.1 | 1.7 | 3.5 | 3.4 | 3.3 | 3.2 |  |  |  | Bangladesh | 4.68 | 5.2 | 5.6 | 5.7 | 5.9 | 6.1 | 6.05 | 6.2 |  |  |  | Bangladesh | 1.872 | 2.08 | 2.3 | 2.1 | 2 | 2.4 | 2.5 | 2.6 |  |  |  | Bangladesh
Barbados | 0 | 3270 | 16% | 40% |  | Barbados | 1.422 | 1.58 | 1.7 | 1.7 | 2.1 | 2.4 | 2.45 | 2.5 |  |  |  | Barbados | 1.764 | 1.96 | 2.1 | 1.7 | 3.5 | 3.4 | 3.3 | 3.2 |  |  |  | Barbados | 4.68 | 5.2 | 5.6 | 5.7 | 5.9 | 6.1 | 6.05 | 6.2 |  |  |  | Barbados | 1.872 | 2.08 | 2.3 | 2.1 | 2 | 2.4 | 2.5 | 2.6 |  |  |  | Barbados
Belarus | 4299 | 88 | 16% | 40% |  | Belarus | 1.422 | 1.58 | 1.7 | 1.7 | 2.1 | 2.4 | 2.45 | 2.5 |  |  |  | Belarus | 1.764 | 1.96 | 2.1 | 1.7 | 3.5 | 3.4 | 3.3 | 3.2 |  |  |  | Belarus | 4.68 | 5.2 | 5.6 | 5.7 | 5.9 | 6.1 | 6.05 | 6.2 |  |  |  | Belarus | 1.872 | 2.08 | 2.3 | 2.1 | 2 | 2.4 | 2.5 | 2.6 |  |  |  | Belarus
Belgium | 3009 | 102 | 16% | 40% |  | Belgium | 0.36 | 0.4 | 0.8 | 1.3 | 1.7 | 1.75 | 1.8 | 1.9 |  |  |  | Belgium | 0.27 | 0.3 | 0.7 | 0.9 | 1.2 | 2.2 | 2 | 2 |  |  |  | Belgium | 2.25 | 2.5 | 2.3 | 3.7 | 3.8 | 4.2 | 4.6 | 4.5 |  |  |  | Belgium | 0.45 | 0.5 | 0.7 | 0.8 | 0.9 | 1 | 0.9 | 0.8 |  |  |  | Belgium
Belize | 0 | 2916 | 16% | 40% |  | Belize | 1.422 | 1.58 | 1.7 | 1.7 | 2.1 | 2.4 | 2.45 | 2.5 |  |  |  | Belize | 1.764 | 1.96 | 2.1 | 1.7 | 3.5 | 3.4 | 3.3 | 3.2 |  |  |  | Belize | 4.68 | 5.2 | 5.6 | 5.7 | 5.9 | 6.1 | 6.05 | 6.2 |  |  |  | Belize | 1.872 | 2.08 | 2.3 | 2.1 | 2 | 2.4 | 2.5 | 2.6 |  |  |  | Belize
Benin | 1 | 3532 | 16% | 40% |  | Benin | 1.422 | 1.58 | 1.7 | 1.7 | 2.1 | 2.4 | 2.45 | 2.5 |  |  |  | Benin | 1.764 | 1.96 | 2.1 | 1.7 | 3.5 | 3.4 | 3.3 | 3.2 |  |  |  | Benin | 4.68 | 5.2 | 5.6 | 5.7 | 5.9 | 6.1 | 6.05 | 6.2 |  |  |  | Benin | 1.872 | 2.08 | 2.3 | 2.1 | 2 | 2.4 | 2.5 | 2.6 |  |  |  | Benin
Bhutan | 2000 | 1000 | 16% | 40% |  | Bhutan | 1.422 | 1.58 | 1.7 | 1.7 | 2.1 | 2.4 | 2.45 | 2.5 |  |  |  | Bhutan | 1.764 | 1.96 | 2.1 | 1.7 | 3.5 | 3.4 | 3.3 | 3.2 |  |  |  | Bhutan | 4.68 | 5.2 | 5.6 | 5.7 | 5.9 | 6.1 | 6.05 | 6.2 |  |  |  | Bhutan | 1.872 | 2.08 | 2.3 | 2.1 | 2 | 2.4 | 2.5 | 2.6 |  |  |  | Bhutan
Bolivia | 2399 | 400 | 16% | 40% |  | Bolivia | 1.422 | 1.58 | 1.7 | 1.7 | 2.1 | 2.4 | 2.45 | 2.5 |  |  |  | Bolivia | 1.764 | 1.96 | 2.1 | 1.7 | 3.5 | 3.4 | 3.3 | 3.2 |  |  |  | Bolivia | 4.68 | 5.2 | 5.6 | 5.7 | 5.9 | 6.1 | 6.05 | 6.2 |  |  |  | Bolivia | 1.872 | 2.08 | 2.3 | 2.1 | 2 | 2.4 | 2.5 | 2.6 |  |  |  | Bolivia
Bosnia & Herzegovina | 2949 | 261 | 16% | 40% |  | Bosnia & Herzegovina | 1.422 | 1.58 | 1.7 | 1.7 | 2.1 | 2.4 | 2.45 | 2.5 |  |  |  | Bosnia & Herzegovina | 1.764 | 1.96 | 2.1 | 1.7 | 3.5 | 3.4 | 3.3 | 3.2 |  |  |  | Bosnia & Herzegovina | 4.68 | 5.2 | 5.6 | 5.7 | 5.9 | 6.1 | 6.05 | 6.2 |  |  |  | Bosnia & Herzegovina | 1.872 | 2.08 | 2.3 | 2.1 | 2 | 2.4 | 2.5 | 2.6 |  |  |  | Bosnia & Herzegovina
Botswana | 360 | 1637 | 16% | 40% |  | Botswana | 1.422 | 1.58 | 1.7 | 1.7 | 2.1 | 2.4 | 2.45 | 2.5 |  |  |  | Botswana | 1.764 | 1.96 | 2.1 | 1.7 | 3.5 | 3.4 | 3.3 | 3.2 |  |  |  | Botswana | 4.68 | 5.2 | 5.6 | 5.7 | 5.9 | 6.1 | 6.05 | 6.2 |  |  |  | Botswana | 1.872 | 2.08 | 2.3 | 2.1 | 2 | 2.4 | 2.5 | 2.6 |  |  |  | Botswana
Brazil | 118 | 2015 | 16% | 40% |  | Brazil | 1.422 | 1.58 | 1.7 | 1.7 | 2.1 | 2.4 | 2.45 | 2.5 |  |  |  | Brazil | 1.764 | 1.96 | 2.1 | 1.7 | 3.5 | 3.4 | 3.3 | 3.2 |  |  |  | Brazil | 4.68 | 5.2 | 5.6 | 5.7 | 5.9 | 6.1 | 6.05 | 6.2 |  |  |  | Brazil | 1.872 | 2.08 | 2.3 | 2.1 | 2 | 2.4 | 2.5 | 2.6 |  |  |  | Brazil
Brunei | 0 | 3516 | 16% | 40% |  | Brunei | 1.422 | 1.58 | 1.7 | 1.7 | 2.1 | 2.4 | 2.45 | 2.5 |  |  |  | Brunei | 1.764 | 1.96 | 2.1 | 1.7 | 3.5 | 3.4 | 3.3 | 3.2 |  |  |  | Brunei | 4.68 | 5.2 | 5.6 | 5.7 | 5.9 | 6.1 | 6.05 | 6.2 |  |  |  | Brunei | 1.872 | 2.08 | 2.3 | 2.1 | 2 | 2.4 | 2.5 | 2.6 |  |  |  | Brunei
Bulgaria | 2624 | 430 | 16% | 40% |  | Bulgaria | 0.31335 | 0.34817 | 0.48099 | 1 | 1.2569 | 1.4642 | 1.5775 | 1.6 |  |  |  | Bulgaria | 0.16935 | 0.18817 | 0.3 | 0.56826 | 0.99382 | 1.1357 | 1.2352 | 1 |  |  |  | Bulgaria | 1.4883 | 1.6537 | 2.5074 | 2.681 | 2.7562 | 2.8288 | 2.9231 | 3.1 |  |  |  | Bulgaria | 0.35034 | 0.38926 | 0.5 | 0.57461 | 0.73528 | 0.87835 | 0.99869 | 1 |  |  |  | Bulgaria
Burkina Faso | 1 | 3903 | 16% | 40% |  | Burkina Faso | 1.422 | 1.58 | 1.7 | 1.7 | 2.1 | 2.4 | 2.45 | 2.5 |  |  |  | Burkina Faso | 1.764 | 1.96 | 2.1 | 1.7 | 3.5 | 3.4 | 3.3 | 3.2 |  |  |  | Burkina Faso | 4.68 | 5.2 | 5.6 | 5.7 | 5.9 | 6.1 | 6.05 | 6.2 |  |  |  | Burkina Faso | 1.872 | 2.08 | 2.3 | 2.1 | 2 | 2.4 | 2.5 | 2.6 |  |  |  | Burkina Faso
Burundi | 0 | 1953 | 16% | 40% |  | Burundi | 1.422 | 1.58 | 1.7 | 1.7 | 2.1 | 2.4 | 2.45 | 2.5 |  |  |  | Burundi | 1.764 | 1.96 | 2.1 | 1.7 | 3.5 | 3.4 | 3.3 | 3.2 |  |  |  | Burundi | 4.68 | 5.2 | 5.6 | 5.7 | 5.9 | 6.1 | 6.05 | 6.2 |  |  |  | Burundi | 1.872 | 2.08 | 2.3 | 2.1 | 2 | 2.4 | 2.5 | 2.6 |  |  |  | Burundi
Cambodia | 0 | 3323 | 16% | 40% |  | Cambodia | 1.422 | 1.58 | 1.7 | 1.7 | 2.1 | 2.4 | 2.45 | 2.5 |  |  |  | Cambodia | 1.764 | 1.96 | 2.1 | 1.7 | 3.5 | 3.4 | 3.3 | 3.2 |  |  |  | Cambodia | 4.68 | 5.2 | 5.6 | 5.7 | 5.9 | 6.1 | 6.05 | 6.2 |  |  |  | Cambodia | 1.872 | 2.08 | 2.3 | 2.1 | 2 | 2.4 | 2.5 | 2.6 |  |  |  | Cambodia
Cameroon | 0 | 2682 | 16% | 40% |  | Cameroon | 1.422 | 1.58 | 1.7 | 1.7 | 2.1 | 2.4 | 2.45 | 2.5 |  |  |  | Cameroon | 1.764 | 1.96 | 2.1 | 1.7 | 3.5 | 3.4 | 3.3 | 3.2 |  |  |  | Cameroon | 4.68 | 5.2 | 5.6 | 5.7 | 5.9 | 6.1 | 6.05 | 6.2 |  |  |  | Cameroon | 1.872 | 2.08 | 2.3 | 2.1 | 2 | 2.4 | 2.5 | 2.6 |  |  |  | Cameroon
Canada | 4493 | 171 | 16% | 40% |  | Canada | 1.422 | 1.58 | 1.7 | 1.7 | 2.1 | 2.4 | 2.45 | 2.5 |  |  |  | Canada | 1.764 | 1.96 | 2.1 | 1.7 | 3.5 | 3.4 | 3.3 | 3.2 |  |  |  | Canada | 4.68 | 5.2 | 5.6 | 5.7 | 5.9 | 6.1 | 6.05 | 6.2 |  |  |  | Canada | 1.872 | 2.08 | 2.3 | 2.1 | 2 | 2.4 | 2.5 | 2.6 |  |  |  | Canada
Cape Verde | 0 | 2299 | 16% | 40% |  | Cape Verde | 1.422 | 1.58 | 1.7 | 1.7 | 2.1 | 2.4 | 2.45 | 2.5 |  |  |  | Cape Verde | 1.764 | 1.96 | 2.1 | 1.7 | 3.5 | 3.4 | 3.3 | 3.2 |  |  |  | Cape Verde | 4.68 | 5.2 | 5.6 | 5.7 | 5.9 | 6.1 | 6.05 | 6.2 |  |  |  | Cape Verde | 1.872 | 2.08 | 2.3 | 2.1 | 2 | 2.4 | 2.5 | 2.6 |  |  |  | Cape Verde
Central African Republic | 0 | 2560 | 16% | 40% |  | Central African Republic | 1.422 | 1.58 | 1.7 | 1.7 | 2.1 | 2.4 | 2.45 | 2.5 |  |  |  | Central African Republic | 1.764 | 1.96 | 2.1 | 1.7 | 3.5 | 3.4 | 3.3 | 3.2 |  |  |  | Central African Republic | 4.68 | 5.2 | 5.6 | 5.7 | 5.9 | 6.1 | 6.05 | 6.2 |  |  |  | Central African Republic | 1.872 | 2.08 | 2.3 | 2.1 | 2 | 2.4 | 2.5 | 2.6 |  |  |  | Central African Republic
Chad | 0 | 3566 | 16% | 40% |  | Chad | 1.422 | 1.58 | 1.7 | 1.7 | 2.1 | 2.4 | 2.45 | 2.5 |  |  |  | Chad | 1.764 | 1.96 | 2.1 | 1.7 | 3.5 | 3.4 | 3.3 | 3.2 |  |  |  | Chad | 4.68 | 5.2 | 5.6 | 5.7 | 5.9 | 6.1 | 6.05 | 6.2 |  |  |  | Chad | 1.872 | 2.08 | 2.3 | 2.1 | 2 | 2.4 | 2.5 | 2.6 |  |  |  | Chad
Chile | 1613 | 225 | 16% | 40% |  | Chile | 1.422 | 1.58 | 1.7 | 1.7 | 2.1 | 2.4 | 2.45 | 2.5 |  |  |  | Chile | 1.764 | 1.96 | 2.1 | 1.7 | 3.5 | 3.4 | 3.3 | 3.2 |  |  |  | Chile | 4.68 | 5.2 | 5.6 | 5.7 | 5.9 | 6.1 | 6.05 | 6.2 |  |  |  | Chile | 1.872 | 2.08 | 2.3 | 2.1 | 2 | 2.4 | 2.5 | 2.6 |  |  |  | Chile
China | 2158 | 1046 | 16% | 40% |  | China | 1.422 | 1.58 | 1.7 | 1.7 | 2.1 | 2.4 | 2.45 | 2.5 |  |  |  | China | 1.764 | 1.96 | 2.1 | 1.7 | 3.5 | 3.4 | 3.3 | 3.2 |  |  |  | China | 4.68 | 5.2 | 5.6 | 5.7 | 5.9 | 6.1 | 6.05 | 6.2 |  |  |  | China | 1.872 | 2.08 | 2.3 | 2.1 | 2 | 2.4 | 2.5 | 2.6 |  |  |  | China
Colombia | 677 | 2119 | 16% | 40% |  | Colombia | 1.422 | 1.58 | 1.7 | 1.7 | 2.1 | 2.4 | 2.45 | 2.5 |  |  |  | Colombia | 1.764 | 1.96 | 2.1 | 1.7 | 3.5 | 3.4 | 3.3 | 3.2 |  |  |  | Colombia | 4.68 | 5.2 | 5.6 | 5.7 | 5.9 | 6.1 | 6.05 | 6.2 |  |  |  | Colombia | 1.872 | 2.08 | 2.3 | 2.1 | 2 | 2.4 | 2.5 | 2.6 |  |  |  | Colombia
Comoros | 0 | 2715 | 16% | 40% |  | Comoros | 1.422 | 1.58 | 1.7 | 1.7 | 2.1 | 2.4 | 2.45 | 2.5 |  |  |  | Comoros | 1.764 | 1.96 | 2.1 | 1.7 | 3.5 | 3.4 | 3.3 | 3.2 |  |  |  | Comoros | 4.68 | 5.2 | 5.6 | 5.7 | 5.9 | 6.1 | 6.05 | 6.2 |  |  |  | Comoros | 1.872 | 2.08 | 2.3 | 2.1 | 2 | 2.4 | 2.5 | 2.6 |  |  |  | Comoros
Congo | 0 | 2462 | 16% | 40% |  | Congo | 1.422 | 1.58 | 1.7 | 1.7 | 2.1 | 2.4 | 2.45 | 2.5 |  |  |  | Congo | 1.764 | 1.96 | 2.1 | 1.7 | 3.5 | 3.4 | 3.3 | 3.2 |  |  |  | Congo | 4.68 | 5.2 | 5.6 | 5.7 | 5.9 | 6.1 | 6.05 | 6.2 |  |  |  | Congo | 1.872 | 2.08 | 2.3 | 2.1 | 2 | 2.4 | 2.5 | 2.6 |  |  |  | Congo
Congo, Dem. Republic | 6 | 1842 | 16% | 40% |  | Congo, Dem. Republic | 1.422 | 1.58 | 1.7 | 1.7 | 2.1 | 2.4 | 2.45 | 2.5 |  |  |  | Congo, Dem. Republic | 1.764 | 1.96 | 2.1 | 1.7 | 3.5 | 3.4 | 3.3 | 3.2 |  |  |  | Congo, Dem. Republic | 4.68 | 5.2 | 5.6 | 5.7 | 5.9 | 6.1 | 6.05 | 6.2 |  |  |  | Congo, Dem. Republic | 1.872 | 2.08 | 2.3 | 2.1 | 2 | 2.4 | 2.5 | 2.6 |  |  |  | Congo, Dem. Republic
Cook Islands | 0 | 2566 | 16% | 40% |  | Cook Islands | 1.422 | 1.58 | 1.7 | 1.7 | 2.1 | 2.4 | 2.45 | 2.5 |  |  |  | Cook Islands | 1.764 | 1.96 | 2.1 | 1.7 | 3.5 | 3.4 | 3.3 | 3.2 |  |  |  | Cook Islands | 4.68 | 5.2 | 5.6 | 5.7 | 5.9 | 6.1 | 6.05 | 6.2 |  |  |  | Cook Islands | 1.872 | 2.08 | 2.3 | 2.1 | 2 | 2.4 | 2.5 | 2.6 |  |  |  | Cook Islands
Costa Rica | 1 | 1487 | 16% | 40% |  | Costa Rica | 1.422 | 1.58 | 1.7 | 1.7 | 2.1 | 2.4 | 2.45 | 2.5 |  |  |  | Costa Rica | 1.764 | 1.96 | 2.1 | 1.7 | 3.5 | 3.4 | 3.3 | 3.2 |  |  |  | Costa Rica | 4.68 | 5.2 | 5.6 | 5.7 | 5.9 | 6.1 | 6.05 | 6.2 |  |  |  | Costa Rica | 1.872 | 2.08 | 2.3 | 2.1 | 2 | 2.4 | 2.5 | 2.6 |  |  |  | Costa Rica
Côte d'Ivoire | 0 | 2937 | 16% | 40% |  | Côte d'Ivoire | 1.422 | 1.58 | 1.7 | 1.7 | 2.1 | 2.4 | 2.45 | 2.5 |  |  |  | Côte d'Ivoire | 1.764 | 1.96 | 2.1 | 1.7 | 3.5 | 3.4 | 3.3 | 3.2 |  |  |  | Côte d'Ivoire | 4.68 | 5.2 | 5.6 | 5.7 | 5.9 | 6.1 | 6.05 | 6.2 |  |  |  | Côte d'Ivoire | 1.872 | 2.08 | 2.3 | 2.1 | 2 | 2.4 | 2.5 | 2.6 |  |  |  | Côte d'Ivoire
Croatia | 2289 | 418 | 16% | 40% |  | Croatia | 1.323 | 1.47 | 0.4 | 0.5 | 0.7 | 1.3 | 1.7 | 1.8 |  |  |  | Croatia | 0.837 | 0.93 | 0.2 | 0.3 | 0.5 | 0.9 | 1.8 | 1.9 |  |  |  | Croatia | 1.386 | 1.54 | 1.8 | 2.7 | 4.6 | 4.75 | 4.8 | 4.9 |  |  |  | Croatia | 0.837 | 0.93 | 0.3 | 0.5 | 1.1 | 1.4 | 1.7 | 2 |  |  |  | Croatia
Cuba | 8 | 2760 | 16% | 40% |  | Cuba | 1.422 | 1.58 | 1.7 | 1.7 | 2.1 | 2.4 | 2.45 | 2.5 |  |  |  | Cuba | 1.764 | 1.96 | 2.1 | 1.7 | 3.5 | 3.4 | 3.3 | 3.2 |  |  |  | Cuba | 4.68 | 5.2 | 5.6 | 5.7 | 5.9 | 6.1 | 6.05 | 6.2 |  |  |  | Cuba | 1.872 | 2.08 | 2.3 | 2.1 | 2 | 2.4 | 2.5 | 2.6 |  |  |  | Cuba
Cyprus | 710 | 1091 | 16% | 40% |  | Cyprus | 1.35 | 1.5 | 1.52 | 1.55 | 1.6 | 1.7 | 1.9 | 2.1 |  |  |  | Cyprus | 0.108 | 0.12 | 0.7 | 0.5 | 3.5 | 3.4 | 3.3 | 3.2 |  |  |  | Cyprus | 0.99 | 1.1 | 1.6 | 2.5 | 5.9 | 5.97 | 6.05 | 6.2 |  |  |  | Cyprus | 0.72 | 0.8 | 0.79 | 0.78 | 0.77 | 0.76 | 0.75 | 0.7 |  |  |  | Cyprus
Czech Republic | 3569 | 108 | 16% | 40% |  | Czech Republic | 0.333 | 0.37 | 0.4 | 0.5 | 0.7 | 0.72 | 0.75 | 0.8 |  |  |  | Czech Republic | 0.144 | 0.16 | 0.2 | 0.35 | 0.42 | 0.5 | 0.6 | 0.8 |  |  |  | Czech Republic | 1.341 | 1.49 | 1.5 | 1.8 | 2.1 | 2.2 | 2.4 | 2.8 |  |  |  | Czech Republic | 0.45 | 0.5 | 0.4 | 0.6 | 0.7 | 0.8 | 1 | 1.5 |  |  |  | Czech Republic
Denmark | 3621 | 40 | 16% | 40% |  | Denmark | 0.171 | 0.19 | 0.27 | 0.31 | 0.35 | 0.62 | 0.99 | 1.2 |  |  |  | Denmark | 0.099 | 0.11 | 0.17 | 0.2 | 0.23 | 0.28 | 0.57 | 0.5 |  |  |  | Denmark | 1.323 | 1.47 | 1.61 | 2.05 | 2.49 | 2.51 | 2.51 | 2.6 |  |  |  | Denmark | 0.099 | 0.11 | 0.25 | 0.32 | 0.4 | 0.58 | 0.84 | 0.8 |  |  |  | Denmark
Djibouti | 2000 | 1000 | 16% | 40% |  | Djibouti | 1.422 | 1.58 | 1.7 | 1.7 | 2.1 | 2.4 | 2.45 | 2.5 |  |  |  | Djibouti | 1.764 | 1.96 | 2.1 | 1.7 | 3.5 | 3.4 | 3.3 | 3.2 |  |  |  | Djibouti | 4.68 | 5.2 | 5.6 | 5.7 | 5.9 | 6.1 | 6.05 | 6.2 |  |  |  | Djibouti | 1.872 | 2.08 | 2.3 | 2.1 | 2 | 2.4 | 2.5 | 2.6 |  |  |  | Djibouti
Dominica | 2000 | 1000 | 16% | 40% |  | Dominica | 1.422 | 1.58 | 1.7 | 1.7 | 2.1 | 2.4 | 2.45 | 2.5 |  |  |  | Dominica | 1.764 | 1.96 | 2.1 | 1.7 | 3.5 | 3.4 | 3.3 | 3.2 |  |  |  | Dominica | 4.68 | 5.2 | 5.6 | 5.7 | 5.9 | 6.1 | 6.05 | 6.2 |  |  |  | Dominica | 1.872 | 2.08 | 2.3 | 2.1 | 2 | 2.4 | 2.5 | 2.6 |  |  |  | Dominica
Dominican Republic | 0 | 3053 | 16% | 40% |  | Dominican Republic | 1.422 | 1.58 | 1.7 | 1.7 | 2.1 | 2.4 | 2.45 | 2.5 |  |  |  | Dominican Republic | 1.764 | 1.96 | 2.1 | 1.7 | 3.5 | 3.4 | 3.3 | 3.2 |  |  |  | Dominican Republic | 4.68 | 5.2 | 5.6 | 5.7 | 5.9 | 6.1 | 6.05 | 6.2 |  |  |  | Dominican Republic | 1.872 | 2.08 | 2.3 | 2.1 | 2 | 2.4 | 2.5 | 2.6 |  |  |  | Dominican Republic
Ecuador | 751 | 1343 | 16% | 40% |  | Ecuador | 1.422 | 1.58 | 1.7 | 1.7 | 2.1 | 2.4 | 2.45 | 2.5 |  |  |  | Ecuador | 1.764 | 1.96 | 2.1 | 1.7 | 3.5 | 3.4 | 3.3 | 3.2 |  |  |  | Ecuador | 4.68 | 5.2 | 5.6 | 5.7 | 5.9 | 6.1 | 6.05 | 6.2 |  |  |  | Ecuador | 1.872 | 2.08 | 2.3 | 2.1 | 2 | 2.4 | 2.5 | 2.6 |  |  |  | Ecuador
Egypt | 400 | 1836 | 16% | 40% |  | Egypt | 1.422 | 1.58 | 1.7 | 1.7 | 2.1 | 2.4 | 2.45 | 2.5 |  |  |  | Egypt | 1.764 | 1.96 | 2.1 | 1.7 | 3.5 | 3.4 | 3.3 | 3.2 |  |  |  | Egypt | 4.68 | 5.2 | 5.6 | 5.7 | 5.9 | 6.1 | 6.05 | 6.2 |  |  |  | Egypt | 1.872 | 2.08 | 2.3 | 2.1 | 2 | 2.4 | 2.5 | 2.6 |  |  |  | Egypt
El Salvador | 0 | 2215 | 16% | 40% |  | El Salvador | 1.422 | 1.58 | 1.7 | 1.7 | 2.1 | 2.4 | 2.45 | 2.5 |  |  |  | El Salvador | 1.764 | 1.96 | 2.1 | 1.7 | 3.5 | 3.4 | 3.3 | 3.2 |  |  |  | El Salvador | 4.68 | 5.2 | 5.6 | 5.7 | 5.9 | 6.1 | 6.05 | 6.2 |  |  |  | El Salvador | 1.872 | 2.08 | 2.3 | 2.1 | 2 | 2.4 | 2.5 | 2.6 |  |  |  | El Salvador
Equatorial Guinea | 2000 | 1000 | 16% | 40% |  | Equatorial Guinea | 1.422 | 1.58 | 1.7 | 1.7 | 2.1 | 2.4 | 2.45 | 2.5 |  |  |  | Equatorial Guinea | 1.764 | 1.96 | 2.1 | 1.7 | 3.5 | 3.4 | 3.3 | 3.2 |  |  |  | Equatorial Guinea | 4.68 | 5.2 | 5.6 | 5.7 | 5.9 | 6.1 | 6.05 | 6.2 |  |  |  | Equatorial Guinea | 1.872 | 2.08 | 2.3 | 2.1 | 2 | 2.4 | 2.5 | 2.6 |  |  |  | Equatorial Guinea
Eritrea | 557 | 1230 | 16% | 40% |  | Eritrea | 1.422 | 1.58 | 1.7 | 1.7 | 2.1 | 2.4 | 2.45 | 2.5 |  |  |  | Eritrea | 1.764 | 1.96 | 2.1 | 1.7 | 3.5 | 3.4 | 3.3 | 3.2 |  |  |  | Eritrea | 4.68 | 5.2 | 5.6 | 5.7 | 5.9 | 6.1 | 6.05 | 6.2 |  |  |  | Eritrea | 1.872 | 2.08 | 2.3 | 2.1 | 2 | 2.4 | 2.5 | 2.6 |  |  |  | Eritrea
Estonia | 4605 | 38 | 16% | 40% |  | Estonia | 0.09 | 0.1 | 0.15 | 0.2 | 0.25 | 0.3 | 0.4 | 0.5 |  |  |  | Estonia | 0.135 | 0.15 | 0.17 | 0.2 | 0.225 | 0.25 | 0.3 | 0.4 |  |  |  | Estonia | 0.729 | 0.81 | 0.9 | 1 | 1.1 | 1.2 | 1.4 | 1.8 |  |  |  | Estonia | 0.135 | 0.15 | 0.17 | 0.2 | 0.225 | 0.25 | 0.3 | 0.4 |  |  |  | Estonia
Ethiopia | 190 | 536 | 16% | 40% |  | Ethiopia | 1.422 | 1.58 | 1.7 | 1.7 | 2.1 | 2.4 | 2.45 | 2.5 |  |  |  | Ethiopia | 1.764 | 1.96 | 2.1 | 1.7 | 3.5 | 3.4 | 3.3 | 3.2 |  |  |  | Ethiopia | 4.68 | 5.2 | 5.6 | 5.7 | 5.9 | 6.1 | 6.05 | 6.2 |  |  |  | Ethiopia | 1.872 | 2.08 | 2.3 | 2.1 | 2 | 2.4 | 2.5 | 2.6 |  |  |  | Ethiopia
Fiji | 0 | 2595 | 16% | 40% |  | Fiji | 1.422 | 1.58 | 1.7 | 1.7 | 2.1 | 2.4 | 2.45 | 2.5 |  |  |  | Fiji | 1.764 | 1.96 | 2.1 | 1.7 | 3.5 | 3.4 | 3.3 | 3.2 |  |  |  | Fiji | 4.68 | 5.2 | 5.6 | 5.7 | 5.9 | 6.1 | 6.05 | 6.2 |  |  |  | Fiji | 1.872 | 2.08 | 2.3 | 2.1 | 2 | 2.4 | 2.5 | 2.6 |  |  |  | Fiji
Finland | 5212 | 48 | 16% | 40% |  | Finland | 0.09 | 0.1 | 0.15 | 0.2 | 0.3 | 0.5 | 0.6 | 0.8 |  |  |  | Finland | 0.09 | 0.1 | 0.13 | 0.15 | 0.2 | 0.3 | 0.4 | 0.5 |  |  |  | Finland | 1.242 | 1.38 | 1.5 | 1.7 | 2 | 2.2 | 2.3 | 2.4 |  |  |  | Finland | 0.09 | 0.1 | 0.15 | 0.2 | 0.3 | 0.4 | 0.5 | 0.6 |  |  |  | Finland
France | 2478 | 241 | 16% | 40% |  | France | 0.405 | 0.45 | 0.4 | 1 | 1.2 | 1.42 | 1.65 | 2.1 |  |  |  | France | 0.333 | 0.37 | 0.3 | 0.6 | 0.8 | 1 | 1.4 | 1.8 |  |  |  | France | 2.34 | 2.6 | 2.7 | 3.3 | 3.4 | 4.4 | 4.7 | 5 |  |  |  | France | 0.342 | 0.38 | 0.4 | 0.8 | 1 | 1.2 | 1.4 | 1.8 |  |  |  | France
Gabon | 0 | 2669 | 16% | 40% |  | Gabon | 1.422 | 1.58 | 1.7 | 1.7 | 2.1 | 2.4 | 2.45 | 2.5 |  |  |  | Gabon | 1.764 | 1.96 | 2.1 | 1.7 | 3.5 | 3.4 | 3.3 | 3.2 |  |  |  | Gabon | 4.68 | 5.2 | 5.6 | 5.7 | 5.9 | 6.1 | 6.05 | 6.2 |  |  |  | Gabon | 1.872 | 2.08 | 2.3 | 2.1 | 2 | 2.4 | 2.5 | 2.6 |  |  |  | Gabon
Gambia | 0 | 3603 | 16% | 40% |  | Gambia | 1.422 | 1.58 | 1.7 | 1.7 | 2.1 | 2.4 | 2.45 | 2.5 |  |  |  | Gambia | 1.764 | 1.96 | 2.1 | 1.7 | 3.5 | 3.4 | 3.3 | 3.2 |  |  |  | Gambia | 4.68 | 5.2 | 5.6 | 5.7 | 5.9 | 6.1 | 6.05 | 6.2 |  |  |  | Gambia | 1.872 | 2.08 | 2.3 | 2.1 | 2 | 2.4 | 2.5 | 2.6 |  |  |  | Gambia
Georgia | 2216 | 589 | 16% | 40% |  | Georgia | 1.422 | 1.58 | 1.7 | 1.7 | 2.1 | 2.4 | 2.45 | 2.5 |  |  |  | Georgia | 1.764 | 1.96 | 2.1 | 1.7 | 3.5 | 3.4 | 3.3 | 3.2 |  |  |  | Georgia | 4.68 | 5.2 | 5.6 | 5.7 | 5.9 | 6.1 | 6.05 | 6.2 |  |  |  | Georgia | 1.872 | 2.08 | 2.3 | 2.1 | 2 | 2.4 | 2.5 | 2.6 |  |  |  | Georgia
Germany | 3252 | 122 | 16% | 40% |  | Germany | 0.252 | 0.28 | 0.34 | 0.4 | 0.9 | 1.2 | 1.35 | 1.5 |  |  |  | Germany | 0.09 | 0.1 | 0.2 | 0.3 | 0.5 | 0.8 | 0.9 | 1 |  |  |  | Germany | 1.035 | 1.15 | 1.3 | 1.6 | 1.9 | 2.15 | 2.4 | 2.9 |  |  |  | Germany | 0.315 | 0.35 | 0.36 | 0.375 | 0.4 | 0.9 | 1.05 | 1.2 |  |  |  | Germany
Ghana | 0 | 2949 | 16% | 40% |  | Ghana | 1.422 | 1.58 | 1.7 | 1.7 | 2.1 | 2.4 | 2.45 | 2.5 |  |  |  | Ghana | 1.764 | 1.96 | 2.1 | 1.7 | 3.5 | 3.4 | 3.3 | 3.2 |  |  |  | Ghana | 4.68 | 5.2 | 5.6 | 5.7 | 5.9 | 6.1 | 6.05 | 6.2 |  |  |  | Ghana | 1.872 | 2.08 | 2.3 | 2.1 | 2 | 2.4 | 2.5 | 2.6 |  |  |  | Ghana
Greece | 1269 | 923 | 16% | 40% |  | Greece | 0.288 | 0.32 | 0.7 | 0.8 | 2.1 | 2.4 | 2.45 | 2.5 |  |  |  | Greece | 0.09 | 0.1 | 0.3 | 0.5 | 0.7 | 2.7 | 2.95 | 3.2 |  |  |  | Greece | 1.44 | 1.6 | 3.5 | 3.7 | 5.3 | 5 | 5.05 | 5.1 |  |  |  | Greece | 0.72 | 0.8 | 0.79 | 0.78 | 0.77 | 0.76 | 0.75 | 0.7 |  |  |  | Greece
Grenada | 2000 | 1000 | 16% | 40% |  | Grenada | 1.422 | 1.58 | 1.7 | 1.7 | 2.1 | 2.4 | 2.45 | 2.5 |  |  |  | Grenada | 1.764 | 1.96 | 2.1 | 1.7 | 3.5 | 3.4 | 3.3 | 3.2 |  |  |  | Grenada | 4.68 | 5.2 | 5.6 | 5.7 | 5.9 | 6.1 | 6.05 | 6.2 |  |  |  | Grenada | 1.872 | 2.08 | 2.3 | 2.1 | 2 | 2.4 | 2.5 | 2.6 |  |  |  | Grenada
Guatemala | 174 | 839 | 16% | 40% |  | Guatemala | 1.422 | 1.58 | 1.7 | 1.7 | 2.1 | 2.4 | 2.45 | 2.5 |  |  |  | Guatemala | 1.764 | 1.96 | 2.1 | 1.7 | 3.5 | 3.4 | 3.3 | 3.2 |  |  |  | Guatemala | 4.68 | 5.2 | 5.6 | 5.7 | 5.9 | 6.1 | 6.05 | 6.2 |  |  |  | Guatemala | 1.872 | 2.08 | 2.3 | 2.1 | 2 | 2.4 | 2.5 | 2.6 |  |  |  | Guatemala
Guinea | 0 | 2674 | 16% | 40% |  | Guinea | 1.422 | 1.58 | 1.7 | 1.7 | 2.1 | 2.4 | 2.45 | 2.5 |  |  |  | Guinea | 1.764 | 1.96 | 2.1 | 1.7 | 3.5 | 3.4 | 3.3 | 3.2 |  |  |  | Guinea | 4.68 | 5.2 | 5.6 | 5.7 | 5.9 | 6.1 | 6.05 | 6.2 |  |  |  | Guinea | 1.872 | 2.08 | 2.3 | 2.1 | 2 | 2.4 | 2.5 | 2.6 |  |  |  | Guinea
Guinea-Bissau | 0 | 3098 | 16% | 40% |  | Guinea-Bissau | 1.422 | 1.58 | 1.7 | 1.7 | 2.1 | 2.4 | 2.45 | 2.5 |  |  |  | Guinea-Bissau | 1.764 | 1.96 | 2.1 | 1.7 | 3.5 | 3.4 | 3.3 | 3.2 |  |  |  | Guinea-Bissau | 4.68 | 5.2 | 5.6 | 5.7 | 5.9 | 6.1 | 6.05 | 6.2 |  |  |  | Guinea-Bissau | 1.872 | 2.08 | 2.3 | 2.1 | 2 | 2.4 | 2.5 | 2.6 |  |  |  | Guinea-Bissau
Guyana | 0 | 3363 | 16% | 40% |  | Guyana | 1.422 | 1.58 | 1.7 | 1.7 | 2.1 | 2.4 | 2.45 | 2.5 |  |  |  | Guyana | 1.764 | 1.96 | 2.1 | 1.7 | 3.5 | 3.4 | 3.3 | 3.2 |  |  |  | Guyana | 4.68 | 5.2 | 5.6 | 5.7 | 5.9 | 6.1 | 6.05 | 6.2 |  |  |  | Guyana | 1.872 | 2.08 | 2.3 | 2.1 | 2 | 2.4 | 2.5 | 2.6 |  |  |  | Guyana
Haiti | 0 | 3093 | 16% | 40% |  | Haiti | 1.422 | 1.58 | 1.7 | 1.7 | 2.1 | 2.4 | 2.45 | 2.5 |  |  |  | Haiti | 1.764 | 1.96 | 2.1 | 1.7 | 3.5 | 3.4 | 3.3 | 3.2 |  |  |  | Haiti | 4.68 | 5.2 | 5.6 | 5.7 | 5.9 | 6.1 | 6.05 | 6.2 |  |  |  | Haiti | 1.872 | 2.08 | 2.3 | 2.1 | 2 | 2.4 | 2.5 | 2.6 |  |  |  | Haiti
Honduras | 2 | 2289 | 16% | 40% |  | Honduras | 1.422 | 1.58 | 1.7 | 1.7 | 2.1 | 2.4 | 2.45 | 2.5 |  |  |  | Honduras | 1.764 | 1.96 | 2.1 | 1.7 | 3.5 | 3.4 | 3.3 | 3.2 |  |  |  | Honduras | 4.68 | 5.2 | 5.6 | 5.7 | 5.9 | 6.1 | 6.05 | 6.2 |  |  |  | Honduras | 1.872 | 2.08 | 2.3 | 2.1 | 2 | 2.4 | 2.5 | 2.6 |  |  |  | Honduras
Hungary | 3057 | 256 | 16% | 40% |  | Hungary | 0.216 | 0.24 | 0.5 | 0.6 | 0.7 | 0.95 | 1.2 | 1.4 |  |  |  | Hungary | 0.144 | 0.16 | 0.3 | 0.5 | 0.7 | 1 | 1.2 | 1.4 |  |  |  | Hungary | 1.107 | 1.23 | 2.2 | 2.45 | 2.7 | 2.77 | 2.85 | 3 |  |  |  | Hungary | 0.423 | 0.47 | 0.5 | 0.65 | 0.8 | 0.85 | 0.9 | 1 |  |  |  | Hungary
Iceland | 5031 | 40 | 16% | 40% |  | Iceland | 1.422 | 1.58 | 1.7 | 1.7 | 2.1 | 2.4 | 2.45 | 2.5 |  |  |  | Iceland | 1.764 | 1.96 | 2.1 | 1.7 | 3.5 | 3.4 | 3.3 | 3.2 |  |  |  | Iceland | 4.68 | 5.2 | 5.6 | 5.7 | 5.9 | 6.1 | 6.05 | 6.2 |  |  |  | Iceland | 1.872 | 2.08 | 2.3 | 2.1 | 2 | 2.4 | 2.5 | 2.6 |  |  |  | Iceland
India | 80 | 3120 | 16% | 40% |  | India | 1.422 | 1.58 | 1.7 | 1.7 | 2.1 | 2.4 | 2.45 | 2.5 |  |  |  | India | 1.764 | 1.96 | 2.1 | 1.7 | 3.5 | 3.4 | 3.3 | 3.2 |  |  |  | India | 4.68 | 5.2 | 5.6 | 5.7 | 5.9 | 6.1 | 6.05 | 6.2 |  |  |  | India | 1.872 | 2.08 | 2.3 | 2.1 | 2 | 2.4 | 2.5 | 2.6 |  |  |  | India
Indonesia | 0 | 3545 | 16% | 40% |  | Indonesia | 1.422 | 1.58 | 1.7 | 1.7 | 2.1 | 2.4 | 2.45 | 2.5 |  |  |  | Indonesia | 1.764 | 1.96 | 2.1 | 1.7 | 3.5 | 3.4 | 3.3 | 3.2 |  |  |  | Indonesia | 4.68 | 5.2 | 5.6 | 5.7 | 5.9 | 6.1 | 6.05 | 6.2 |  |  |  | Indonesia | 1.872 | 2.08 | 2.3 | 2.1 | 2 | 2.4 | 2.5 | 2.6 |  |  |  | Indonesia
Iran | 1813 | 1037 | 16% | 40% |  | Iran | 1.422 | 1.58 | 1.7 | 1.7 | 2.1 | 2.4 | 2.45 | 2.5 |  |  |  | Iran | 1.764 | 1.96 | 2.1 | 1.7 | 3.5 | 3.4 | 3.3 | 3.2 |  |  |  | Iran | 4.68 | 5.2 | 5.6 | 5.7 | 5.9 | 6.1 | 6.05 | 6.2 |  |  |  | Iran | 1.872 | 2.08 | 2.3 | 2.1 | 2 | 2.4 | 2.5 | 2.6 |  |  |  | Iran
Iraq | 744 | 2444 | 16% | 40% |  | Iraq | 1.422 | 1.58 | 1.7 | 1.7 | 2.1 | 2.4 | 2.45 | 2.5 |  |  |  | Iraq | 1.764 | 1.96 | 2.1 | 1.7 | 3.5 | 3.4 | 3.3 | 3.2 |  |  |  | Iraq | 4.68 | 5.2 | 5.6 | 5.7 | 5.9 | 6.1 | 6.05 | 6.2 |  |  |  | Iraq | 1.872 | 2.08 | 2.3 | 2.1 | 2 | 2.4 | 2.5 | 2.6 |  |  |  | Iraq
Ireland | 2977 | 19 | 16% | 40% |  | Ireland | 0.09 | 0.1 | 0.4 | 0.7 | 0.8 | 1.3 | 1.8 | 1.9 |  |  |  | Ireland | 0.09 | 0.1 | 0.2 | 0.3 | 0.4 | 0.8 | 0.9 | 0.8 |  |  |  | Ireland | 1.656 | 1.84 | 2.3 | 2.9 | 3.3 | 4.05 | 4.8 | 4.8 |  |  |  | Ireland | 0.225 | 0.25 | 0.3 | 0.5 | 1.1 | 1.4 | 1.7 | 2 |  |  |  | Ireland
Israel | 756 | 1244 | 16% | 40% |  | Israel | 1.422 | 1.58 | 1.7 | 1.7 | 2.1 | 2.4 | 2.45 | 2.5 |  |  |  | Israel | 1.764 | 1.96 | 2.1 | 1.7 | 3.5 | 3.4 | 3.3 | 3.2 |  |  |  | Israel | 4.68 | 5.2 | 5.6 | 5.7 | 5.9 | 6.1 | 6.05 | 6.2 |  |  |  | Israel | 1.872 | 2.08 | 2.3 | 2.1 | 2 | 2.4 | 2.5 | 2.6 |  |  |  | Israel
Italy | 1838 | 600 | 16% | 40% |  | Italy | 0.333 | 0.37 | 0.39 | 0.42 | 0.47 | 0.57 | 0.78 | 1.2 |  |  |  | Italy | 0.297 | 0.33 | 0.8 | 0.83 | 0.86 | 0.92 | 1.05 | 1.3 |  |  |  | Italy | 2.133 | 2.37 | 2.98 | 3.6 | 4.2 | 4.9 | 5.2 | 5.5 |  |  |  | Italy | 0.333 | 0.37 | 1.4 | 0.5 | 0.53 | 0.57 | 0.65 | 0.8 |  |  |  | Italy
Jamaica | 0 | 3525 | 16% | 40% |  | Jamaica | 1.422 | 1.58 | 1.7 | 1.7 | 2.1 | 2.4 | 2.45 | 2.5 |  |  |  | Jamaica | 1.764 | 1.96 | 2.1 | 1.7 | 3.5 | 3.4 | 3.3 | 3.2 |  |  |  | Jamaica | 4.68 | 5.2 | 5.6 | 5.7 | 5.9 | 6.1 | 6.05 | 6.2 |  |  |  | Jamaica | 1.872 | 2.08 | 2.3 | 2.1 | 2 | 2.4 | 2.5 | 2.6 |  |  |  | Jamaica
Japan | 1901 | 896 | 16% | 40% |  | Japan | 1.422 | 1.58 | 1.7 | 1.7 | 2.1 | 2.4 | 2.45 | 2.5 |  |  |  | Japan | 1.764 | 1.96 | 2.1 | 1.7 | 3.5 | 3.4 | 3.3 | 3.2 |  |  |  | Japan | 4.68 | 5.2 | 5.6 | 5.7 | 5.9 | 6.1 | 6.05 | 6.2 |  |  |  | Japan | 1.872 | 2.08 | 2.3 | 2.1 | 2 | 2.4 | 2.5 | 2.6 |  |  |  | Japan
Jordan | 1173 | 1122 | 16% | 40% |  | Jordan | 1.422 | 1.58 | 1.7 | 1.7 | 2.1 | 2.4 | 2.45 | 2.5 |  |  |  | Jordan | 1.764 | 1.96 | 2.1 | 1.7 | 3.5 | 3.4 | 3.3 | 3.2 |  |  |  | Jordan | 4.68 | 5.2 | 5.6 | 5.7 | 5.9 | 6.1 | 6.05 | 6.2 |  |  |  | Jordan | 1.872 | 2.08 | 2.3 | 2.1 | 2 | 2.4 | 2.5 | 2.6 |  |  |  | Jordan
Kazakhstan | 4575 | 481 | 16% | 40% |  | Kazakhstan | 1.422 | 1.58 | 1.7 | 1.7 | 2.1 | 2.4 | 2.45 | 2.5 |  |  |  | Kazakhstan | 1.764 | 1.96 | 2.1 | 1.7 | 3.5 | 3.4 | 3.3 | 3.2 |  |  |  | Kazakhstan | 4.68 | 5.2 | 5.6 | 5.7 | 5.9 | 6.1 | 6.05 | 6.2 |  |  |  | Kazakhstan | 1.872 | 2.08 | 2.3 | 2.1 | 2 | 2.4 | 2.5 | 2.6 |  |  |  | Kazakhstan
Kenya | 91 | 1265 | 16% | 40% |  | Kenya | 1.422 | 1.58 | 1.7 | 1.7 | 2.1 | 2.4 | 2.45 | 2.5 |  |  |  | Kenya | 1.764 | 1.96 | 2.1 | 1.7 | 3.5 | 3.4 | 3.3 | 3.2 |  |  |  | Kenya | 4.68 | 5.2 | 5.6 | 5.7 | 5.9 | 6.1 | 6.05 | 6.2 |  |  |  | Kenya | 1.872 | 2.08 | 2.3 | 2.1 | 2 | 2.4 | 2.5 | 2.6 |  |  |  | Kenya
Kiribati | 0 | 3798 | 16% | 40% |  | Kiribati | 1.422 | 1.58 | 1.7 | 1.7 | 2.1 | 2.4 | 2.45 | 2.5 |  |  |  | Kiribati | 1.764 | 1.96 | 2.1 | 1.7 | 3.5 | 3.4 | 3.3 | 3.2 |  |  |  | Kiribati | 4.68 | 5.2 | 5.6 | 5.7 | 5.9 | 6.1 | 6.05 | 6.2 |  |  |  | Kiribati | 1.872 | 2.08 | 2.3 | 2.1 | 2 | 2.4 | 2.5 | 2.6 |  |  |  | Kiribati
Korea (North) | 3389 | 493 | 16% | 40% |  | Korea (North) | 1.422 | 1.58 | 1.7 | 1.7 | 2.1 | 2.4 | 2.45 | 2.5 |  |  |  | Korea (North) | 1.764 | 1.96 | 2.1 | 1.7 | 3.5 | 3.4 | 3.3 | 3.2 |  |  |  | Korea (North) | 4.68 | 5.2 | 5.6 | 5.7 | 5.9 | 6.1 | 6.05 | 6.2 |  |  |  | Korea (North) | 1.872 | 2.08 | 2.3 | 2.1 | 2 | 2.4 | 2.5 | 2.6 |  |  |  | Korea (North)
Korea (South) | 2480 | 744 | 16% | 40% |  | Korea (South) | 1.422 | 1.58 | 1.7 | 1.7 | 2.1 | 2.4 | 2.45 | 2.5 |  |  |  | Korea (South) | 1.764 | 1.96 | 2.1 | 1.7 | 3.5 | 3.4 | 3.3 | 3.2 |  |  |  | Korea (South) | 4.68 | 5.2 | 5.6 | 5.7 | 5.9 | 6.1 | 6.05 | 6.2 |  |  |  | Korea (South) | 1.872 | 2.08 | 2.3 | 2.1 | 2 | 2.4 | 2.5 | 2.6 |  |  |  | Korea (South)
Kuwait | 322 | 3166 | 16% | 40% |  | Kuwait | 1.422 | 1.58 | 1.7 | 1.7 | 2.1 | 2.4 | 2.45 | 2.5 |  |  |  | Kuwait | 1.764 | 1.96 | 2.1 | 1.7 | 3.5 | 3.4 | 3.3 | 3.2 |  |  |  | Kuwait | 4.68 | 5.2 | 5.6 | 5.7 | 5.9 | 6.1 | 6.05 | 6.2 |  |  |  | Kuwait | 1.872 | 2.08 | 2.3 | 2.1 | 2 | 2.4 | 2.5 | 2.6 |  |  |  | Kuwait
Kyrgyzstan | 3161 | 682 | 16% | 40% |  | Kyrgyzstan | 1.422 | 1.58 | 1.7 | 1.7 | 2.1 | 2.4 | 2.45 | 2.5 |  |  |  | Kyrgyzstan | 1.764 | 1.96 | 2.1 | 1.7 | 3.5 | 3.4 | 3.3 | 3.2 |  |  |  | Kyrgyzstan | 4.68 | 5.2 | 5.6 | 5.7 | 5.9 | 6.1 | 6.05 | 6.2 |  |  |  | Kyrgyzstan | 1.872 | 2.08 | 2.3 | 2.1 | 2 | 2.4 | 2.5 | 2.6 |  |  |  | Kyrgyzstan
Laos | 0 | 2833 | 16% | 40% |  | Laos | 1.422 | 1.58 | 1.7 | 1.7 | 2.1 | 2.4 | 2.45 | 2.5 |  |  |  | Laos | 1.764 | 1.96 | 2.1 | 1.7 | 3.5 | 3.4 | 3.3 | 3.2 |  |  |  | Laos | 4.68 | 5.2 | 5.6 | 5.7 | 5.9 | 6.1 | 6.05 | 6.2 |  |  |  | Laos | 1.872 | 2.08 | 2.3 | 2.1 | 2 | 2.4 | 2.5 | 2.6 |  |  |  | Laos
Latvia | 4237 | 58 | 16% | 40% |  | Latvia | 0.225 | 0.25 | 0.53 | 0.8 | 0.83 | 0.85 | 0.9 | 1 |  |  |  | Latvia | 0.297 | 0.33 | 0.35 | 0.37 | 0.41 | 0.495 | 0.66 | 1 |  |  |  | Latvia | 1.44 | 1.6 | 2.05 | 2.5 | 2.53 | 2.55 | 2.6 | 2.7 |  |  |  | Latvia | 0.27 | 0.3 | 0.33 | 0.35 | 0.4 | 0.475 | 0.65 | 1 |  |  |  | Latvia
Lebanon | 1117 | 812 | 16% | 40% |  | Lebanon | 1.422 | 1.58 | 1.7 | 1.7 | 2.1 | 2.4 | 2.45 | 2.5 |  |  |  | Lebanon | 1.764 | 1.96 | 2.1 | 1.7 | 3.5 | 3.4 | 3.3 | 3.2 |  |  |  | Lebanon | 4.68 | 5.2 | 5.6 | 5.7 | 5.9 | 6.1 | 6.05 | 6.2 |  |  |  | Lebanon | 1.872 | 2.08 | 2.3 | 2.1 | 2 | 2.4 | 2.5 | 2.6 |  |  |  | Lebanon
Lesotho | 2000 | 1000 | 16% | 40% |  | Lesotho | 1.422 | 1.58 | 1.7 | 1.7 | 2.1 | 2.4 | 2.45 | 2.5 |  |  |  | Lesotho | 1.764 | 1.96 | 2.1 | 1.7 | 3.5 | 3.4 | 3.3 | 3.2 |  |  |  | Lesotho | 4.68 | 5.2 | 5.6 | 5.7 | 5.9 | 6.1 | 6.05 | 6.2 |  |  |  | Lesotho | 1.872 | 2.08 | 2.3 | 2.1 | 2 | 2.4 | 2.5 | 2.6 |  |  |  | Lesotho
Liberia | 0 | 2851 | 16% | 40% |  | Liberia | 1.422 | 1.58 | 1.7 | 1.7 | 2.1 | 2.4 | 2.45 | 2.5 |  |  |  | Liberia | 1.764 | 1.96 | 2.1 | 1.7 | 3.5 | 3.4 | 3.3 | 3.2 |  |  |  | Liberia | 4.68 | 5.2 | 5.6 | 5.7 | 5.9 | 6.1 | 6.05 | 6.2 |  |  |  | Liberia | 1.872 | 2.08 | 2.3 | 2.1 | 2 | 2.4 | 2.5 | 2.6 |  |  |  | Liberia
Libya | 606 | 1670 | 16% | 40% |  | Libya | 1.422 | 1.58 | 1.7 | 1.7 | 2.1 | 2.4 | 2.45 | 2.5 |  |  |  | Libya | 1.764 | 1.96 | 2.1 | 1.7 | 3.5 | 3.4 | 3.3 | 3.2 |  |  |  | Libya | 4.68 | 5.2 | 5.6 | 5.7 | 5.9 | 6.1 | 6.05 | 6.2 |  |  |  | Libya | 1.872 | 2.08 | 2.3 | 2.1 | 2 | 2.4 | 2.5 | 2.6 |  |  |  | Libya
Lithuania | 4218 | 68 | 16% | 40% |  | Lithuania | 0.702 | 0.78 | 0.3 | 0.4 | 0.5 | 0.6 | 0.9 | 1 |  |  |  | Lithuania | 0.315 | 0.35 | 0.2 | 0.3 | 0.35 | 0.4 | 0.5 | 0.7 |  |  |  | Lithuania | 2.133 | 2.37 | 2.13 | 1.9 | 2.1 | 2.3 | 2.35 | 2.4 |  |  |  | Lithuania | 0.54 | 0.6 | 0.45 | 0.3 | 0.4 | 0.55 | 0.7 | 1 |  |  |  | Lithuania
Luxembourg | 3467 | 99 | 16% | 40% |  | Luxembourg | 0.36 | 0.4 | 0.45 | 0.5 | 0.6 | 1.7 | 1.6 | 1.5 |  |  |  | Luxembourg | 0.45 | 0.5 | 0.51 | 0.53 | 0.55 | 0.6 | 1.2 | 1.5 |  |  |  | Luxembourg | 1.08 | 1.2 | 0.9 | 1.6 | 2 | 3.2 | 3.9 | 4.5 |  |  |  | Luxembourg | 0.45 | 0.5 | 0.51 | 0.53 | 0.55 | 0.6 | 1.2 | 1.5 |  |  |  | Luxembourg
Macedonia, FYR | 2647 | 430 | 16% | 40% |  | Macedonia, FYR | 1.422 | 1.58 | 1.7 | 1.7 | 2.1 | 2.4 | 2.45 | 2.5 |  |  |  | Macedonia, FYR | 1.764 | 1.96 | 2.1 | 1.7 | 3.5 | 3.4 | 3.3 | 3.2 |  |  |  | Macedonia, FYR | 4.68 | 5.2 | 5.6 | 5.7 | 5.9 | 6.1 | 6.05 | 6.2 |  |  |  | Macedonia, FYR | 1.872 | 2.08 | 2.3 | 2.1 | 2 | 2.4 | 2.5 | 2.6 |  |  |  | Macedonia, FYR
Madagascar | 200 | 1607 | 16% | 40% |  | Madagascar | 1.422 | 1.58 | 1.7 | 1.7 | 2.1 | 2.4 | 2.45 | 2.5 |  |  |  | Madagascar | 1.764 | 1.96 | 2.1 | 1.7 | 3.5 | 3.4 | 3.3 | 3.2 |  |  |  | Madagascar | 4.68 | 5.2 | 5.6 | 5.7 | 5.9 | 6.1 | 6.05 | 6.2 |  |  |  | Madagascar | 1.872 | 2.08 | 2.3 | 2.1 | 2 | 2.4 | 2.5 | 2.6 |  |  |  | Madagascar
Malawi | 135 | 992 | 16% | 40% |  | Malawi | 1.422 | 1.58 | 1.7 | 1.7 | 2.1 | 2.4 | 2.45 | 2.5 |  |  |  | Malawi | 1.764 | 1.96 | 2.1 | 1.7 | 3.5 | 3.4 | 3.3 | 3.2 |  |  |  | Malawi | 4.68 | 5.2 | 5.6 | 5.7 | 5.9 | 6.1 | 6.05 | 6.2 |  |  |  | Malawi | 1.872 | 2.08 | 2.3 | 2.1 | 2 | 2.4 | 2.5 | 2.6 |  |  |  | Malawi
Malaysia | 0 | 3411 | 16% | 40% |  | Malaysia | 1.422 | 1.58 | 1.7 | 1.7 | 2.1 | 2.4 | 2.45 | 2.5 |  |  |  | Malaysia | 1.764 | 1.96 | 2.1 | 1.7 | 3.5 | 3.4 | 3.3 | 3.2 |  |  |  | Malaysia | 4.68 | 5.2 | 5.6 | 5.7 | 5.9 | 6.1 | 6.05 | 6.2 |  |  |  | Malaysia | 1.872 | 2.08 | 2.3 | 2.1 | 2 | 2.4 | 2.5 | 2.6 |  |  |  | Malaysia
Maldives | 2000 | 1000 | 16% | 40% |  | Maldives | 1.422 | 1.58 | 1.7 | 1.7 | 2.1 | 2.4 | 2.45 | 2.5 |  |  |  | Maldives | 1.764 | 1.96 | 2.1 | 1.7 | 3.5 | 3.4 | 3.3 | 3.2 |  |  |  | Maldives | 4.68 | 5.2 | 5.6 | 5.7 | 5.9 | 6.1 | 6.05 | 6.2 |  |  |  | Maldives | 1.872 | 2.08 | 2.3 | 2.1 | 2 | 2.4 | 2.5 | 2.6 |  |  |  | Maldives
Mali | 2 | 4064 | 16% | 40% |  | Mali | 1.422 | 1.58 | 1.7 | 1.7 | 2.1 | 2.4 | 2.45 | 2.5 |  |  |  | Mali | 1.764 | 1.96 | 2.1 | 1.7 | 3.5 | 3.4 | 3.3 | 3.2 |  |  |  | Mali | 4.68 | 5.2 | 5.6 | 5.7 | 5.9 | 6.1 | 6.05 | 6.2 |  |  |  | Mali | 1.872 | 2.08 | 2.3 | 2.1 | 2 | 2.4 | 2.5 | 2.6 |  |  |  | Mali
Malta | 725 | 1043 | 16% | 40% |  | Malta | 1.422 | 1.58 | 1.7 | 1.6 | 1.67 | 1.75 | 1.9 | 2 |  |  |  | Malta | 1.764 | 1.96 | 2.1 | 1.7 | 1.85 | 2 | 1.85 | 1.7 |  |  |  | Malta | 4.68 | 5.2 | 5.6 | 5.7 | 5.8 | 5.9 | 6 | 6.1 |  |  |  | Malta | 1.872 | 2.08 | 2.3 | 2.1 | 2 | 2.4 | 2.5 | 2.6 |  |  |  | Malta
Mauritania | 4 | 3525 | 16% | 40% |  | Mauritania | 1.422 | 1.58 | 1.7 | 1.7 | 2.1 | 2.4 | 2.45 | 2.5 |  |  |  | Mauritania | 1.764 | 1.96 | 2.1 | 1.7 | 3.5 | 3.4 | 3.3 | 3.2 |  |  |  | Mauritania | 4.68 | 5.2 | 5.6 | 5.7 | 5.9 | 6.1 | 6.05 | 6.2 |  |  |  | Mauritania | 1.872 | 2.08 | 2.3 | 2.1 | 2 | 2.4 | 2.5 | 2.6 |  |  |  | Mauritania
Mauritius | 8 | 2148 | 16% | 40% |  | Mauritius | 1.422 | 1.58 | 1.7 | 1.7 | 2.1 | 2.4 | 2.45 | 2.5 |  |  |  | Mauritius | 1.764 | 1.96 | 2.1 | 1.7 | 3.5 | 3.4 | 3.3 | 3.2 |  |  |  | Mauritius | 4.68 | 5.2 | 5.6 | 5.7 | 5.9 | 6.1 | 6.05 | 6.2 |  |  |  | Mauritius | 1.872 | 2.08 | 2.3 | 2.1 | 2 | 2.4 | 2.5 | 2.6 |  |  |  | Mauritius
Mexico | 364 | 1560 | 16% | 40% |  | Mexico | 1.422 | 1.58 | 1.7 | 1.7 | 2.1 | 2.4 | 2.45 | 2.5 |  |  |  | Mexico | 1.764 | 1.96 | 2.1 | 1.7 | 3.5 | 3.4 | 3.3 | 3.2 |  |  |  | Mexico | 4.68 | 5.2 | 5.6 | 5.7 | 5.9 | 6.1 | 6.05 | 6.2 |  |  |  | Mexico | 1.872 | 2.08 | 2.3 | 2.1 | 2 | 2.4 | 2.5 | 2.6 |  |  |  | Mexico
Moldova | 3317 | 325 | 16% | 40% |  | Moldova | 1.422 | 1.58 | 1.7 | 1.7 | 2.1 | 2.4 | 2.45 | 2.5 |  |  |  | Moldova | 1.764 | 1.96 | 2.1 | 1.7 | 3.5 | 3.4 | 3.3 | 3.2 |  |  |  | Moldova | 4.68 | 5.2 | 5.6 | 5.7 | 5.9 | 6.1 | 6.05 | 6.2 |  |  |  | Moldova | 1.872 | 2.08 | 2.3 | 2.1 | 2 | 2.4 | 2.5 | 2.6 |  |  |  | Moldova
Mongolia | 6681 | 82 | 16% | 40% |  | Mongolia | 1.422 | 1.58 | 1.7 | 1.7 | 2.1 | 2.4 | 2.45 | 2.5 |  |  |  | Mongolia | 1.764 | 1.96 | 2.1 | 1.7 | 3.5 | 3.4 | 3.3 | 3.2 |  |  |  | Mongolia | 4.68 | 5.2 | 5.6 | 5.7 | 5.9 | 6.1 | 6.05 | 6.2 |  |  |  | Mongolia | 1.872 | 2.08 | 2.3 | 2.1 | 2 | 2.4 | 2.5 | 2.6 |  |  |  | Mongolia
Morocco | 772 | 910 | 16% | 40% |  | Morocco | 1.422 | 1.58 | 1.7 | 1.7 | 2.1 | 2.4 | 2.45 | 2.5 |  |  |  | Morocco | 1.764 | 1.96 | 2.1 | 1.7 | 3.5 | 3.4 | 3.3 | 3.2 |  |  |  | Morocco | 4.68 | 5.2 | 5.6 | 5.7 | 5.9 | 6.1 | 6.05 | 6.2 |  |  |  | Morocco | 1.872 | 2.08 | 2.3 | 2.1 | 2 | 2.4 | 2.5 | 2.6 |  |  |  | Morocco
Mozambique | 21 | 2085 | 16% | 40% |  | Mozambique | 1.422 | 1.58 | 1.7 | 1.7 | 2.1 | 2.4 | 2.45 | 2.5 |  |  |  | Mozambique | 1.764 | 1.96 | 2.1 | 1.7 | 3.5 | 3.4 | 3.3 | 3.2 |  |  |  | Mozambique | 4.68 | 5.2 | 5.6 | 5.7 | 5.9 | 6.1 | 6.05 | 6.2 |  |  |  | Mozambique | 1.872 | 2.08 | 2.3 | 2.1 | 2 | 2.4 | 2.5 | 2.6 |  |  |  | Mozambique
Myanmar | 0 | 3180 | 16% | 40% |  | Myanmar | 1.422 | 1.58 | 1.7 | 1.7 | 2.1 | 2.4 | 2.45 | 2.5 |  |  |  | Myanmar | 1.764 | 1.96 | 2.1 | 1.7 | 3.5 | 3.4 | 3.3 | 3.2 |  |  |  | Myanmar | 4.68 | 5.2 | 5.6 | 5.7 | 5.9 | 6.1 | 6.05 | 6.2 |  |  |  | Myanmar | 1.872 | 2.08 | 2.3 | 2.1 | 2 | 2.4 | 2.5 | 2.6 |  |  |  | Myanmar
Namibia | 450 | 1242 | 16% | 40% |  | Namibia | 1.422 | 1.58 | 1.7 | 1.7 | 2.1 | 2.4 | 2.45 | 2.5 |  |  |  | Namibia | 1.764 | 1.96 | 2.1 | 1.7 | 3.5 | 3.4 | 3.3 | 3.2 |  |  |  | Namibia | 4.68 | 5.2 | 5.6 | 5.7 | 5.9 | 6.1 | 6.05 | 6.2 |  |  |  | Namibia | 1.872 | 2.08 | 2.3 | 2.1 | 2 | 2.4 | 2.5 | 2.6 |  |  |  | Namibia
Nauru | 0 | 3599 | 16% | 40% |  | Nauru | 1.422 | 1.58 | 1.7 | 1.7 | 2.1 | 2.4 | 2.45 | 2.5 |  |  |  | Nauru | 1.764 | 1.96 | 2.1 | 1.7 | 3.5 | 3.4 | 3.3 | 3.2 |  |  |  | Nauru | 4.68 | 5.2 | 5.6 | 5.7 | 5.9 | 6.1 | 6.05 | 6.2 |  |  |  | Nauru | 1.872 | 2.08 | 2.3 | 2.1 | 2 | 2.4 | 2.5 | 2.6 |  |  |  | Nauru
Nepal | 762 | 970 | 16% | 40% |  | Nepal | 1.422 | 1.58 | 1.7 | 1.7 | 2.1 | 2.4 | 2.45 | 2.5 |  |  |  | Nepal | 1.764 | 1.96 | 2.1 | 1.7 | 3.5 | 3.4 | 3.3 | 3.2 |  |  |  | Nepal | 4.68 | 5.2 | 5.6 | 5.7 | 5.9 | 6.1 | 6.05 | 6.2 |  |  |  | Nepal | 1.872 | 2.08 | 2.3 | 2.1 | 2 | 2.4 | 2.5 | 2.6 |  |  |  | Nepal
Netherlands | 3035 | 68 | 16% | 40% |  | Netherlands | 0.36 | 0.4 | 0.45 | 0.5 | 0.6 | 1.6 | 1.7 | 1.8 |  |  |  | Netherlands | 0.36 | 0.4 | 0.45 | 0.5 | 0.7 | 1.2 | 1.7 | 2.1 |  |  |  | Netherlands | 1.98 | 2.2 | 1.8 | 2.9 | 3.4 | 3.55 | 3.7 | 3.8 |  |  |  | Netherlands | 0.36 | 0.4 | 0.5 | 0.9 | 1 | 1.5 | 1.7 | 2 |  |  |  | Netherlands
New Zealand | 1609 | 165 | 16% | 40% |  | New Zealand | 1.422 | 1.58 | 1.7 | 1.7 | 2.1 | 2.4 | 2.45 | 2.5 |  |  |  | New Zealand | 1.764 | 1.96 | 2.1 | 1.7 | 3.5 | 3.4 | 3.3 | 3.2 |  |  |  | New Zealand | 4.68 | 5.2 | 5.6 | 5.7 | 5.9 | 6.1 | 6.05 | 6.2 |  |  |  | New Zealand | 1.872 | 2.08 | 2.3 | 2.1 | 2 | 2.4 | 2.5 | 2.6 |  |  |  | New Zealand
Nicaragua | 0 | 3250 | 16% | 40% |  | Nicaragua | 1.422 | 1.58 | 1.7 | 1.7 | 2.1 | 2.4 | 2.45 | 2.5 |  |  |  | Nicaragua | 1.764 | 1.96 | 2.1 | 1.7 | 3.5 | 3.4 | 3.3 | 3.2 |  |  |  | Nicaragua | 4.68 | 5.2 | 5.6 | 5.7 | 5.9 | 6.1 | 6.05 | 6.2 |  |  |  | Nicaragua | 1.872 | 2.08 | 2.3 | 2.1 | 2 | 2.4 | 2.5 | 2.6 |  |  |  | Nicaragua
Niger | 3 | 4033 | 16% | 40% |  | Niger | 1.422 | 1.58 | 1.7 | 1.7 | 2.1 | 2.4 | 2.45 | 2.5 |  |  |  | Niger | 1.764 | 1.96 | 2.1 | 1.7 | 3.5 | 3.4 | 3.3 | 3.2 |  |  |  | Niger | 4.68 | 5.2 | 5.6 | 5.7 | 5.9 | 6.1 | 6.05 | 6.2 |  |  |  | Niger | 1.872 | 2.08 | 2.3 | 2.1 | 2 | 2.4 | 2.5 | 2.6 |  |  |  | Niger
Nigeria | 0 | 3111 | 16% | 40% |  | Nigeria | 1.422 | 1.58 | 1.7 | 1.7 | 2.1 | 2.4 | 2.45 | 2.5 |  |  |  | Nigeria | 1.764 | 1.96 | 2.1 | 1.7 | 3.5 | 3.4 | 3.3 | 3.2 |  |  |  | Nigeria | 4.68 | 5.2 | 5.6 | 5.7 | 5.9 | 6.1 | 6.05 | 6.2 |  |  |  | Nigeria | 1.872 | 2.08 | 2.3 | 2.1 | 2 | 2.4 | 2.5 | 2.6 |  |  |  | Nigeria
Niue | 0 | 2463 | 16% | 40% |  | Niue | 1.422 | 1.58 | 1.7 | 1.7 | 2.1 | 2.4 | 2.45 | 2.5 |  |  |  | Niue | 1.764 | 1.96 | 2.1 | 1.7 | 3.5 | 3.4 | 3.3 | 3.2 |  |  |  | Niue | 4.68 | 5.2 | 5.6 | 5.7 | 5.9 | 6.1 | 6.05 | 6.2 |  |  |  | Niue | 1.872 | 2.08 | 2.3 | 2.1 | 2 | 2.4 | 2.5 | 2.6 |  |  |  | Niue
Norway | 4535 | 43 | 16% | 40% |  | Norway | 1.422 | 1.58 | 1.7 | 1.7 | 2.1 | 2.4 | 2.45 | 2.5 |  |  |  | Norway | 1.764 | 1.96 | 2.1 | 1.7 | 3.5 | 3.4 | 3.3 | 3.2 |  |  |  | Norway | 4.68 | 5.2 | 5.6 | 5.7 | 5.9 | 6.1 | 6.05 | 6.2 |  |  |  | Norway | 1.872 | 2.08 | 2.3 | 2.1 | 2 | 2.4 | 2.5 | 2.6 |  |  |  | Norway
Oman | 0 | 3657 | 16% | 40% |  | Oman | 1.422 | 1.58 | 1.7 | 1.7 | 2.1 | 2.4 | 2.45 | 2.5 |  |  |  | Oman | 1.764 | 1.96 | 2.1 | 1.7 | 3.5 | 3.4 | 3.3 | 3.2 |  |  |  | Oman | 4.68 | 5.2 | 5.6 | 5.7 | 5.9 | 6.1 | 6.05 | 6.2 |  |  |  | Oman | 1.872 | 2.08 | 2.3 | 2.1 | 2 | 2.4 | 2.5 | 2.6 |  |  |  | Oman
Pakistan | 831 | 2810 | 16% | 40% |  | Pakistan | 1.422 | 1.58 | 1.7 | 1.7 | 2.1 | 2.4 | 2.45 | 2.5 |  |  |  | Pakistan | 1.764 | 1.96 | 2.1 | 1.7 | 3.5 | 3.4 | 3.3 | 3.2 |  |  |  | Pakistan | 4.68 | 5.2 | 5.6 | 5.7 | 5.9 | 6.1 | 6.05 | 6.2 |  |  |  | Pakistan | 1.872 | 2.08 | 2.3 | 2.1 | 2 | 2.4 | 2.5 | 2.6 |  |  |  | Pakistan
Palau | 0 | 3498 | 16% | 40% |  | Palau | 1.422 | 1.58 | 1.7 | 1.7 | 2.1 | 2.4 | 2.45 | 2.5 |  |  |  | Palau | 1.764 | 1.96 | 2.1 | 1.7 | 3.5 | 3.4 | 3.3 | 3.2 |  |  |  | Palau | 4.68 | 5.2 | 5.6 | 5.7 | 5.9 | 6.1 | 6.05 | 6.2 |  |  |  | Palau | 1.872 | 2.08 | 2.3 | 2.1 | 2 | 2.4 | 2.5 | 2.6 |  |  |  | Palau
Panama | 0 | 3638 | 16% | 40% |  | Panama | 1.422 | 1.58 | 1.7 | 1.7 | 2.1 | 2.4 | 2.45 | 2.5 |  |  |  | Panama | 1.764 | 1.96 | 2.1 | 1.7 | 3.5 | 3.4 | 3.3 | 3.2 |  |  |  | Panama | 4.68 | 5.2 | 5.6 | 5.7 | 5.9 | 6.1 | 6.05 | 6.2 |  |  |  | Panama | 1.872 | 2.08 | 2.3 | 2.1 | 2 | 2.4 | 2.5 | 2.6 |  |  |  | Panama
Papua New Guinea | 1 | 3286 | 16% | 40% |  | Papua New Guinea | 1.422 | 1.58 | 1.7 | 1.7 | 2.1 | 2.4 | 2.45 | 2.5 |  |  |  | Papua New Guinea | 1.764 | 1.96 | 2.1 | 1.7 | 3.5 | 3.4 | 3.3 | 3.2 |  |  |  | Papua New Guinea | 4.68 | 5.2 | 5.6 | 5.7 | 5.9 | 6.1 | 6.05 | 6.2 |  |  |  | Papua New Guinea | 1.872 | 2.08 | 2.3 | 2.1 | 2 | 2.4 | 2.5 | 2.6 |  |  |  | Papua New Guinea
Paraguay | 239 | 2197 | 16% | 40% |  | Paraguay | 1.422 | 1.58 | 1.7 | 1.7 | 2.1 | 2.4 | 2.45 | 2.5 |  |  |  | Paraguay | 1.764 | 1.96 | 2.1 | 1.7 | 3.5 | 3.4 | 3.3 | 3.2 |  |  |  | Paraguay | 4.68 | 5.2 | 5.6 | 5.7 | 5.9 | 6.1 | 6.05 | 6.2 |  |  |  | Paraguay | 1.872 | 2.08 | 2.3 | 2.1 | 2 | 2.4 | 2.5 | 2.6 |  |  |  | Paraguay
Peru | 285 | 1174 | 16% | 40% |  | Peru | 1.422 | 1.58 | 1.7 | 1.7 | 2.1 | 2.4 | 2.45 | 2.5 |  |  |  | Peru | 1.764 | 1.96 | 2.1 | 1.7 | 3.5 | 3.4 | 3.3 | 3.2 |  |  |  | Peru | 4.68 | 5.2 | 5.6 | 5.7 | 5.9 | 6.1 | 6.05 | 6.2 |  |  |  | Peru | 1.872 | 2.08 | 2.3 | 2.1 | 2 | 2.4 | 2.5 | 2.6 |  |  |  | Peru
Philippines | 2 | 3508 | 16% | 40% |  | Philippines | 1.422 | 1.58 | 1.7 | 1.7 | 2.1 | 2.4 | 2.45 | 2.5 |  |  |  | Philippines | 1.764 | 1.96 | 2.1 | 1.7 | 3.5 | 3.4 | 3.3 | 3.2 |  |  |  | Philippines | 4.68 | 5.2 | 5.6 | 5.7 | 5.9 | 6.1 | 6.05 | 6.2 |  |  |  | Philippines | 1.872 | 2.08 | 2.3 | 2.1 | 2 | 2.4 | 2.5 | 2.6 |  |  |  | Philippines
Poland | 3719 | 100 | 16% | 40% |  | Poland | 0.27 | 0.3 | 0.45 | 0.6 | 0.8 | 0.925 | 1.05 | 1.3 |  |  |  | Poland | 0.225 | 0.25 | 0.275 | 0.3 | 0.5 | 0.7 | 0.9 | 1 |  |  |  | Poland | 1.53 | 1.7 | 2.1 | 2.3 | 2.45 | 2.6 | 3.7 | 4.7 |  |  |  | Poland | 0.405 | 0.45 | 0.7 | 1 | 1.1 | 1.15 | 1.2 | 1.6 |  |  |  | Poland
Portugal | 1367 | 345 | 16% | 40% |  | Portugal | 0.486 | 0.54 | 0.8 | 1.3 | 1.5 | 1.6 | 1.8 | 2 |  |  |  | Portugal | 0.495 | 0.55 | 1.2 | 1.5 | 2.7 | 2.8 | 2.65 | 2.5 |  |  |  | Portugal | 2.52 | 2.8 | 3.8 | 1.6 | 4.4 | 4.475 | 4.45 | 4.5 |  |  |  | Portugal | 0.558 | 0.62 | 0.8 | 1.9 | 1.818 | 1.7375 | 1.575 | 1.25 |  |  |  | Portugal
Qatar | 29 | 3374 | 16% | 40% |  | Qatar | 1.422 | 1.58 | 1.7 | 1.7 | 2.1 | 2.4 | 2.45 | 2.5 |  |  |  | Qatar | 1.764 | 1.96 | 2.1 | 1.7 | 3.5 | 3.4 | 3.3 | 3.2 |  |  |  | Qatar | 4.68 | 5.2 | 5.6 | 5.7 | 5.9 | 6.1 | 6.05 | 6.2 |  |  |  | Qatar | 1.872 | 2.08 | 2.3 | 2.1 | 2 | 2.4 | 2.5 | 2.6 |  |  |  | Qatar
Romania | 3157 | 290 | 16% | 40% |  | Romania | 0.504 | 0.56 | 1 | 1.4 | 1.45 | 1.5 | 1.6 | 1.9 |  |  |  | Romania | 0.162 | 0.18 | 0.3 | 1.1 | 1.17 | 1.15 | 1.2 | 1.1 |  |  |  | Romania | 1.17 | 1.3 | 1.85 | 2.4 | 2.475 | 2.55 | 2.7 | 2.6 |  |  |  | Romania | 0.198 | 0.22 | 1 | 1.05 | 1.1 | 1.175 | 1.25 | 1.4 |  |  |  | Romania
Russia | 5235 | 197 | 16% | 40% |  | Russia | 1.422 | 1.58 | 1.7 | 1.7 | 2.1 | 2.4 | 2.45 | 2.5 |  |  |  | Russia | 1.764 | 1.96 | 2.1 | 1.7 | 3.5 | 3.4 | 3.3 | 3.2 |  |  |  | Russia | 4.68 | 5.2 | 5.6 | 5.7 | 5.9 | 6.1 | 6.05 | 6.2 |  |  |  | Russia | 1.872 | 2.08 | 2.3 | 2.1 | 2 | 2.4 | 2.5 | 2.6 |  |  |  | Russia
Rwanda | 2000 | 1000 | 16% | 40% |  | Rwanda | 1.422 | 1.58 | 1.7 | 1.7 | 2.1 | 2.4 | 2.45 | 2.5 |  |  |  | Rwanda | 1.764 | 1.96 | 2.1 | 1.7 | 3.5 | 3.4 | 3.3 | 3.2 |  |  |  | Rwanda | 4.68 | 5.2 | 5.6 | 5.7 | 5.9 | 6.1 | 6.05 | 6.2 |  |  |  | Rwanda | 1.872 | 2.08 | 2.3 | 2.1 | 2 | 2.4 | 2.5 | 2.6 |  |  |  | Rwanda
Saint Kitts & Nevis | 1 | 3541 | 16% | 40% |  | Saint Kitts & Nevis | 1.422 | 1.58 | 1.7 | 1.7 | 2.1 | 2.4 | 2.45 | 2.5 |  |  |  | Saint Kitts & Nevis | 1.764 | 1.96 | 2.1 | 1.7 | 3.5 | 3.4 | 3.3 | 3.2 |  |  |  | Saint Kitts & Nevis | 4.68 | 5.2 | 5.6 | 5.7 | 5.9 | 6.1 | 6.05 | 6.2 |  |  |  | Saint Kitts & Nevis | 1.872 | 2.08 | 2.3 | 2.1 | 2 | 2.4 | 2.5 | 2.6 |  |  |  | Saint Kitts & Nevis
Saint Lucia | 2000 | 1000 | 16% | 40% |  | Saint Lucia | 1.422 | 1.58 | 1.7 | 1.7 | 2.1 | 2.4 | 2.45 | 2.5 |  |  |  | Saint Lucia | 1.764 | 1.96 | 2.1 | 1.7 | 3.5 | 3.4 | 3.3 | 3.2 |  |  |  | Saint Lucia | 4.68 | 5.2 | 5.6 | 5.7 | 5.9 | 6.1 | 6.05 | 6.2 |  |  |  | Saint Lucia | 1.872 | 2.08 | 2.3 | 2.1 | 2 | 2.4 | 2.5 | 2.6 |  |  |  | Saint Lucia
Saint Vincent & Grenadines | 2000 | 1000 | 16% | 40% |  | Saint Vincent & Grenadines | 1.422 | 1.58 | 1.7 | 1.7 | 2.1 | 2.4 | 2.45 | 2.5 |  |  |  | Saint Vincent & Grenadines | 1.764 | 1.96 | 2.1 | 1.7 | 3.5 | 3.4 | 3.3 | 3.2 |  |  |  | Saint Vincent & Grenadines | 4.68 | 5.2 | 5.6 | 5.7 | 5.9 | 6.1 | 6.05 | 6.2 |  |  |  | Saint Vincent & Grenadines | 1.872 | 2.08 | 2.3 | 2.1 | 2 | 2.4 | 2.5 | 2.6 |  |  |  | Saint Vincent & Grenadines
Samoa | 0 | 3280 | 16% | 40% |  | Samoa | 1.422 | 1.58 | 1.7 | 1.7 | 2.1 | 2.4 | 2.45 | 2.5 |  |  |  | Samoa | 1.764 | 1.96 | 2.1 | 1.7 | 3.5 | 3.4 | 3.3 | 3.2 |  |  |  | Samoa | 4.68 | 5.2 | 5.6 | 5.7 | 5.9 | 6.1 | 6.05 | 6.2 |  |  |  | Samoa | 1.872 | 2.08 | 2.3 | 2.1 | 2 | 2.4 | 2.5 | 2.6 |  |  |  | Samoa
Sao Tome & Principe | 0 | 2675 | 16% | 40% |  | Sao Tome & Principe | 1.422 | 1.58 | 1.7 | 1.7 | 2.1 | 2.4 | 2.45 | 2.5 |  |  |  | Sao Tome & Principe | 1.764 | 1.96 | 2.1 | 1.7 | 3.5 | 3.4 | 3.3 | 3.2 |  |  |  | Sao Tome & Principe | 4.68 | 5.2 | 5.6 | 5.7 | 5.9 | 6.1 | 6.05 | 6.2 |  |  |  | Sao Tome & Principe | 1.872 | 2.08 | 2.3 | 2.1 | 2 | 2.4 | 2.5 | 2.6 |  |  |  | Sao Tome & Principe
Saudi Arabia | 311 | 3136 | 16% | 40% |  | Saudi Arabia | 1.422 | 1.58 | 1.7 | 1.7 | 2.1 | 2.4 | 2.45 | 2.5 |  |  |  | Saudi Arabia | 1.764 | 1.96 | 2.1 | 1.7 | 3.5 | 3.4 | 3.3 | 3.2 |  |  |  | Saudi Arabia | 4.68 | 5.2 | 5.6 | 5.7 | 5.9 | 6.1 | 6.05 | 6.2 |  |  |  | Saudi Arabia | 1.872 | 2.08 | 2.3 | 2.1 | 2 | 2.4 | 2.5 | 2.6 |  |  |  | Saudi Arabia
Senegal | 1 | 3379 | 16% | 40% |  | Senegal | 1.422 | 1.58 | 1.7 | 1.7 | 2.1 | 2.4 | 2.45 | 2.5 |  |  |  | Senegal | 1.764 | 1.96 | 2.1 | 1.7 | 3.5 | 3.4 | 3.3 | 3.2 |  |  |  | Senegal | 4.68 | 5.2 | 5.6 | 5.7 | 5.9 | 6.1 | 6.05 | 6.2 |  |  |  | Senegal | 1.872 | 2.08 | 2.3 | 2.1 | 2 | 2.4 | 2.5 | 2.6 |  |  |  | Senegal
Serbia & Montenegro | 2813 | 334 | 16% | 40% |  | Serbia & Montenegro | 1.422 | 1.58 | 1.7 | 1.7 | 2.1 | 2.4 | 2.45 | 2.5 |  |  |  | Serbia & Montenegro | 1.764 | 1.96 | 2.1 | 1.7 | 3.5 | 3.4 | 3.3 | 3.2 |  |  |  | Serbia & Montenegro | 4.68 | 5.2 | 5.6 | 5.7 | 5.9 | 6.1 | 6.05 | 6.2 |  |  |  | Serbia & Montenegro | 1.872 | 2.08 | 2.3 | 2.1 | 2 | 2.4 | 2.5 | 2.6 |  |  |  | Serbia & Montenegro
Seychelles | 3 | 3460 | 16% | 40% |  | Seychelles | 1.422 | 1.58 | 1.7 | 1.7 | 2.1 | 2.4 | 2.45 | 2.5 |  |  |  | Seychelles | 1.764 | 1.96 | 2.1 | 1.7 | 3.5 | 3.4 | 3.3 | 3.2 |  |  |  | Seychelles | 4.68 | 5.2 | 5.6 | 5.7 | 5.9 | 6.1 | 6.05 | 6.2 |  |  |  | Seychelles | 1.872 | 2.08 | 2.3 | 2.1 | 2 | 2.4 | 2.5 | 2.6 |  |  |  | Seychelles
Sierra Leone | 0 | 3093 | 16% | 40% |  | Sierra Leone | 1.422 | 1.58 | 1.7 | 1.7 | 2.1 | 2.4 | 2.45 | 2.5 |  |  |  | Sierra Leone | 1.764 | 1.96 | 2.1 | 1.7 | 3.5 | 3.4 | 3.3 | 3.2 |  |  |  | Sierra Leone | 4.68 | 5.2 | 5.6 | 5.7 | 5.9 | 6.1 | 6.05 | 6.2 |  |  |  | Sierra Leone | 1.872 | 2.08 | 2.3 | 2.1 | 2 | 2.4 | 2.5 | 2.6 |  |  |  | Sierra Leone
Singapore | 0 | 3261 | 16% | 40% |  | Singapore | 1.422 | 1.58 | 1.7 | 1.7 | 2.1 | 2.4 | 2.45 | 2.5 |  |  |  | Singapore | 1.764 | 1.96 | 2.1 | 1.7 | 3.5 | 3.4 | 3.3 | 3.2 |  |  |  | Singapore | 4.68 | 5.2 | 5.6 | 5.7 | 5.9 | 6.1 | 6.05 | 6.2 |  |  |  | Singapore | 1.872 | 2.08 | 2.3 | 2.1 | 2 | 2.4 | 2.5 | 2.6 |  |  |  | Singapore
Slovakia | 3498 | 158 | 16% | 40% |  | Slovakia | 0.288 | 0.32 | 0.5 | 1.1 | 0.7 | 0.85 | 1 | 1.5 |  |  |  | Slovakia | 0.207 | 0.23 | 0.365 | 0.5 | 0.55 | 0.6 | 0.7 | 1.6 |  |  |  | Slovakia | 1.53 | 1.7 | 2 | 2.3 | 2.6 | 2.9 | 3.05 | 3.2 |  |  |  | Slovakia | 0.36 | 0.4 | 1.1 | 1.4 | 1.4125 | 1.42 | 1.45 | 1.5 |  |  |  | Slovakia
Slovenia | 3290 | 189 | 16% | 40% |  | Slovenia | 0.243 | 0.27 | 0.24 | 0.22 | 0.41 | 0.54 | 1.02 | 1.5 |  |  |  | Slovenia | 0.18 | 0.2 | 0.17 | 0.14 | 0.21 | 0.54 | 0.69 | 1.735 |  |  |  | Slovenia | 0.54 | 0.6 | 0.85 | 1.1 | 1.9 | 2.5 | 2.8 | 2.2 |  |  |  | Slovenia | 0.261 | 0.29 | 0.23 | 0.18 | 0.44 | 0.7 | 1.22 | 1.17 |  |  |  | Slovenia
Solomon Islands | 0 | 3093 | 16% | 40% |  | Solomon Islands | 1.422 | 1.58 | 1.7 | 1.7 | 2.1 | 2.4 | 2.45 | 2.5 |  |  |  | Solomon Islands | 1.764 | 1.96 | 2.1 | 1.7 | 3.5 | 3.4 | 3.3 | 3.2 |  |  |  | Solomon Islands | 4.68 | 5.2 | 5.6 | 5.7 | 5.9 | 6.1 | 6.05 | 6.2 |  |  |  | Solomon Islands | 1.872 | 2.08 | 2.3 | 2.1 | 2 | 2.4 | 2.5 | 2.6 |  |  |  | Solomon Islands
South Africa | 630 | 824 | 16% | 40% |  | South Africa | 1.422 | 1.58 | 1.7 | 1.7 | 2.1 | 2.4 | 2.45 | 2.5 |  |  |  | South Africa | 1.764 | 1.96 | 2.1 | 1.7 | 3.5 | 3.4 | 3.3 | 3.2 |  |  |  | South Africa | 4.68 | 5.2 | 5.6 | 5.7 | 5.9 | 6.1 | 6.05 | 6.2 |  |  |  | South Africa | 1.872 | 2.08 | 2.3 | 2.1 | 2 | 2.4 | 2.5 | 2.6 |  |  |  | South Africa
Spain | 1431 | 702 | 16% | 40% |  | Spain | 0.873 | 0.97 | 0.9 | 1.7 | 1.8 | 2 | 2.2 | 2.5 |  |  |  | Spain | 0.486 | 0.54 | 0.6 | 0.9 | 1 | 1.1 | 1.2 | 1.4 |  |  |  | Spain | 4.032 | 4.48 | 2.8 | 3.05 | 3.3 | 6.1 | 5.95 | 5.8 |  |  |  | Spain | 0.594 | 0.66 | 0.695 | 0.73 | 0.8 | 1.225 | 1.65 | 2.5 |  |  |  | Spain
Sri Lanka | 87 | 2943 | 16% | 40% |  | Sri Lanka | 1.422 | 1.58 | 1.7 | 1.7 | 2.1 | 2.4 | 2.45 | 2.5 |  |  |  | Sri Lanka | 1.764 | 1.96 | 2.1 | 1.7 | 3.5 | 3.4 | 3.3 | 3.2 |  |  |  | Sri Lanka | 4.68 | 5.2 | 5.6 | 5.7 | 5.9 | 6.1 | 6.05 | 6.2 |  |  |  | Sri Lanka | 1.872 | 2.08 | 2.3 | 2.1 | 2 | 2.4 | 2.5 | 2.6 |  |  |  | Sri Lanka
Sudan | 0 | 3486 | 16% | 40% |  | Sudan | 1.422 | 1.58 | 1.7 | 1.7 | 2.1 | 2.4 | 2.45 | 2.5 |  |  |  | Sudan | 1.764 | 1.96 | 2.1 | 1.7 | 3.5 | 3.4 | 3.3 | 3.2 |  |  |  | Sudan | 4.68 | 5.2 | 5.6 | 5.7 | 5.9 | 6.1 | 6.05 | 6.2 |  |  |  | Sudan | 1.872 | 2.08 | 2.3 | 2.1 | 2 | 2.4 | 2.5 | 2.6 |  |  |  | Sudan
Suriname | 0 | 3252 | 16% | 40% |  | Suriname | 1.422 | 1.58 | 1.7 | 1.7 | 2.1 | 2.4 | 2.45 | 2.5 |  |  |  | Suriname | 1.764 | 1.96 | 2.1 | 1.7 | 3.5 | 3.4 | 3.3 | 3.2 |  |  |  | Suriname | 4.68 | 5.2 | 5.6 | 5.7 | 5.9 | 6.1 | 6.05 | 6.2 |  |  |  | Suriname | 1.872 | 2.08 | 2.3 | 2.1 | 2 | 2.4 | 2.5 | 2.6 |  |  |  | Suriname
Swaziland | 2000 | 1000 | 16% | 40% |  | Swaziland | 1.422 | 1.58 | 1.7 | 1.7 | 2.1 | 2.4 | 2.45 | 2.5 |  |  |  | Swaziland | 1.764 | 1.96 | 2.1 | 1.7 | 3.5 | 3.4 | 3.3 | 3.2 |  |  |  | Swaziland | 4.68 | 5.2 | 5.6 | 5.7 | 5.9 | 6.1 | 6.05 | 6.2 |  |  |  | Swaziland | 1.872 | 2.08 | 2.3 | 2.1 | 2 | 2.4 | 2.5 | 2.6 |  |  |  | Swaziland
Sweden | 4375 | 45 | 16% | 40% |  | Sweden | 0.162 | 0.18 | 0.19 | 0.2 | 0.25 | 0.3 | 0.4 | 0.6 |  |  |  | Sweden | 0.117 | 0.13 | 0.115 | 0.1 | 0.15 | 0.2 | 0.4 | 0.3 |  |  |  | Sweden | 1.17 | 1.3 | 0.9 | 1.7 | 2.5 | 3 | 3.1 | 3.2 |  |  |  | Sweden | 0.135 | 0.15 | 0.15156 | 0.15313 | 0.15625 | 0.1625 | 0.175 | 0.2 |  |  |  | Sweden
Switzerland | 3419 | 137 | 16% | 40% |  | Switzerland | 1.422 | 1.58 | 1.7 | 1.7 | 2.1 | 2.4 | 2.45 | 2.5 |  |  |  | Switzerland | 1.764 | 1.96 | 2.1 | 1.7 | 3.5 | 3.4 | 3.3 | 3.2 |  |  |  | Switzerland | 4.68 | 5.2 | 5.6 | 5.7 | 5.9 | 6.1 | 6.05 | 6.2 |  |  |  | Switzerland | 1.872 | 2.08 | 2.3 | 2.1 | 2 | 2.4 | 2.5 | 2.6 |  |  |  | Switzerland
Syria | 1388 | 1187 | 16% | 40% |  | Syria | 1.422 | 1.58 | 1.7 | 1.7 | 2.1 | 2.4 | 2.45 | 2.5 |  |  |  | Syria | 1.764 | 1.96 | 2.1 | 1.7 | 3.5 | 3.4 | 3.3 | 3.2 |  |  |  | Syria | 4.68 | 5.2 | 5.6 | 5.7 | 5.9 | 6.1 | 6.05 | 6.2 |  |  |  | Syria | 1.872 | 2.08 | 2.3 | 2.1 | 2 | 2.4 | 2.5 | 2.6 |  |  |  | Syria
Taiwan | 231 | 2132 | 16% | 40% |  | Taiwan | 1.422 | 1.58 | 1.7 | 1.7 | 2.1 | 2.4 | 2.45 | 2.5 |  |  |  | Taiwan | 1.764 | 1.96 | 2.1 | 1.7 | 3.5 | 3.4 | 3.3 | 3.2 |  |  |  | Taiwan | 4.68 | 5.2 | 5.6 | 5.7 | 5.9 | 6.1 | 6.05 | 6.2 |  |  |  | Taiwan | 1.872 | 2.08 | 2.3 | 2.1 | 2 | 2.4 | 2.5 | 2.6 |  |  |  | Taiwan
Tajikistan | 2054 | 1203 | 16% | 40% |  | Tajikistan | 1.422 | 1.58 | 1.7 | 1.7 | 2.1 | 2.4 | 2.45 | 2.5 |  |  |  | Tajikistan | 1.764 | 1.96 | 2.1 | 1.7 | 3.5 | 3.4 | 3.3 | 3.2 |  |  |  | Tajikistan | 4.68 | 5.2 | 5.6 | 5.7 | 5.9 | 6.1 | 6.05 | 6.2 |  |  |  | Tajikistan | 1.872 | 2.08 | 2.3 | 2.1 | 2 | 2.4 | 2.5 | 2.6 |  |  |  | Tajikistan
Tanzania | 2 | 2922 | 16% | 40% |  | Tanzania | 1.422 | 1.58 | 1.7 | 1.7 | 2.1 | 2.4 | 2.45 | 2.5 |  |  |  | Tanzania | 1.764 | 1.96 | 2.1 | 1.7 | 3.5 | 3.4 | 3.3 | 3.2 |  |  |  | Tanzania | 4.68 | 5.2 | 5.6 | 5.7 | 5.9 | 6.1 | 6.05 | 6.2 |  |  |  | Tanzania | 1.872 | 2.08 | 2.3 | 2.1 | 2 | 2.4 | 2.5 | 2.6 |  |  |  | Tanzania
Thailand | 1 | 3567 | 16% | 40% |  | Thailand | 1.422 | 1.58 | 1.7 | 1.7 | 2.1 | 2.4 | 2.45 | 2.5 |  |  |  | Thailand | 1.764 | 1.96 | 2.1 | 1.7 | 3.5 | 3.4 | 3.3 | 3.2 |  |  |  | Thailand | 4.68 | 5.2 | 5.6 | 5.7 | 5.9 | 6.1 | 6.05 | 6.2 |  |  |  | Thailand | 1.872 | 2.08 | 2.3 | 2.1 | 2 | 2.4 | 2.5 | 2.6 |  |  |  | Thailand
Togo | 1 | 3318 | 16% | 40% |  | Togo | 1.422 | 1.58 | 1.7 | 1.7 | 2.1 | 2.4 | 2.45 | 2.5 |  |  |  | Togo | 1.764 | 1.96 | 2.1 | 1.7 | 3.5 | 3.4 | 3.3 | 3.2 |  |  |  | Togo | 4.68 | 5.2 | 5.6 | 5.7 | 5.9 | 6.1 | 6.05 | 6.2 |  |  |  | Togo | 1.872 | 2.08 | 2.3 | 2.1 | 2 | 2.4 | 2.5 | 2.6 |  |  |  | Togo
Tonga | 0 | 2190 | 16% | 40% |  | Tonga | 1.422 | 1.58 | 1.7 | 1.7 | 2.1 | 2.4 | 2.45 | 2.5 |  |  |  | Tonga | 1.764 | 1.96 | 2.1 | 1.7 | 3.5 | 3.4 | 3.3 | 3.2 |  |  |  | Tonga | 4.68 | 5.2 | 5.6 | 5.7 | 5.9 | 6.1 | 6.05 | 6.2 |  |  |  | Tonga | 1.872 | 2.08 | 2.3 | 2.1 | 2 | 2.4 | 2.5 | 2.6 |  |  |  | Tonga
Trinidad & | 0 | 3316 | 16% | 40% |  | Trinidad & | 1.422 | 1.58 | 1.7 | 1.7 | 2.1 | 2.4 | 2.45 | 2.5 |  |  |  | Trinidad & | 1.764 | 1.96 | 2.1 | 1.7 | 3.5 | 3.4 | 3.3 | 3.2 |  |  |  | Trinidad & | 4.68 | 5.2 | 5.6 | 5.7 | 5.9 | 6.1 | 6.05 | 6.2 |  |  |  | Trinidad & | 1.872 | 2.08 | 2.3 | 2.1 | 2 | 2.4 | 2.5 | 2.6 |  |  |  | Trinidad &
Tunisia | 892 | 1184 | 16% | 40% |  | Tunisia | 1.422 | 1.58 | 1.7 | 1.7 | 2.1 | 2.4 | 2.45 | 2.5 |  |  |  | Tunisia | 1.764 | 1.96 | 2.1 | 1.7 | 3.5 | 3.4 | 3.3 | 3.2 |  |  |  | Tunisia | 4.68 | 5.2 | 5.6 | 5.7 | 5.9 | 6.1 | 6.05 | 6.2 |  |  |  | Tunisia | 1.872 | 2.08 | 2.3 | 2.1 | 2 | 2.4 | 2.5 | 2.6 |  |  |  | Tunisia
Turkey | 2048 | 641 | 16% | 40% |  | Turkey | 1.422 | 1.58 | 1.7 | 1.7 | 2.1 | 2.4 | 2.45 | 2.5 |  |  |  | Turkey | 1.764 | 1.96 | 2.1 | 1.7 | 3.5 | 3.4 | 3.3 | 3.2 |  |  |  | Turkey | 4.68 | 5.2 | 5.6 | 5.7 | 5.9 | 6.1 | 6.05 | 6.2 |  |  |  | Turkey | 1.872 | 2.08 | 2.3 | 2.1 | 2 | 2.4 | 2.5 | 2.6 |  |  |  | Turkey
Turkmenistan | 2218 | 1235 | 16% | 40% |  | Turkmenistan | 1.422 | 1.58 | 1.7 | 1.7 | 2.1 | 2.4 | 2.45 | 2.5 |  |  |  | Turkmenistan | 1.764 | 1.96 | 2.1 | 1.7 | 3.5 | 3.4 | 3.3 | 3.2 |  |  |  | Turkmenistan | 4.68 | 5.2 | 5.6 | 5.7 | 5.9 | 6.1 | 6.05 | 6.2 |  |  |  | Turkmenistan | 1.872 | 2.08 | 2.3 | 2.1 | 2 | 2.4 | 2.5 | 2.6 |  |  |  | Turkmenistan
Uganda | 0 | 1458 | 16% | 40% |  | Uganda | 1.422 | 1.58 | 1.7 | 1.7 | 2.1 | 2.4 | 2.45 | 2.5 |  |  |  | Uganda | 1.764 | 1.96 | 2.1 | 1.7 | 3.5 | 3.4 | 3.3 | 3.2 |  |  |  | Uganda | 4.68 | 5.2 | 5.6 | 5.7 | 5.9 | 6.1 | 6.05 | 6.2 |  |  |  | Uganda | 1.872 | 2.08 | 2.3 | 2.1 | 2 | 2.4 | 2.5 | 2.6 |  |  |  | Uganda
Ukraine | 3752 | 224 | 16% | 40% |  | Ukraine | 1.422 | 1.58 | 1.7 | 1.7 | 2.1 | 2.4 | 2.45 | 2.5 |  |  |  | Ukraine | 1.764 | 1.96 | 2.1 | 1.7 | 3.5 | 3.4 | 3.3 | 3.2 |  |  |  | Ukraine | 4.68 | 5.2 | 5.6 | 5.7 | 5.9 | 6.1 | 6.05 | 6.2 |  |  |  | Ukraine | 1.872 | 2.08 | 2.3 | 2.1 | 2 | 2.4 | 2.5 | 2.6 |  |  |  | Ukraine
United Arab Emirates | 4 | 3294 | 16% | 40% |  | United Arab Emirates | 1.422 | 1.58 | 1.7 | 1.7 | 2.1 | 2.4 | 2.45 | 2.5 |  |  |  | United Arab Emirates | 1.764 | 1.96 | 2.1 | 1.7 | 3.5 | 3.4 | 3.3 | 3.2 |  |  |  | United Arab Emirates | 4.68 | 5.2 | 5.6 | 5.7 | 5.9 | 6.1 | 6.05 | 6.2 |  |  |  | United Arab Emirates | 1.872 | 2.08 | 2.3 | 2.1 | 2 | 2.4 | 2.5 | 2.6 |  |  |  | United Arab Emirates
United Kingdom | 2810 | 66 | 16% | 40% |  | United Kingdom | 0.315 | 0.35 | 0.4 | 0.5 | 0.7 | 1.3 | 1.7 | 1.8 |  |  |  | United Kingdom | 0.18 | 0.2 | 0.25 | 0.3 | 0.5 | 0.9 | 1.8 | 1.9 |  |  |  | United Kingdom | 1.98 | 2.2 | 1.8 | 2.7 | 4.6 | 4.67 | 4.75 | 4.9 |  |  |  | United Kingdom | 0.225 | 0.25 | 0.3 | 0.5 | 1.1 | 1.4 | 1.7 | 2 |  |  |  | United Kingdom
United States of America | 2159 | 882 | 16% | 40% |  | United States of America | 1.422 | 1.58 | 1.7 | 1.7 | 2.1 | 2.4 | 2.45 | 2.5 |  |  |  | United States of America | 1.764 | 1.96 | 2.1 | 1.7 | 3.5 | 3.4 | 3.3 | 3.2 |  |  |  | United States of America | 4.68 | 5.2 | 5.6 | 5.7 | 5.9 | 6.1 | 6.05 | 6.2 |  |  |  | United States of America | 1.872 | 2.08 | 2.3 | 2.1 | 2 | 2.4 | 2.5 | 2.6 |  |  |  | United States of America
Uruguay | 1019 | 732 | 16% | 40% |  | Uruguay | 1.422 | 1.58 | 1.7 | 1.7 | 2.1 | 2.4 | 2.45 | 2.5 |  |  |  | Uruguay | 1.764 | 1.96 | 2.1 | 1.7 | 3.5 | 3.4 | 3.3 | 3.2 |  |  |  | Uruguay | 4.68 | 5.2 | 5.6 | 5.7 | 5.9 | 6.1 | 6.05 | 6.2 |  |  |  | Uruguay | 1.872 | 2.08 | 2.3 | 2.1 | 2 | 2.4 | 2.5 | 2.6 |  |  |  | Uruguay
Uzbekistan | 2251 | 1144 | 16% | 40% |  | Uzbekistan | 1.422 | 1.58 | 1.7 | 1.7 | 2.1 | 2.4 | 2.45 | 2.5 |  |  |  | Uzbekistan | 1.764 | 1.96 | 2.1 | 1.7 | 3.5 | 3.4 | 3.3 | 3.2 |  |  |  | Uzbekistan | 4.68 | 5.2 | 5.6 | 5.7 | 5.9 | 6.1 | 6.05 | 6.2 |  |  |  | Uzbekistan | 1.872 | 2.08 | 2.3 | 2.1 | 2 | 2.4 | 2.5 | 2.6 |  |  |  | Uzbekistan
Vanuatu | 1 | 2545 | 16% | 40% |  | Vanuatu | 1.422 | 1.58 | 1.7 | 1.7 | 2.1 | 2.4 | 2.45 | 2.5 |  |  |  | Vanuatu | 1.764 | 1.96 | 2.1 | 1.7 | 3.5 | 3.4 | 3.3 | 3.2 |  |  |  | Vanuatu | 4.68 | 5.2 | 5.6 | 5.7 | 5.9 | 6.1 | 6.05 | 6.2 |  |  |  | Vanuatu | 1.872 | 2.08 | 2.3 | 2.1 | 2 | 2.4 | 2.5 | 2.6 |  |  |  | Vanuatu
Venezuela | 1 | 2381 | 16% | 40% |  | Venezuela | 1.422 | 1.58 | 1.7 | 1.7 | 2.1 | 2.4 | 2.45 | 2.5 |  |  |  | Venezuela | 1.764 | 1.96 | 2.1 | 1.7 | 3.5 | 3.4 | 3.3 | 3.2 |  |  |  | Venezuela | 4.68 | 5.2 | 5.6 | 5.7 | 5.9 | 6.1 | 6.05 | 6.2 |  |  |  | Venezuela | 1.872 | 2.08 | 2.3 | 2.1 | 2 | 2.4 | 2.5 | 2.6 |  |  |  | Venezuela
Vietnam | 81 | 3016 | 16% | 40% |  | Vietnam | 1.422 | 1.58 | 1.7 | 1.7 | 2.1 | 2.4 | 2.45 | 2.5 |  |  |  | Vietnam | 1.764 | 1.96 | 2.1 | 1.7 | 3.5 | 3.4 | 3.3 | 3.2 |  |  |  | Vietnam | 4.68 | 5.2 | 5.6 | 5.7 | 5.9 | 6.1 | 6.05 | 6.2 |  |  |  | Vietnam | 1.872 | 2.08 | 2.3 | 2.1 | 2 | 2.4 | 2.5 | 2.6 |  |  |  | Vietnam
Yemen | 0 | 3868 | 16% | 40% |  | Yemen | 1.422 | 1.58 | 1.7 | 1.7 | 2.1 | 2.4 | 2.45 | 2.5 |  |  |  | Yemen | 1.764 | 1.96 | 2.1 | 1.7 | 3.5 | 3.4 | 3.3 | 3.2 |  |  |  | Yemen | 4.68 | 5.2 | 5.6 | 5.7 | 5.9 | 6.1 | 6.05 | 6.2 |  |  |  | Yemen | 1.872 | 2.08 | 2.3 | 2.1 | 2 | 2.4 | 2.5 | 2.6 |  |  |  | Yemen
Zambia | 105 | 1087 | 16% | 40% |  | Zambia | 1.422 | 1.58 | 1.7 | 1.7 | 2.1 | 2.4 | 2.45 | 2.5 |  |  |  | Zambia | 1.764 | 1.96 | 2.1 | 1.7 | 3.5 | 3.4 | 3.3 | 3.2 |  |  |  | Zambia | 4.68 | 5.2 | 5.6 | 5.7 | 5.9 | 6.1 | 6.05 | 6.2 |  |  |  | Zambia | 1.872 | 2.08 | 2.3 | 2.1 | 2 | 2.4 | 2.5 | 2.6 |  |  |  | Zambia
Zimbabwe | 349 | 1010 | 16% | 40% |  | Zimbabwe | 1.422 | 1.58 | 1.7 | 1.7 | 2.1 | 2.4 | 2.45 | 2.5 |  |  |  | Zimbabwe | 1.764 | 1.96 | 2.1 | 1.7 | 3.5 | 3.4 | 3.3 | 3.2 |  |  |  | Zimbabwe | 4.68 | 5.2 | 5.6 | 5.7 | 5.9 | 6.1 | 6.05 | 6.2 |  |  |  | Zimbabwe | 1.872 | 2.08 | 2.3 | 2.1 | 2 | 2.4 | 2.5 | 2.6 |  |  |  | Zimbabwe
Climate Adjustment Factors
Heating | 0.8
Cooling | 0.2
Residential u-values
degree days takes account of heat gains | [5 empty] | Walls | Walls | Walls | Walls | Walls | Walls | Walls | Walls | Walls | Walls | Walls | Walls | Roofs | Roofs | Roofs | Roofs | Roofs | Roofs | Roofs | Roofs | Roofs | Roofs | Roofs | Roofs |  | Windows | Windows | Windows | Windows | Windows | Windows | Windows | Windows | Windows | Windows | Windows
cooling degree days take account of cooling | [5 empty] | Country | 2020 | >2010 | 2000-2010 | 1990-1999 | 1980-1989 | 1970-1979 | 1945-1969 | <1945 |  |  |  | Country | 2020 | >2010 | 2000-2010 | 1990-1999 | 1980-1989 | 1970-1979 | 1945-1969 | <1945 | 0 | 0 | 0 |  | 2020 | >2010 | 2000-2010 | 1990-1999 | 1980-1989 | 1970-1979 | 1945-1969 | <1945 | 0 | 0 | 0
[6 empty] | Afghanistan |  | 0.82192 | 1.5 | 1.53 | 1.56 | 1.7437 | 2.7672 | 3.2777 |  |  |  | Afghanistan |  | 0.32122 | 1.8 | 2.4 | 2.6 | 2.7 | 3.3921 | 3.42 |  |  |  | Afghanistan |  | 3.2323 | 4.0748 | 4.4003 | 4.9575 | 5.4734 | 5.6704 | 6.1
[6 empty] | Albania |  | 0.82192 | 1.5 | 1.53 | 1.56 | 1.7437 | 2.7672 | 3.2777 |  |  |  | Albania |  | 0.32122 | 1.8 | 2.4 | 2.6 | 2.7 | 3.3921 | 3.42 |  |  |  | Albania |  | 3.2323 | 4.0748 | 4.4003 | 4.9575 | 5.4734 | 5.6704 | 6.1
[6 empty] | Algeria |  | 0.82192 | 1.5 | 1.53 | 1.56 | 1.7437 | 2.7672 | 3.2777 |  |  |  | Algeria |  | 0.32122 | 1.8 | 2.4 | 2.6 | 2.7 | 3.3921 | 3.42 |  |  |  | Algeria |  | 3.2323 | 4.0748 | 4.4003 | 4.9575 | 5.4734 | 5.6704 | 6.1
[6 empty] | Angola |  | 0.82192 | 1.5 | 1.53 | 1.56 | 1.7437 | 2.7672 | 3.2777 |  |  |  | Angola |  | 0.32122 | 1.8 | 2.4 | 2.6 | 2.7 | 3.3921 | 3.42 |  |  |  | Angola |  | 3.2323 | 4.0748 | 4.4003 | 4.9575 | 5.4734 | 5.6704 | 6.1
| heating % increase | heating % decrease |  |  |  | Antigua & Barbuda |  | 0.82192 | 1.5 | 1.53 | 1.56 | 1.7437 | 2.7672 | 3.2777 |  |  |  | Antigua & Barbuda |  | 0.32122 | 1.8 | 2.4 | 2.6 | 2.7 | 3.3921 | 3.42 |  |  |  | Antigua & Barbuda |  | 3.2323 | 4.0748 | 4.4003 | 4.9575 | 5.4734 | 5.6704 | 6.1
[6 empty] | Argentina |  | 0.82192 | 1.5 | 1.53 | 1.56 | 1.7437 | 2.7672 | 3.2777 |  |  |  | Argentina |  | 0.32122 | 1.8 | 2.4 | 2.6 | 2.7 | 3.3921 | 3.42 |  |  |  | Argentina |  | 3.2323 | 4.0748 | 4.4003 | 4.9575 | 5.4734 | 5.6704 | 6.1
[6 empty] | Armenia |  | 0.82192 | 1.5 | 1.53 | 1.56 | 1.7437 | 2.7672 | 3.2777 |  |  |  | Armenia |  | 0.32122 | 1.8 | 2.4 | 2.6 | 2.7 | 3.3921 | 3.42 |  |  |  | Armenia |  | 3.2323 | 4.0748 | 4.4003 | 4.9575 | 5.4734 | 5.6704 | 6.1
[6 empty] | Australia |  | 0.82192 | 1.5 | 1.53 | 1.56 | 1.7437 | 2.7672 | 3.2777 |  |  |  | Australia |  | 0.32122 | 1.8 | 2.4 | 2.6 | 2.7 | 3.3921 | 3.42 |  |  |  | Australia |  | 3.2323 | 4.0748 | 4.4003 | 4.9575 | 5.4734 | 5.6704 | 6.1
[6 empty] | Austria |  | 0.34236 | 0.21826 | 0.35 | 0.88018 | 1.3228 | 1.4 | 1.4118 |  |  |  | Austria |  | 0.15926 | 0.18714 | 0.28623 | 0.5163 | 0.79187 | 0.79214 | 1.0177 |  |  |  | Austria |  | 1.0383 | 1.3529 | 1.2947 | 1.9575 | 2.4803 | 2.6388 | 2.0057
|  |  | 75 |  |  | Azerbaijan |  | 0.82192 | 1.5 | 1.53 | 1.56 | 1.7437 | 2.7672 | 3.2777 |  |  |  | Azerbaijan |  | 0.32122 | 1.8 | 2.4 | 2.6 | 2.7 | 3.3921 | 3.42 |  |  |  | Azerbaijan |  | 3.2323 | 4.0748 | 4.4003 | 4.9575 | 5.4734 | 5.6704 | 6.1
[6 empty] | Bahamas |  | 0.82192 | 1.5 | 1.53 | 1.56 | 1.7437 | 2.7672 | 3.2777 |  |  |  | Bahamas |  | 0.32122 | 1.8 | 2.4 | 2.6 | 2.7 | 3.3921 | 3.42 |  |  |  | Bahamas |  | 3.2323 | 4.0748 | 4.4003 | 4.9575 | 5.4734 | 5.6704 | 6.1
[6 empty] | Bahrain |  | 0.82192 | 1.5 | 1.53 | 1.56 | 1.7437 | 2.7672 | 3.2777 |  |  |  | Bahrain |  | 0.32122 | 1.8 | 2.4 | 2.6 | 2.7 | 3.3921 | 3.42 |  |  |  | Bahrain |  | 3.2323 | 4.0748 | 4.4003 | 4.9575 | 5.4734 | 5.6704 | 6.1
[6 empty] | Bangladesh |  | 0.82192 | 1.5 | 1.53 | 1.56 | 1.7437 | 2.7672 | 3.2777 |  |  |  | Bangladesh |  | 0.32122 | 1.8 | 2.4 | 2.6 | 2.7 | 3.3921 | 3.42 |  |  |  | Bangladesh |  | 3.2323 | 4.0748 | 4.4003 | 4.9575 | 5.4734 | 5.6704 | 6.1
[6 empty] | Barbados |  | 0.82192 | 1.5 | 1.53 | 1.56 | 1.7437 | 2.7672 | 3.2777 |  |  |  | Barbados |  | 0.32122 | 1.8 | 2.4 | 2.6 | 2.7 | 3.3921 | 3.42 |  |  |  | Barbados |  | 3.2323 | 4.0748 | 4.4003 | 4.9575 | 5.4734 | 5.6704 | 6.1
[6 empty] | Belarus |  | 0.82192 | 1.5 | 1.53 | 1.56 | 1.7437 | 2.7672 | 3.2777 |  |  |  | Belarus |  | 0.32122 | 1.8 | 2.4 | 2.6 | 2.7 | 3.3921 | 3.42 |  |  |  | Belarus |  | 3.2323 | 4.0748 | 4.4003 | 4.9575 | 5.4734 | 5.6704 | 6.1
[6 empty] | Belgium |  | 0.23 | 0.4 | 0.70167 | 1.4002 | 1.3388 | 1.7 | 2.0504 |  |  |  | Belgium |  | 0.21 | 0.3 | 0.45767 | 0.91917 | 0.85 | 3.3921 | 2.9551 |  |  |  | Belgium |  | 1.7 | 2 | 3.4616 | 3.8876 | 4.2828 | 4.7617 | 5
[6 empty] | Belize |  | 0.82192 | 1.5 | 1.53 | 1.56 | 1.7437 | 2.7672 | 3.2777 |  |  |  | Belize |  | 0.32122 | 1.8 | 2.4 | 2.6 | 2.7 | 3.3921 | 3.42 |  |  |  | Belize |  | 3.2323 | 4.0748 | 4.4003 | 4.9575 | 5.4734 | 5.6704 | 6.1
[6 empty] | Benin |  | 0.82192 | 1.5 | 1.53 | 1.56 | 1.7437 | 2.7672 | 3.2777 |  |  |  | Benin |  | 0.32122 | 1.8 | 2.4 | 2.6 | 2.7 | 3.3921 | 3.42 |  |  |  | Benin |  | 3.2323 | 4.0748 | 4.4003 | 4.9575 | 5.4734 | 5.6704 | 6.1
[6 empty] | Bhutan |  | 0.82192 | 1.5 | 1.53 | 1.56 | 1.7437 | 2.7672 | 3.2777 |  |  |  | Bhutan |  | 0.32122 | 1.8 | 2.4 | 2.6 | 2.7 | 3.3921 | 3.42 |  |  |  | Bhutan |  | 3.2323 | 4.0748 | 4.4003 | 4.9575 | 5.4734 | 5.6704 | 6.1
[6 empty] | Bolivia |  | 0.82192 | 1.5 | 1.53 | 1.56 | 1.7437 | 2.7672 | 3.2777 |  |  |  | Bolivia |  | 0.32122 | 1.8 | 2.4 | 2.6 | 2.7 | 3.3921 | 3.42 |  |  |  | Bolivia |  | 3.2323 | 4.0748 | 4.4003 | 4.9575 | 5.4734 | 5.6704 | 6.1
[6 empty] | Bosnia & Herzegovina |  | 0.82192 | 1.5 | 1.53 | 1.56 | 1.7437 | 2.7672 | 3.2777 |  |  |  | Bosnia & Herzegovina |  | 0.32122 | 1.8 | 2.4 | 2.6 | 2.7 | 3.3921 | 3.42 |  |  |  | Bosnia & Herzegovina |  | 3.2323 | 4.0748 | 4.4003 | 4.9575 | 5.4734 | 5.6704 | 6.1
[6 empty] | Botswana |  | 0.82192 | 1.5 | 1.53 | 1.56 | 1.7437 | 2.7672 | 3.2777 |  |  |  | Botswana |  | 0.32122 | 1.8 | 2.4 | 2.6 | 2.7 | 3.3921 | 3.42 |  |  |  | Botswana |  | 3.2323 | 4.0748 | 4.4003 | 4.9575 | 5.4734 | 5.6704 | 6.1
[6 empty] | Brazil |  | 0.82192 | 1.5 | 1.53 | 1.56 | 1.7437 | 2.7672 | 3.2777 |  |  |  | Brazil |  | 0.32122 | 1.8 | 2.4 | 2.6 | 2.7 | 3.3921 | 3.42 |  |  |  | Brazil |  | 3.2323 | 4.0748 | 4.4003 | 4.9575 | 5.4734 | 5.6704 | 6.1
[6 empty] | Brunei |  | 0.82192 | 1.5 | 1.53 | 1.56 | 1.7437 | 2.7672 | 3.2777 |  |  |  | Brunei |  | 0.32122 | 1.8 | 2.4 | 2.6 | 2.7 | 3.3921 | 3.42 |  |  |  | Brunei |  | 3.2323 | 4.0748 | 4.4003 | 4.9575 | 5.4734 | 5.6704 | 6.1
[6 empty] | Bulgaria |  | 0.40944 | 0.42328 | 0.64888 | 0.83136 | 1.1023 | 1.4352 | 1.3656 |  |  |  | Bulgaria |  | 0.22032 | 0.27 | 0.60637 | 0.89958 | 0.99192 | 1.1505 | 1.3519 |  |  |  | Bulgaria |  | 0.9552 | 1.6536 | 2.0393 | 2.3886 | 3.4291 | 4.0808 | 4.9117
[6 empty] | Burkina Faso |  | 0.82192 | 1.5 | 1.53 | 1.56 | 1.7437 | 2.7672 | 3.2777 |  |  |  | Burkina Faso |  | 0.32122 | 1.8 | 2.4 | 2.6 | 2.7 | 3.3921 | 3.42 |  |  |  | Burkina Faso |  | 3.2323 | 4.0748 | 4.4003 | 4.9575 | 5.4734 | 5.6704 | 6.1
[6 empty] | Burundi |  | 0.82192 | 1.5 | 1.53 | 1.56 | 1.7437 | 2.7672 | 3.2777 |  |  |  | Burundi |  | 0.32122 | 1.8 | 2.4 | 2.6 | 2.7 | 3.3921 | 3.42 |  |  |  | Burundi |  | 3.2323 | 4.0748 | 4.4003 | 4.9575 | 5.4734 | 5.6704 | 6.1
[6 empty] | Cambodia |  | 0.82192 | 1.5 | 1.53 | 1.56 | 1.7437 | 2.7672 | 3.2777 |  |  |  | Cambodia |  | 0.32122 | 1.8 | 2.4 | 2.6 | 2.7 | 3.3921 | 3.42 |  |  |  | Cambodia |  | 3.2323 | 4.0748 | 4.4003 | 4.9575 | 5.4734 | 5.6704 | 6.1
[6 empty] | Cameroon |  | 0.82192 | 1.5 | 1.53 | 1.56 | 1.7437 | 2.7672 | 3.2777 |  |  |  | Cameroon |  | 0.32122 | 1.8 | 2.4 | 2.6 | 2.7 | 3.3921 | 3.42 |  |  |  | Cameroon |  | 3.2323 | 4.0748 | 4.4003 | 4.9575 | 5.4734 | 5.6704 | 6.1
[6 empty] | Canada |  | 0.82192 | 1.5 | 1.53 | 1.56 | 1.7437 | 2.7672 | 3.2777 |  |  |  | Canada |  | 0.32122 | 1.8 | 2.4 | 2.6 | 2.7 | 3.3921 | 3.42 |  |  |  | Canada |  | 3.2323 | 4.0748 | 4.4003 | 4.9575 | 5.4734 | 5.6704 | 6.1
[6 empty] | Cape Verde |  | 0.82192 | 1.5 | 1.53 | 1.56 | 1.7437 | 2.7672 | 3.2777 |  |  |  | Cape Verde |  | 0.32122 | 1.8 | 2.4 | 2.6 | 2.7 | 3.3921 | 3.42 |  |  |  | Cape Verde |  | 3.2323 | 4.0748 | 4.4003 | 4.9575 | 5.4734 | 5.6704 | 6.1
[6 empty] | Central African Republic |  | 0.82192 | 1.5 | 1.53 | 1.56 | 1.7437 | 2.7672 | 3.2777 |  |  |  | Central African Republic |  | 0.32122 | 1.8 | 2.4 | 2.6 | 2.7 | 3.3921 | 3.42 |  |  |  | Central African Republic |  | 3.2323 | 4.0748 | 4.4003 | 4.9575 | 5.4734 | 5.6704 | 6.1
[6 empty] | Chad |  | 0.82192 | 1.5 | 1.53 | 1.56 | 1.7437 | 2.7672 | 3.2777 |  |  |  | Chad |  | 0.32122 | 1.8 | 2.4 | 2.6 | 2.7 | 3.3921 | 3.42 |  |  |  | Chad |  | 3.2323 | 4.0748 | 4.4003 | 4.9575 | 5.4734 | 5.6704 | 6.1
[6 empty] | Chile |  | 0.82192 | 1.5 | 1.53 | 1.56 | 1.7437 | 2.7672 | 3.2777 |  |  |  | Chile |  | 0.32122 | 1.8 | 2.4 | 2.6 | 2.7 | 3.3921 | 3.42 |  |  |  | Chile |  | 3.2323 | 4.0748 | 4.4003 | 4.9575 | 5.4734 | 5.6704 | 6.1
[6 empty] | China |  | 0.82192 | 1.5 | 1.53 | 1.56 | 1.7437 | 2.7672 | 3.2777 |  |  |  | China |  | 0.32122 | 1.8 | 2.4 | 2.6 | 2.7 | 3.3921 | 3.42 |  |  |  | China |  | 3.2323 | 4.0748 | 4.4003 | 4.9575 | 5.4734 | 5.6704 | 6.1
[6 empty] | Colombia |  | 0.82192 | 1.5 | 1.53 | 1.56 | 1.7437 | 2.7672 | 3.2777 |  |  |  | Colombia |  | 0.32122 | 1.8 | 2.4 | 2.6 | 2.7 | 3.3921 | 3.42 |  |  |  | Colombia |  | 3.2323 | 4.0748 | 4.4003 | 4.9575 | 5.4734 | 5.6704 | 6.1
[6 empty] | Comoros |  | 0.82192 | 1.5 | 1.53 | 1.56 | 1.7437 | 2.7672 | 3.2777 |  |  |  | Comoros |  | 0.32122 | 1.8 | 2.4 | 2.6 | 2.7 | 3.3921 | 3.42 |  |  |  | Comoros |  | 3.2323 | 4.0748 | 4.4003 | 4.9575 | 5.4734 | 5.6704 | 6.1
[6 empty] | Congo |  | 0.82192 | 1.5 | 1.53 | 1.56 | 1.7437 | 2.7672 | 3.2777 |  |  |  | Congo |  | 0.32122 | 1.8 | 2.4 | 2.6 | 2.7 | 3.3921 | 3.42 |  |  |  | Congo |  | 3.2323 | 4.0748 | 4.4003 | 4.9575 | 5.4734 | 5.6704 | 6.1
[6 empty] | Congo, Dem. Republic |  | 0.82192 | 1.5 | 1.53 | 1.56 | 1.7437 | 2.7672 | 3.2777 |  |  |  | Congo, Dem. Republic |  | 0.32122 | 1.8 | 2.4 | 2.6 | 2.7 | 3.3921 | 3.42 |  |  |  | Congo, Dem. Republic |  | 3.2323 | 4.0748 | 4.4003 | 4.9575 | 5.4734 | 5.6704 | 6.1
[6 empty] | Cook Islands |  | 0.82192 | 1.5 | 1.53 | 1.56 | 1.7437 | 2.7672 | 3.2777 |  |  |  | Cook Islands |  | 0.32122 | 1.8 | 2.4 | 2.6 | 2.7 | 3.3921 | 3.42 |  |  |  | Cook Islands |  | 3.2323 | 4.0748 | 4.4003 | 4.9575 | 5.4734 | 5.6704 | 6.1
[6 empty] | Costa Rica |  | 0.82192 | 1.5 | 1.53 | 1.56 | 1.7437 | 2.7672 | 3.2777 |  |  |  | Costa Rica |  | 0.32122 | 1.8 | 2.4 | 2.6 | 2.7 | 3.3921 | 3.42 |  |  |  | Costa Rica |  | 3.2323 | 4.0748 | 4.4003 | 4.9575 | 5.4734 | 5.6704 | 6.1
[6 empty] | Côte d'Ivoire |  | 0.82192 | 1.5 | 1.53 | 1.56 | 1.7437 | 2.7672 | 3.2777 |  |  |  | Côte d'Ivoire |  | 0.32122 | 1.8 | 2.4 | 2.6 | 2.7 | 3.3921 | 3.42 |  |  |  | Côte d'Ivoire |  | 3.2323 | 4.0748 | 4.4003 | 4.9575 | 5.4734 | 5.6704 | 6.1
[6 empty] | Croatia |  | 0.18689 | 0.2518 | 0.2945 | 0.475 | 0.90009 | 1.3963 | 1.8284 |  |  |  | Croatia |  | 0.2 | 0.17393 | 0.22517 | 0.32887 | 0.66635 | 0.85315 | 1.6712 |  |  |  | Croatia |  | 0.78411 | 0.94832 | 1.3369 | 1.9968 | 2.5533 | 2.745 | 2.3516
[6 empty] | Cuba |  | 0.82192 | 1.5 | 1.53 | 1.56 | 1.7437 | 2.7672 | 3.2777 |  |  |  | Cuba |  | 0.32122 | 1.8 | 2.4 | 2.6 | 2.7 | 3.3921 | 3.42 |  |  |  | Cuba |  | 3.2323 | 4.0748 | 4.4003 | 4.9575 | 5.4734 | 5.6704 | 6.1
[6 empty] | Cyprus |  | 0.73085 | 0.75229 | 0.77271 | 0.81231 | 0.89257 | 1.06 | 1.39 |  |  |  | Cyprus |  | 0.67184 | 0.75406 | 0.85776 | 1.0238 | 1.359 | 2.0438 | 3.42 |  |  |  | Cyprus |  | 3.1226 | 3.2032 | 3.3683 | 3.5258 | 3.8616 | 4.6112 | 6.1
[6 empty] | Czech Republic |  | 0.31516 | 0.34257 | 0.37544 | 0.92515 | 1.3079 | 1.4075 | 1.3123 |  |  |  | Czech Republic |  | 0.2 | 0.3056 | 0.29583 | 0.33982 | 0.75985 | 0.94 | 1.0327 |  |  |  | Czech Republic |  | 1.2 | 1.5006 | 1.8602 | 2.1285 | 2.6856 | 2.7678 | 2.7
[6 empty] | Denmark |  | 0.18903 | 0.27705 | 0.33889 | 0.39553 | 0.39518 | 0.89838 | 1.1469 |  |  |  | Denmark |  | 0.048294 | 0.11125 | 0.15691 | 0.20308 | 0.4041 | 0.50068 | 0.75897 |  |  |  | Denmark |  | 1.53 | 1.6767 | 2.0326 | 2.3831 | 2.4947 | 2.6708 | 2.6912
[6 empty] | Djibouti |  | 0.82192 | 1.5 | 1.53 | 1.56 | 1.7437 | 2.7672 | 3.2777 |  |  |  | Djibouti |  | 0.32122 | 1.8 | 2.4 | 2.6 | 2.7 | 3.3921 | 3.42 |  |  |  | Djibouti |  | 3.2323 | 4.0748 | 4.4003 | 4.9575 | 5.4734 | 5.6704 | 6.1
[6 empty] | Dominica |  | 0.82192 | 1.5 | 1.53 | 1.56 | 1.7437 | 2.7672 | 3.2777 |  |  |  | Dominica |  | 0.32122 | 1.8 | 2.4 | 2.6 | 2.7 | 3.3921 | 3.42 |  |  |  | Dominica |  | 3.2323 | 4.0748 | 4.4003 | 4.9575 | 5.4734 | 5.6704 | 6.1
[6 empty] | Dominican Republic |  | 0.82192 | 1.5 | 1.53 | 1.56 | 1.7437 | 2.7672 | 3.2777 |  |  |  | Dominican Republic |  | 0.32122 | 1.8 | 2.4 | 2.6 | 2.7 | 3.3921 | 3.42 |  |  |  | Dominican Republic |  | 3.2323 | 4.0748 | 4.4003 | 4.9575 | 5.4734 | 5.6704 | 6.1
[6 empty] | Ecuador |  | 0.82192 | 1.5 | 1.53 | 1.56 | 1.7437 | 2.7672 | 3.2777 |  |  |  | Ecuador |  | 0.32122 | 1.8 | 2.4 | 2.6 | 2.7 | 3.3921 | 3.42 |  |  |  | Ecuador |  | 3.2323 | 4.0748 | 4.4003 | 4.9575 | 5.4734 | 5.6704 | 6.1
[6 empty] | Egypt |  | 0.82192 | 1.5 | 1.53 | 1.56 | 1.7437 | 2.7672 | 3.2777 |  |  |  | Egypt |  | 0.32122 | 1.8 | 2.4 | 2.6 | 2.7 | 3.3921 | 3.42 |  |  |  | Egypt |  | 3.2323 | 4.0748 | 4.4003 | 4.9575 | 5.4734 | 5.6704 | 6.1
[6 empty] | El Salvador |  | 0.82192 | 1.5 | 1.53 | 1.56 | 1.7437 | 2.7672 | 3.2777 |  |  |  | El Salvador |  | 0.32122 | 1.8 | 2.4 | 2.6 | 2.7 | 3.3921 | 3.42 |  |  |  | El Salvador |  | 3.2323 | 4.0748 | 4.4003 | 4.9575 | 5.4734 | 5.6704 | 6.1
[6 empty] | Equatorial Guinea |  | 0.82192 | 1.5 | 1.53 | 1.56 | 1.7437 | 2.7672 | 3.2777 |  |  |  | Equatorial Guinea |  | 0.32122 | 1.8 | 2.4 | 2.6 | 2.7 | 3.3921 | 3.42 |  |  |  | Equatorial Guinea |  | 3.2323 | 4.0748 | 4.4003 | 4.9575 | 5.4734 | 5.6704 | 6.1
[6 empty] | Eritrea |  | 0.82192 | 1.5 | 1.53 | 1.56 | 1.7437 | 2.7672 | 3.2777 |  |  |  | Eritrea |  | 0.32122 | 1.8 | 2.4 | 2.6 | 2.7 | 3.3921 | 3.42 |  |  |  | Eritrea |  | 3.2323 | 4.0748 | 4.4003 | 4.9575 | 5.4734 | 5.6704 | 6.1
[6 empty] | Estonia |  | 0.2 | 0.205 | 0.21 | 0.23 | 0.27 | 0.35 | 0.5 |  |  |  | Estonia |  | 0.2 | 0.205 | 0.21 | 0.23 | 0.27 | 0.35 | 0.5 |  |  |  | Estonia |  | 1.1 | 1.11 | 1.13 | 1.17 | 1.25 | 1.4 | 1.7
[6 empty] | Ethiopia |  | 0.82192 | 1.5 | 1.53 | 1.56 | 1.7437 | 2.7672 | 3.2777 |  |  |  | Ethiopia |  | 0.32122 | 1.8 | 2.4 | 2.6 | 2.7 | 3.3921 | 3.42 |  |  |  | Ethiopia |  | 3.2323 | 4.0748 | 4.4003 | 4.9575 | 5.4734 | 5.6704 | 6.1
[6 empty] | Fiji |  | 0.82192 | 1.5 | 1.53 | 1.56 | 1.7437 | 2.7672 | 3.2777 |  |  |  | Fiji |  | 0.32122 | 1.8 | 2.4 | 2.6 | 2.7 | 3.3921 | 3.42 |  |  |  | Fiji |  | 3.2323 | 4.0748 | 4.4003 | 4.9575 | 5.4734 | 5.6704 | 6.1
[6 empty] | Finland |  | 0.13 | 0.2 | 0.25 | 0.3 | 0.4 | 0.5 | 0.6 |  |  |  | Finland |  | 0.1 | 0.13 | 0.15 | 0.2 | 0.3 | 0.35 | 0.4 |  |  |  | Finland |  | 1.38 | 1.5 | 1.6 | 1.7 | 1.9 | 2.05 | 2.2
[6 empty] | France |  | 0.19235 | 0.3168 | 0.3338 | 0.43723 | 1.1478 | 2.7672 | 1.6131 |  |  |  | France |  | 0.13912 | 0.21646 | 0.37794 | 0.49986 | 1.0297 | 2.1879 | 1.3904 |  |  |  | France |  | 1.4 | 1.6 | 2.6447 | 2.8258 | 3.4927 | 3.8175 | 4.0487
[6 empty] | Gabon |  | 0.82192 | 1.5 | 1.53 | 1.56 | 1.7437 | 2.7672 | 3.2777 |  |  |  | Gabon |  | 0.32122 | 1.8 | 2.4 | 2.6 | 2.7 | 3.3921 | 3.42 |  |  |  | Gabon |  | 3.2323 | 4.0748 | 4.4003 | 4.9575 | 5.4734 | 5.6704 | 6.1
[6 empty] | Gambia |  | 0.82192 | 1.5 | 1.53 | 1.56 | 1.7437 | 2.7672 | 3.2777 |  |  |  | Gambia |  | 0.32122 | 1.8 | 2.4 | 2.6 | 2.7 | 3.3921 | 3.42 |  |  |  | Gambia |  | 3.2323 | 4.0748 | 4.4003 | 4.9575 | 5.4734 | 5.6704 | 6.1
[6 empty] | Georgia |  | 0.82192 | 1.5 | 1.53 | 1.56 | 1.7437 | 2.7672 | 3.2777 |  |  |  | Georgia |  | 0.32122 | 1.8 | 2.4 | 2.6 | 2.7 | 3.3921 | 3.42 |  |  |  | Georgia |  | 3.2323 | 4.0748 | 4.4003 | 4.9575 | 5.4734 | 5.6704 | 6.1
[6 empty] | Germany |  | 0.24582 | 0.28735 | 0.43323 | 0.5686 | 1.0202 | 1.2277 | 1.8192 |  |  |  | Germany |  | 0.19213 | 0.22241 | 0.33994 | 0.38512 | 0.51 | 0.82339 | 1.5212 |  |  |  | Germany |  | 1.2 | 1.3626 | 1.8003 | 2.3601 | 2.644 | 2.889 | 2.799
[6 empty] | Ghana |  | 0.82192 | 1.5 | 1.53 | 1.56 | 1.7437 | 2.7672 | 3.2777 |  |  |  | Ghana |  | 0.32122 | 1.8 | 2.4 | 2.6 | 2.7 | 3.3921 | 3.42 |  |  |  | Ghana |  | 3.2323 | 4.0748 | 4.4003 | 4.9575 | 5.4734 | 5.6704 | 6.1
[6 empty] | Greece |  | 0.48321 | 0.7 | 0.8298 | 1.0029 | 1.4113 | 1.7631 | 2.3754 |  |  |  | Greece |  | 0.43679 | 0.52721 | 0.90326 | 1.2889 | 1.8332 | 2.4562 | 2.9779 |  |  |  | Greece |  | 2.9 | 4.0748 | 4.4003 | 4.9575 | 4.6924 | 4.3034 | 4.1725
[6 empty] | Grenada |  | 0.82192 | 1.5 | 1.53 | 1.56 | 1.7437 | 2.7672 | 3.2777 |  |  |  | Grenada |  | 0.32122 | 1.8 | 2.4 | 2.6 | 2.7 | 3.3921 | 3.42 |  |  |  | Grenada |  | 3.2323 | 4.0748 | 4.4003 | 4.9575 | 5.4734 | 5.6704 | 6.1
[6 empty] | Guatemala |  | 0.82192 | 1.5 | 1.53 | 1.56 | 1.7437 | 2.7672 | 3.2777 |  |  |  | Guatemala |  | 0.32122 | 1.8 | 2.4 | 2.6 | 2.7 | 3.3921 | 3.42 |  |  |  | Guatemala |  | 3.2323 | 4.0748 | 4.4003 | 4.9575 | 5.4734 | 5.6704 | 6.1
[6 empty] | Guinea |  | 0.82192 | 1.5 | 1.53 | 1.56 | 1.7437 | 2.7672 | 3.2777 |  |  |  | Guinea |  | 0.32122 | 1.8 | 2.4 | 2.6 | 2.7 | 3.3921 | 3.42 |  |  |  | Guinea |  | 3.2323 | 4.0748 | 4.4003 | 4.9575 | 5.4734 | 5.6704 | 6.1
[6 empty] | Guinea-Bissau |  | 0.82192 | 1.5 | 1.53 | 1.56 | 1.7437 | 2.7672 | 3.2777 |  |  |  | Guinea-Bissau |  | 0.32122 | 1.8 | 2.4 | 2.6 | 2.7 | 3.3921 | 3.42 |  |  |  | Guinea-Bissau |  | 3.2323 | 4.0748 | 4.4003 | 4.9575 | 5.4734 | 5.6704 | 6.1
[6 empty] | Guyana |  | 0.82192 | 1.5 | 1.53 | 1.56 | 1.7437 | 2.7672 | 3.2777 |  |  |  | Guyana |  | 0.32122 | 1.8 | 2.4 | 2.6 | 2.7 | 3.3921 | 3.42 |  |  |  | Guyana |  | 3.2323 | 4.0748 | 4.4003 | 4.9575 | 5.4734 | 5.6704 | 6.1
[6 empty] | Haiti |  | 0.82192 | 1.5 | 1.53 | 1.56 | 1.7437 | 2.7672 | 3.2777 |  |  |  | Haiti |  | 0.32122 | 1.8 | 2.4 | 2.6 | 2.7 | 3.3921 | 3.42 |  |  |  | Haiti |  | 3.2323 | 4.0748 | 4.4003 | 4.9575 | 5.4734 | 5.6704 | 6.1
[6 empty] | Honduras |  | 0.82192 | 1.5 | 1.53 | 1.56 | 1.7437 | 2.7672 | 3.2777 |  |  |  | Honduras |  | 0.32122 | 1.8 | 2.4 | 2.6 | 2.7 | 3.3921 | 3.42 |  |  |  | Honduras |  | 3.2323 | 4.0748 | 4.4003 | 4.9575 | 5.4734 | 5.6704 | 6.1
[6 empty] | Hungary |  | 0.22 | 0.35 | 0.49 | 1.3641 | 1.36 | 1.3537 | 0.96698 |  |  |  | Hungary |  | 0.21 | 0.24414 | 0.28518 | 0.38662 | 0.63504 | 0.92134 | 1.1303 |  |  |  | Hungary |  | 1.5 | 1.75 | 2 | 2.1623 | 2.3444 | 2.7033 | 3.5
[6 empty] | Iceland |  | 0.82192 | 1.5 | 1.53 | 1.56 | 1.7437 | 2.7672 | 3.2777 |  |  |  | Iceland |  | 0.32122 | 1.8 | 2.4 | 2.6 | 2.7 | 3.3921 | 3.42 |  |  |  | Iceland |  | 3.2323 | 4.0748 | 4.4003 | 4.9575 | 5.4734 | 5.6704 | 6.1
[6 empty] | India |  | 0.82192 | 1.5 | 1.53 | 1.56 | 1.7437 | 2.7672 | 3.2777 |  |  |  | India |  | 0.32122 | 1.8 | 2.4 | 2.6 | 2.7 | 3.3921 | 3.42 |  |  |  | India |  | 3.2323 | 4.0748 | 4.4003 | 4.9575 | 5.4734 | 5.6704 | 6.1
[6 empty] | Indonesia |  | 0.82192 | 1.5 | 1.53 | 1.56 | 1.7437 | 2.7672 | 3.2777 |  |  |  | Indonesia |  | 0.32122 | 1.8 | 2.4 | 2.6 | 2.7 | 3.3921 | 3.42 |  |  |  | Indonesia |  | 3.2323 | 4.0748 | 4.4003 | 4.9575 | 5.4734 | 5.6704 | 6.1
[6 empty] | Iran |  | 0.82192 | 1.5 | 1.53 | 1.56 | 1.7437 | 2.7672 | 3.2777 |  |  |  | Iran |  | 0.32122 | 1.8 | 2.4 | 2.6 | 2.7 | 3.3921 | 3.42 |  |  |  | Iran |  | 3.2323 | 4.0748 | 4.4003 | 4.9575 | 5.4734 | 5.6704 | 6.1
[6 empty] | Iraq |  | 0.82192 | 1.5 | 1.53 | 1.56 | 1.7437 | 2.7672 | 3.2777 |  |  |  | Iraq |  | 0.32122 | 1.8 | 2.4 | 2.6 | 2.7 | 3.3921 | 3.42 |  |  |  | Iraq |  | 3.2323 | 4.0748 | 4.4003 | 4.9575 | 5.4734 | 5.6704 | 6.1
[6 empty] | Ireland |  | 0.21091 | 0.27168 | 0.54637 | 0.60383 | 1.7437 | 2.0484 | 2.0142 |  |  |  | Ireland |  | 0.15974 | 0.17524 | 0.26889 | 0.4 | 0.73442 | 0.68591 | 1.1498 |  |  |  | Ireland |  | 1.3027 | 2.3561 | 2.8073 | 4.1219 | 4.9099 | 5.6704 | 4.7457
[6 empty] | Israel |  | 0.82192 | 1.5 | 1.53 | 1.56 | 1.7437 | 2.7672 | 3.2777 |  |  |  | Israel |  | 0.32122 | 1.8 | 2.4 | 2.6 | 2.7 | 3.3921 | 3.42 |  |  |  | Israel |  | 3.2323 | 4.0748 | 4.4003 | 4.9575 | 5.4734 | 5.6704 | 6.1
[6 empty] | Italy |  | 0.34 | 0.46 | 0.59 | 0.78561 | 1.1674 | 1.3712 | 1.2869 |  |  |  | Italy |  | 0.28 | 0.42 | 0.57 | 0.90997 | 1.2025 | 1.3597 | 1.5266 |  |  |  | Italy |  | 2.2 | 2.5632 | 2.9296 | 3.52 | 4.053 | 4.4875 | 4.9715
[6 empty] | Jamaica |  | 0.82192 | 1.5 | 1.53 | 1.56 | 1.7437 | 2.7672 | 3.2777 |  |  |  | Jamaica |  | 0.32122 | 1.8 | 2.4 | 2.6 | 2.7 | 3.3921 | 3.42 |  |  |  | Jamaica |  | 3.2323 | 4.0748 | 4.4003 | 4.9575 | 5.4734 | 5.6704 | 6.1
[6 empty] | Japan |  | 0.82192 | 1.5 | 1.53 | 1.56 | 1.7437 | 2.7672 | 3.2777 |  |  |  | Japan |  | 0.32122 | 1.8 | 2.4 | 2.6 | 2.7 | 3.3921 | 3.42 |  |  |  | Japan |  | 3.2323 | 4.0748 | 4.4003 | 4.9575 | 5.4734 | 5.6704 | 6.1
[6 empty] | Jordan |  | 0.82192 | 1.5 | 1.53 | 1.56 | 1.7437 | 2.7672 | 3.2777 |  |  |  | Jordan |  | 0.32122 | 1.8 | 2.4 | 2.6 | 2.7 | 3.3921 | 3.42 |  |  |  | Jordan |  | 3.2323 | 4.0748 | 4.4003 | 4.9575 | 5.4734 | 5.6704 | 6.1
[6 empty] | Kazakhstan |  | 0.82192 | 1.5 | 1.53 | 1.56 | 1.7437 | 2.7672 | 3.2777 |  |  |  | Kazakhstan |  | 0.32122 | 1.8 | 2.4 | 2.6 | 2.7 | 3.3921 | 3.42 |  |  |  | Kazakhstan |  | 3.2323 | 4.0748 | 4.4003 | 4.9575 | 5.4734 | 5.6704 | 6.1
[6 empty] | Kenya |  | 0.82192 | 1.5 | 1.53 | 1.56 | 1.7437 | 2.7672 | 3.2777 |  |  |  | Kenya |  | 0.32122 | 1.8 | 2.4 | 2.6 | 2.7 | 3.3921 | 3.42 |  |  |  | Kenya |  | 3.2323 | 4.0748 | 4.4003 | 4.9575 | 5.4734 | 5.6704 | 6.1
[6 empty] | Kiribati |  | 0.82192 | 1.5 | 1.53 | 1.56 | 1.7437 | 2.7672 | 3.2777 |  |  |  | Kiribati |  | 0.32122 | 1.8 | 2.4 | 2.6 | 2.7 | 3.3921 | 3.42 |  |  |  | Kiribati |  | 3.2323 | 4.0748 | 4.4003 | 4.9575 | 5.4734 | 5.6704 | 6.1
[6 empty] | Korea (North) |  | 0.82192 | 1.5 | 1.53 | 1.56 | 1.7437 | 2.7672 | 3.2777 |  |  |  | Korea (North) |  | 0.32122 | 1.8 | 2.4 | 2.6 | 2.7 | 3.3921 | 3.42 |  |  |  | Korea (North) |  | 3.2323 | 4.0748 | 4.4003 | 4.9575 | 5.4734 | 5.6704 | 6.1
[6 empty] | Korea (South) |  | 0.82192 | 1.5 | 1.53 | 1.56 | 1.7437 | 2.7672 | 3.2777 |  |  |  | Korea (South) |  | 0.32122 | 1.8 | 2.4 | 2.6 | 2.7 | 3.3921 | 3.42 |  |  |  | Korea (South) |  | 3.2323 | 4.0748 | 4.4003 | 4.9575 | 5.4734 | 5.6704 | 6.1
[6 empty] | Kuwait |  | 0.82192 | 1.5 | 1.53 | 1.56 | 1.7437 | 2.7672 | 3.2777 |  |  |  | Kuwait |  | 0.32122 | 1.8 | 2.4 | 2.6 | 2.7 | 3.3921 | 3.42 |  |  |  | Kuwait |  | 3.2323 | 4.0748 | 4.4003 | 4.9575 | 5.4734 | 5.6704 | 6.1
[6 empty] | Kyrgyzstan |  | 0.82192 | 1.5 | 1.53 | 1.56 | 1.7437 | 2.7672 | 3.2777 |  |  |  | Kyrgyzstan |  | 0.32122 | 1.8 | 2.4 | 2.6 | 2.7 | 3.3921 | 3.42 |  |  |  | Kyrgyzstan |  | 3.2323 | 4.0748 | 4.4003 | 4.9575 | 5.4734 | 5.6704 | 6.1
[6 empty] | Laos |  | 0.82192 | 1.5 | 1.53 | 1.56 | 1.7437 | 2.7672 | 3.2777 |  |  |  | Laos |  | 0.32122 | 1.8 | 2.4 | 2.6 | 2.7 | 3.3921 | 3.42 |  |  |  | Laos |  | 3.2323 | 4.0748 | 4.4003 | 4.9575 | 5.4734 | 5.6704 | 6.1
[6 empty] | Latvia |  | 0.82192 | 0.9 | 0.9142 | 0.92335 | 0.94714 | 0.99363 | 1.0395 |  |  |  | Latvia |  | 0.33 | 0.5 | 0.7 | 0.9 | 1.1 | 1.1564 | 1.2 |  |  |  | Latvia |  | 1.3 | 1.8 | 2.15 | 2.5 | 2.55 | 2.6 | 2.7
[6 empty] | Lebanon |  | 0.82192 | 1.5 | 1.53 | 1.56 | 1.7437 | 2.7672 | 3.2777 |  |  |  | Lebanon |  | 0.32122 | 1.8 | 2.4 | 2.6 | 2.7 | 3.3921 | 3.42 |  |  |  | Lebanon |  | 3.2323 | 4.0748 | 4.4003 | 4.9575 | 5.4734 | 5.6704 | 6.1
[6 empty] | Lesotho |  | 0.82192 | 1.5 | 1.53 | 1.56 | 1.7437 | 2.7672 | 3.2777 |  |  |  | Lesotho |  | 0.32122 | 1.8 | 2.4 | 2.6 | 2.7 | 3.3921 | 3.42 |  |  |  | Lesotho |  | 3.2323 | 4.0748 | 4.4003 | 4.9575 | 5.4734 | 5.6704 | 6.1
[6 empty] | Liberia |  | 0.82192 | 1.5 | 1.53 | 1.56 | 1.7437 | 2.7672 | 3.2777 |  |  |  | Liberia |  | 0.32122 | 1.8 | 2.4 | 2.6 | 2.7 | 3.3921 | 3.42 |  |  |  | Liberia |  | 3.2323 | 4.0748 | 4.4003 | 4.9575 | 5.4734 | 5.6704 | 6.1
[6 empty] | Libya |  | 0.82192 | 1.5 | 1.53 | 1.56 | 1.7437 | 2.7672 | 3.2777 |  |  |  | Libya |  | 0.32122 | 1.8 | 2.4 | 2.6 | 2.7 | 3.3921 | 3.42 |  |  |  | Libya |  | 3.2323 | 4.0748 | 4.4003 | 4.9575 | 5.4734 | 5.6704 | 6.1
[6 empty] | Lithuania |  | 0.78 | 0.2 | 0.28 | 0.35 | 0.5 | 0.75 | 1 |  |  |  | Lithuania |  | 0.35 | 0.4 | 0.45 | 0.5 | 0.6 | 0.8 | 1 |  |  |  | Lithuania |  | 2.37 | 1.6 | 1.65 | 1.7 | 1.8 | 2 | 2.2
[6 empty] | Luxembourg |  | 0.34 | 0.4 | 0.5 | 0.6 | 0.85 | 1.1 | 1.6 |  |  |  | Luxembourg |  | 0.2 | 0.25 | 0.28 | 0.35 | 0.57 | 0.93 | 1.43 |  |  |  | Luxembourg |  | 1.4 | 1.3 | 1.6 | 2 | 3 | 3.8 | 4.5
[6 empty] | Macedonia, FYR |  | 0.82192 | 1.5 | 1.53 | 1.56 | 1.7437 | 2.7672 | 3.2777 |  |  |  | Macedonia, FYR |  | 0.32122 | 1.8 | 2.4 | 2.6 | 2.7 | 3.3921 | 3.42 |  |  |  | Macedonia, FYR |  | 3.2323 | 4.0748 | 4.4003 | 4.9575 | 5.4734 | 5.6704 | 6.1
[6 empty] | Madagascar |  | 0.82192 | 1.5 | 1.53 | 1.56 | 1.7437 | 2.7672 | 3.2777 |  |  |  | Madagascar |  | 0.32122 | 1.8 | 2.4 | 2.6 | 2.7 | 3.3921 | 3.42 |  |  |  | Madagascar |  | 3.2323 | 4.0748 | 4.4003 | 4.9575 | 5.4734 | 5.6704 | 6.1
[6 empty] | Malawi |  | 0.82192 | 1.5 | 1.53 | 1.56 | 1.7437 | 2.7672 | 3.2777 |  |  |  | Malawi |  | 0.32122 | 1.8 | 2.4 | 2.6 | 2.7 | 3.3921 | 3.42 |  |  |  | Malawi |  | 3.2323 | 4.0748 | 4.4003 | 4.9575 | 5.4734 | 5.6704 | 6.1
[6 empty] | Malaysia |  | 0.82192 | 1.5 | 1.53 | 1.56 | 1.7437 | 2.7672 | 3.2777 |  |  |  | Malaysia |  | 0.32122 | 1.8 | 2.4 | 2.6 | 2.7 | 3.3921 | 3.42 |  |  |  | Malaysia |  | 3.2323 | 4.0748 | 4.4003 | 4.9575 | 5.4734 | 5.6704 | 6.1
[6 empty] | Maldives |  | 0.82192 | 1.5 | 1.53 | 1.56 | 1.7437 | 2.7672 | 3.2777 |  |  |  | Maldives |  | 0.32122 | 1.8 | 2.4 | 2.6 | 2.7 | 3.3921 | 3.42 |  |  |  | Maldives |  | 3.2323 | 4.0748 | 4.4003 | 4.9575 | 5.4734 | 5.6704 | 6.1
[6 empty] | Mali |  | 0.82192 | 1.5 | 1.53 | 1.56 | 1.7437 | 2.7672 | 3.2777 |  |  |  | Mali |  | 0.32122 | 1.8 | 2.4 | 2.6 | 2.7 | 3.3921 | 3.42 |  |  |  | Mali |  | 3.2323 | 4.0748 | 4.4003 | 4.9575 | 5.4734 | 5.6704 | 6.1
[6 empty] | Malta |  | 0.34 | 1.5 | 1.53 | 1.56 | 1.62 | 1.75 | 2 |  |  |  | Malta |  | 0.2 | 1.8 | 1.81 | 1.81 | 1.82 | 1.85 | 1.9 |  |  |  | Malta |  | 1.4 | 1.53 | 1.67 | 1.95 | 2.5 | 3.6 | 5.8
[6 empty] | Mauritania |  | 0.82192 | 1.5 | 1.53 | 1.56 | 1.7437 | 2.7672 | 3.2777 |  |  |  | Mauritania |  | 0.32122 | 1.8 | 2.4 | 2.6 | 2.7 | 3.3921 | 3.42 |  |  |  | Mauritania |  | 3.2323 | 4.0748 | 4.4003 | 4.9575 | 5.4734 | 5.6704 | 6.1
[6 empty] | Mauritius |  | 0.82192 | 1.5 | 1.53 | 1.56 | 1.7437 | 2.7672 | 3.2777 |  |  |  | Mauritius |  | 0.32122 | 1.8 | 2.4 | 2.6 | 2.7 | 3.3921 | 3.42 |  |  |  | Mauritius |  | 3.2323 | 4.0748 | 4.4003 | 4.9575 | 5.4734 | 5.6704 | 6.1
[6 empty] | Mexico |  | 0.82192 | 1.5 | 1.53 | 1.56 | 1.7437 | 2.7672 | 3.2777 |  |  |  | Mexico |  | 0.32122 | 1.8 | 2.4 | 2.6 | 2.7 | 3.3921 | 3.42 |  |  |  | Mexico |  | 3.2323 | 4.0748 | 4.4003 | 4.9575 | 5.4734 | 5.6704 | 6.1
[6 empty] | Moldova |  | 0.82192 | 1.5 | 1.53 | 1.56 | 1.7437 | 2.7672 | 3.2777 |  |  |  | Moldova |  | 0.32122 | 1.8 | 2.4 | 2.6 | 2.7 | 3.3921 | 3.42 |  |  |  | Moldova |  | 3.2323 | 4.0748 | 4.4003 | 4.9575 | 5.4734 | 5.6704 | 6.1
[6 empty] | Mongolia |  | 0.82192 | 1.5 | 1.53 | 1.56 | 1.7437 | 2.7672 | 3.2777 |  |  |  | Mongolia |  | 0.32122 | 1.8 | 2.4 | 2.6 | 2.7 | 3.3921 | 3.42 |  |  |  | Mongolia |  | 3.2323 | 4.0748 | 4.4003 | 4.9575 | 5.4734 | 5.6704 | 6.1
[6 empty] | Morocco |  | 0.82192 | 1.5 | 1.53 | 1.56 | 1.7437 | 2.7672 | 3.2777 |  |  |  | Morocco |  | 0.32122 | 1.8 | 2.4 | 2.6 | 2.7 | 3.3921 | 3.42 |  |  |  | Morocco |  | 3.2323 | 4.0748 | 4.4003 | 4.9575 | 5.4734 | 5.6704 | 6.1
[6 empty] | Mozambique |  | 0.82192 | 1.5 | 1.53 | 1.56 | 1.7437 | 2.7672 | 3.2777 |  |  |  | Mozambique |  | 0.32122 | 1.8 | 2.4 | 2.6 | 2.7 | 3.3921 | 3.42 |  |  |  | Mozambique |  | 3.2323 | 4.0748 | 4.4003 | 4.9575 | 5.4734 | 5.6704 | 6.1
[6 empty] | Myanmar |  | 0.82192 | 1.5 | 1.53 | 1.56 | 1.7437 | 2.7672 | 3.2777 |  |  |  | Myanmar |  | 0.32122 | 1.8 | 2.4 | 2.6 | 2.7 | 3.3921 | 3.42 |  |  |  | Myanmar |  | 3.2323 | 4.0748 | 4.4003 | 4.9575 | 5.4734 | 5.6704 | 6.1
[6 empty] | Namibia |  | 0.82192 | 1.5 | 1.53 | 1.56 | 1.7437 | 2.7672 | 3.2777 |  |  |  | Namibia |  | 0.32122 | 1.8 | 2.4 | 2.6 | 2.7 | 3.3921 | 3.42 |  |  |  | Namibia |  | 3.2323 | 4.0748 | 4.4003 | 4.9575 | 5.4734 | 5.6704 | 6.1
[6 empty] | Nauru |  | 0.82192 | 1.5 | 1.53 | 1.56 | 1.7437 | 2.7672 | 3.2777 |  |  |  | Nauru |  | 0.32122 | 1.8 | 2.4 | 2.6 | 2.7 | 3.3921 | 3.42 |  |  |  | Nauru |  | 3.2323 | 4.0748 | 4.4003 | 4.9575 | 5.4734 | 5.6704 | 6.1
[6 empty] | Nepal |  | 0.82192 | 1.5 | 1.53 | 1.56 | 1.7437 | 2.7672 | 3.2777 |  |  |  | Nepal |  | 0.32122 | 1.8 | 2.4 | 2.6 | 2.7 | 3.3921 | 3.42 |  |  |  | Nepal |  | 3.2323 | 4.0748 | 4.4003 | 4.9575 | 5.4734 | 5.6704 | 6.1
[6 empty] | Netherlands |  | 0.21 | 0.27 | 0.36 | 0.64 | 1.45 | 1.6653 | 1.8868 |  |  |  | Netherlands |  | 0.16 | 0.23 | 0.36 | 0.64 | 0.89 | 1.3367 | 1.7851 |  |  |  | Netherlands |  | 1.8 | 1.9011 | 1.9846 | 2.1618 | 2.4445 | 2.901 | 3.9927
[6 empty] | New Zealand |  | 0.82192 | 1.5 | 1.53 | 1.56 | 1.7437 | 2.7672 | 3.2777 |  |  |  | New Zealand |  | 0.32122 | 1.8 | 2.4 | 2.6 | 2.7 | 3.3921 | 3.42 |  |  |  | New Zealand |  | 3.2323 | 4.0748 | 4.4003 | 4.9575 | 5.4734 | 5.6704 | 6.1
[6 empty] | Nicaragua |  | 0.82192 | 1.5 | 1.53 | 1.56 | 1.7437 | 2.7672 | 3.2777 |  |  |  | Nicaragua |  | 0.32122 | 1.8 | 2.4 | 2.6 | 2.7 | 3.3921 | 3.42 |  |  |  | Nicaragua |  | 3.2323 | 4.0748 | 4.4003 | 4.9575 | 5.4734 | 5.6704 | 6.1
[6 empty] | Niger |  | 0.82192 | 1.5 | 1.53 | 1.56 | 1.7437 | 2.7672 | 3.2777 |  |  |  | Niger |  | 0.32122 | 1.8 | 2.4 | 2.6 | 2.7 | 3.3921 | 3.42 |  |  |  | Niger |  | 3.2323 | 4.0748 | 4.4003 | 4.9575 | 5.4734 | 5.6704 | 6.1
[6 empty] | Nigeria |  | 0.82192 | 1.5 | 1.53 | 1.56 | 1.7437 | 2.7672 | 3.2777 |  |  |  | Nigeria |  | 0.32122 | 1.8 | 2.4 | 2.6 | 2.7 | 3.3921 | 3.42 |  |  |  | Nigeria |  | 3.2323 | 4.0748 | 4.4003 | 4.9575 | 5.4734 | 5.6704 | 6.1
[6 empty] | Niue |  | 0.82192 | 1.5 | 1.53 | 1.56 | 1.7437 | 2.7672 | 3.2777 |  |  |  | Niue |  | 0.32122 | 1.8 | 2.4 | 2.6 | 2.7 | 3.3921 | 3.42 |  |  |  | Niue |  | 3.2323 | 4.0748 | 4.4003 | 4.9575 | 5.4734 | 5.6704 | 6.1
[6 empty] | Norway |  | 0.82192 | 1.5 | 1.53 | 1.56 | 1.7437 | 2.7672 | 3.2777 |  |  |  | Norway |  | 0.32122 | 1.8 | 2.4 | 2.6 | 2.7 | 3.3921 | 3.42 |  |  |  | Norway |  | 3.2323 | 4.0748 | 4.4003 | 4.9575 | 5.4734 | 5.6704 | 6.1
[6 empty] | Oman |  | 0.82192 | 1.5 | 1.53 | 1.56 | 1.7437 | 2.7672 | 3.2777 |  |  |  | Oman |  | 0.32122 | 1.8 | 2.4 | 2.6 | 2.7 | 3.3921 | 3.42 |  |  |  | Oman |  | 3.2323 | 4.0748 | 4.4003 | 4.9575 | 5.4734 | 5.6704 | 6.1
[6 empty] | Pakistan |  | 0.82192 | 1.5 | 1.53 | 1.56 | 1.7437 | 2.7672 | 3.2777 |  |  |  | Pakistan |  | 0.32122 | 1.8 | 2.4 | 2.6 | 2.7 | 3.3921 | 3.42 |  |  |  | Pakistan |  | 3.2323 | 4.0748 | 4.4003 | 4.9575 | 5.4734 | 5.6704 | 6.1
[6 empty] | Palau |  | 0.82192 | 1.5 | 1.53 | 1.56 | 1.7437 | 2.7672 | 3.2777 |  |  |  | Palau |  | 0.32122 | 1.8 | 2.4 | 2.6 | 2.7 | 3.3921 | 3.42 |  |  |  | Palau |  | 3.2323 | 4.0748 | 4.4003 | 4.9575 | 5.4734 | 5.6704 | 6.1
[6 empty] | Panama |  | 0.82192 | 1.5 | 1.53 | 1.56 | 1.7437 | 2.7672 | 3.2777 |  |  |  | Panama |  | 0.32122 | 1.8 | 2.4 | 2.6 | 2.7 | 3.3921 | 3.42 |  |  |  | Panama |  | 3.2323 | 4.0748 | 4.4003 | 4.9575 | 5.4734 | 5.6704 | 6.1
[6 empty] | Papua New Guinea |  | 0.82192 | 1.5 | 1.53 | 1.56 | 1.7437 | 2.7672 | 3.2777 |  |  |  | Papua New Guinea |  | 0.32122 | 1.8 | 2.4 | 2.6 | 2.7 | 3.3921 | 3.42 |  |  |  | Papua New Guinea |  | 3.2323 | 4.0748 | 4.4003 | 4.9575 | 5.4734 | 5.6704 | 6.1
[6 empty] | Paraguay |  | 0.82192 | 1.5 | 1.53 | 1.56 | 1.7437 | 2.7672 | 3.2777 |  |  |  | Paraguay |  | 0.32122 | 1.8 | 2.4 | 2.6 | 2.7 | 3.3921 | 3.42 |  |  |  | Paraguay |  | 3.2323 | 4.0748 | 4.4003 | 4.9575 | 5.4734 | 5.6704 | 6.1
[6 empty] | Peru |  | 0.82192 | 1.5 | 1.53 | 1.56 | 1.7437 | 2.7672 | 3.2777 |  |  |  | Peru |  | 0.32122 | 1.8 | 2.4 | 2.6 | 2.7 | 3.3921 | 3.42 |  |  |  | Peru |  | 3.2323 | 4.0748 | 4.4003 | 4.9575 | 5.4734 | 5.6704 | 6.1
[6 empty] | Philippines |  | 0.82192 | 1.5 | 1.53 | 1.56 | 1.7437 | 2.7672 | 3.2777 |  |  |  | Philippines |  | 0.32122 | 1.8 | 2.4 | 2.6 | 2.7 | 3.3921 | 3.42 |  |  |  | Philippines |  | 3.2323 | 4.0748 | 4.4003 | 4.9575 | 5.4734 | 5.6704 | 6.1
[6 empty] | Poland |  | 0.18667 | 0.21498 | 0.25349 | 0.85243 | 1.1417 | 1.4938 | 1.7161 |  |  |  | Poland |  | 0.3312 | 0.43128 | 0.43707 | 0.64222 | 0.50374 | 0.69596 | 0.80792 |  |  |  | Poland |  | 1.2773 | 1.3501 | 1.6 | 2.6 | 3.1643 | 3.7284 | 4.8555
[6 empty] | Portugal |  | 0.54 | 0.8 | 1.2 | 1.4 | 1.45 | 1.5 | 2 |  |  |  | Portugal |  | 0.55 | 1.3 | 2.4 | 2.6 | 2.7 | 3 | 3.1 |  |  |  | Portugal |  | 2.8 | 2.88 | 2.97 | 3.15 | 3.5 | 4.2 | 4.3
[6 empty] | Qatar |  | 0.82192 | 1.5 | 1.53 | 1.56 | 1.7437 | 2.7672 | 3.2777 |  |  |  | Qatar |  | 0.32122 | 1.8 | 2.4 | 2.6 | 2.7 | 3.3921 | 3.42 |  |  |  | Qatar |  | 3.2323 | 4.0748 | 4.4003 | 4.9575 | 5.4734 | 5.6704 | 6.1
[6 empty] | Romania |  | 0.67 | 0.9 | 1.3 | 1.4 | 1.5 | 1.7 | 1.9 |  |  |  | Romania |  | 0.29 | 1 | 1.2 | 1.23 | 1.25 | 1.3 | 1.4 |  |  |  | Romania |  | 1.3 | 1.4 | 2.4 | 2.43 | 2.45 | 2.5 | 2.6
[6 empty] | Russia |  | 0.82192 | 1.5 | 1.53 | 1.56 | 1.7437 | 2.7672 | 3.2777 |  |  |  | Russia |  | 0.32122 | 1.8 | 2.4 | 2.6 | 2.7 | 3.3921 | 3.42 |  |  |  | Russia |  | 3.2323 | 4.0748 | 4.4003 | 4.9575 | 5.4734 | 5.6704 | 6.1
[6 empty] | Rwanda |  | 0.82192 | 1.5 | 1.53 | 1.56 | 1.7437 | 2.7672 | 3.2777 |  |  |  | Rwanda |  | 0.32122 | 1.8 | 2.4 | 2.6 | 2.7 | 3.3921 | 3.42 |  |  |  | Rwanda |  | 3.2323 | 4.0748 | 4.4003 | 4.9575 | 5.4734 | 5.6704 | 6.1
[6 empty] | Saint Kitts & Nevis |  | 0.82192 | 1.5 | 1.53 | 1.56 | 1.7437 | 2.7672 | 3.2777 |  |  |  | Saint Kitts & Nevis |  | 0.32122 | 1.8 | 2.4 | 2.6 | 2.7 | 3.3921 | 3.42 |  |  |  | Saint Kitts & Nevis |  | 3.2323 | 4.0748 | 4.4003 | 4.9575 | 5.4734 | 5.6704 | 6.1
[6 empty] | Saint Lucia |  | 0.82192 | 1.5 | 1.53 | 1.56 | 1.7437 | 2.7672 | 3.2777 |  |  |  | Saint Lucia |  | 0.32122 | 1.8 | 2.4 | 2.6 | 2.7 | 3.3921 | 3.42 |  |  |  | Saint Lucia |  | 3.2323 | 4.0748 | 4.4003 | 4.9575 | 5.4734 | 5.6704 | 6.1
[6 empty] | Saint Vincent & Grenadines |  | 0.82192 | 1.5 | 1.53 | 1.56 | 1.7437 | 2.7672 | 3.2777 |  |  |  | Saint Vincent & Grenadines |  | 0.32122 | 1.8 | 2.4 | 2.6 | 2.7 | 3.3921 | 3.42 |  |  |  | Saint Vincent & Grenadines |  | 3.2323 | 4.0748 | 4.4003 | 4.9575 | 5.4734 | 5.6704 | 6.1
[6 empty] | Samoa |  | 0.82192 | 1.5 | 1.53 | 1.56 | 1.7437 | 2.7672 | 3.2777 |  |  |  | Samoa |  | 0.32122 | 1.8 | 2.4 | 2.6 | 2.7 | 3.3921 | 3.42 |  |  |  | Samoa |  | 3.2323 | 4.0748 | 4.4003 | 4.9575 | 5.4734 | 5.6704 | 6.1
[6 empty] | Sao Tome & Principe |  | 0.82192 | 1.5 | 1.53 | 1.56 | 1.7437 | 2.7672 | 3.2777 |  |  |  | Sao Tome & Principe |  | 0.32122 | 1.8 | 2.4 | 2.6 | 2.7 | 3.3921 | 3.42 |  |  |  | Sao Tome & Principe |  | 3.2323 | 4.0748 | 4.4003 | 4.9575 | 5.4734 | 5.6704 | 6.1
[6 empty] | Saudi Arabia |  | 0.82192 | 1.5 | 1.53 | 1.56 | 1.7437 | 2.7672 | 3.2777 |  |  |  | Saudi Arabia |  | 0.32122 | 1.8 | 2.4 | 2.6 | 2.7 | 3.3921 | 3.42 |  |  |  | Saudi Arabia |  | 3.2323 | 4.0748 | 4.4003 | 4.9575 | 5.4734 | 5.6704 | 6.1
[6 empty] | Senegal |  | 0.82192 | 1.5 | 1.53 | 1.56 | 1.7437 | 2.7672 | 3.2777 |  |  |  | Senegal |  | 0.32122 | 1.8 | 2.4 | 2.6 | 2.7 | 3.3921 | 3.42 |  |  |  | Senegal |  | 3.2323 | 4.0748 | 4.4003 | 4.9575 | 5.4734 | 5.6704 | 6.1
[6 empty] | Serbia & Montenegro |  | 0.82192 | 1.5 | 1.53 | 1.56 | 1.7437 | 2.7672 | 3.2777 |  |  |  | Serbia & Montenegro |  | 0.32122 | 1.8 | 2.4 | 2.6 | 2.7 | 3.3921 | 3.42 |  |  |  | Serbia & Montenegro |  | 3.2323 | 4.0748 | 4.4003 | 4.9575 | 5.4734 | 5.6704 | 6.1
[6 empty] | Seychelles |  | 0.82192 | 1.5 | 1.53 | 1.56 | 1.7437 | 2.7672 | 3.2777 |  |  |  | Seychelles |  | 0.32122 | 1.8 | 2.4 | 2.6 | 2.7 | 3.3921 | 3.42 |  |  |  | Seychelles |  | 3.2323 | 4.0748 | 4.4003 | 4.9575 | 5.4734 | 5.6704 | 6.1
[6 empty] | Sierra Leone |  | 0.82192 | 1.5 | 1.53 | 1.56 | 1.7437 | 2.7672 | 3.2777 |  |  |  | Sierra Leone |  | 0.32122 | 1.8 | 2.4 | 2.6 | 2.7 | 3.3921 | 3.42 |  |  |  | Sierra Leone |  | 3.2323 | 4.0748 | 4.4003 | 4.9575 | 5.4734 | 5.6704 | 6.1
[6 empty] | Singapore |  | 0.82192 | 1.5 | 1.53 | 1.56 | 1.7437 | 2.7672 | 3.2777 |  |  |  | Singapore |  | 0.32122 | 1.8 | 2.4 | 2.6 | 2.7 | 3.3921 | 3.42 |  |  |  | Singapore |  | 3.2323 | 4.0748 | 4.4003 | 4.9575 | 5.4734 | 5.6704 | 6.1
[6 empty] | Slovakia |  | 0.32 | 0.5 | 0.65 | 0.8 | 1.1 | 1.2 | 1.5 |  |  |  | Slovakia |  | 0.23 | 0.415 | 0.6 | 0.7 | 1.1 | 1.5 | 2 |  |  |  | Slovakia |  | 1.7 | 2 | 2.3 | 2.9 | 3.3 | 3.7 | 3.7
[6 empty] | Slovenia |  | 0.20664 | 0.24882 | 0.33504 | 0.5133 | 0.85523 | 1.2154 | 1.7997 |  |  |  | Slovenia |  | 0.2 | 0.17294 | 0.29752 | 0.45349 | 0.67194 | 0.77422 | 1.6163 |  |  |  | Slovenia |  | 0.73032 | 0.92347 | 1.2837 | 1.8018 | 2.5687 | 2.7721 | 2.3383
[6 empty] | Solomon Islands |  | 0.82192 | 1.5 | 1.53 | 1.56 | 1.7437 | 2.7672 | 3.2777 |  |  |  | Solomon Islands |  | 0.32122 | 1.8 | 2.4 | 2.6 | 2.7 | 3.3921 | 3.42 |  |  |  | Solomon Islands |  | 3.2323 | 4.0748 | 4.4003 | 4.9575 | 5.4734 | 5.6704 | 6.1
[6 empty] | South Africa |  | 0.82192 | 1.5 | 1.53 | 1.56 | 1.7437 | 2.7672 | 3.2777 |  |  |  | South Africa |  | 0.32122 | 1.8 | 2.4 | 2.6 | 2.7 | 3.3921 | 3.42 |  |  |  | South Africa |  | 3.2323 | 4.0748 | 4.4003 | 4.9575 | 5.4734 | 5.6704 | 6.1
[6 empty] | Spain |  | 0.48934 | 0.51985 | 0.55685 | 0.62875 | 1.3488 | 2.4322 | 3.2777 |  |  |  | Spain |  | 0.46152 | 0.55407 | 0.68717 | 0.91947 | 2.3131 | 2.0948 | 3.1137 |  |  |  | Spain |  | 3.2323 | 3.4481 | 3.5255 | 3.8408 | 5.4734 | 4.6381 | 4.9546
[6 empty] | Sri Lanka |  | 0.82192 | 1.5 | 1.53 | 1.56 | 1.7437 | 2.7672 | 3.2777 |  |  |  | Sri Lanka |  | 0.32122 | 1.8 | 2.4 | 2.6 | 2.7 | 3.3921 | 3.42 |  |  |  | Sri Lanka |  | 3.2323 | 4.0748 | 4.4003 | 4.9575 | 5.4734 | 5.6704 | 6.1
[6 empty] | Sudan |  | 0.82192 | 1.5 | 1.53 | 1.56 | 1.7437 | 2.7672 | 3.2777 |  |  |  | Sudan |  | 0.32122 | 1.8 | 2.4 | 2.6 | 2.7 | 3.3921 | 3.42 |  |  |  | Sudan |  | 3.2323 | 4.0748 | 4.4003 | 4.9575 | 5.4734 | 5.6704 | 6.1
[6 empty] | Suriname |  | 0.82192 | 1.5 | 1.53 | 1.56 | 1.7437 | 2.7672 | 3.2777 |  |  |  | Suriname |  | 0.32122 | 1.8 | 2.4 | 2.6 | 2.7 | 3.3921 | 3.42 |  |  |  | Suriname |  | 3.2323 | 4.0748 | 4.4003 | 4.9575 | 5.4734 | 5.6704 | 6.1
[6 empty] | Swaziland |  | 0.82192 | 1.5 | 1.53 | 1.56 | 1.7437 | 2.7672 | 3.2777 |  |  |  | Swaziland |  | 0.32122 | 1.8 | 2.4 | 2.6 | 2.7 | 3.3921 | 3.42 |  |  |  | Swaziland |  | 3.2323 | 4.0748 | 4.4003 | 4.9575 | 5.4734 | 5.6704 | 6.1
[6 empty] | Sweden |  | 0.18 | 0.2 | 0.21265 | 0.29762 | 0.37753 | 0.48819 | 0.59324 |  |  |  | Sweden |  | 0.13 | 0.13826 | 0.14559 | 0.1646 | 0.20325 | 0.27612 | 0.34053 |  |  |  | Sweden |  | 1.3 | 1.9584 | 1.8206 | 2.0319 | 2.1583 | 2.1994 | 2.5095
[6 empty] | Switzerland |  | 0.82192 | 1.5 | 1.53 | 1.56 | 1.7437 | 2.7672 | 3.2777 |  |  |  | Switzerland |  | 0.32122 | 1.8 | 2.4 | 2.6 | 2.7 | 3.3921 | 3.42 |  |  |  | Switzerland |  | 3.2323 | 4.0748 | 4.4003 | 4.9575 | 5.4734 | 5.6704 | 6.1
[6 empty] | Syria |  | 0.82192 | 1.5 | 1.53 | 1.56 | 1.7437 | 2.7672 | 3.2777 |  |  |  | Syria |  | 0.32122 | 1.8 | 2.4 | 2.6 | 2.7 | 3.3921 | 3.42 |  |  |  | Syria |  | 3.2323 | 4.0748 | 4.4003 | 4.9575 | 5.4734 | 5.6704 | 6.1
[6 empty] | Taiwan |  | 0.82192 | 1.5 | 1.53 | 1.56 | 1.7437 | 2.7672 | 3.2777 |  |  |  | Taiwan |  | 0.32122 | 1.8 | 2.4 | 2.6 | 2.7 | 3.3921 | 3.42 |  |  |  | Taiwan |  | 3.2323 | 4.0748 | 4.4003 | 4.9575 | 5.4734 | 5.6704 | 6.1
[6 empty] | Tajikistan |  | 0.82192 | 1.5 | 1.53 | 1.56 | 1.7437 | 2.7672 | 3.2777 |  |  |  | Tajikistan |  | 0.32122 | 1.8 | 2.4 | 2.6 | 2.7 | 3.3921 | 3.42 |  |  |  | Tajikistan |  | 3.2323 | 4.0748 | 4.4003 | 4.9575 | 5.4734 | 5.6704 | 6.1
[6 empty] | Tanzania |  | 0.82192 | 1.5 | 1.53 | 1.56 | 1.7437 | 2.7672 | 3.2777 |  |  |  | Tanzania |  | 0.32122 | 1.8 | 2.4 | 2.6 | 2.7 | 3.3921 | 3.42 |  |  |  | Tanzania |  | 3.2323 | 4.0748 | 4.4003 | 4.9575 | 5.4734 | 5.6704 | 6.1
[6 empty] | Thailand |  | 0.82192 | 1.5 | 1.53 | 1.56 | 1.7437 | 2.7672 | 3.2777 |  |  |  | Thailand |  | 0.32122 | 1.8 | 2.4 | 2.6 | 2.7 | 3.3921 | 3.42 |  |  |  | Thailand |  | 3.2323 | 4.0748 | 4.4003 | 4.9575 | 5.4734 | 5.6704 | 6.1
[6 empty] | Togo |  | 0.82192 | 1.5 | 1.53 | 1.56 | 1.7437 | 2.7672 | 3.2777 |  |  |  | Togo |  | 0.32122 | 1.8 | 2.4 | 2.6 | 2.7 | 3.3921 | 3.42 |  |  |  | Togo |  | 3.2323 | 4.0748 | 4.4003 | 4.9575 | 5.4734 | 5.6704 | 6.1
[6 empty] | Tonga |  | 0.82192 | 1.5 | 1.53 | 1.56 | 1.7437 | 2.7672 | 3.2777 |  |  |  | Tonga |  | 0.32122 | 1.8 | 2.4 | 2.6 | 2.7 | 3.3921 | 3.42 |  |  |  | Tonga |  | 3.2323 | 4.0748 | 4.4003 | 4.9575 | 5.4734 | 5.6704 | 6.1
[6 empty] | Trinidad & |  | 0.82192 | 1.5 | 1.53 | 1.56 | 1.7437 | 2.7672 | 3.2777 |  |  |  | Trinidad & |  | 0.32122 | 1.8 | 2.4 | 2.6 | 2.7 | 3.3921 | 3.42 |  |  |  | Trinidad & |  | 3.2323 | 4.0748 | 4.4003 | 4.9575 | 5.4734 | 5.6704 | 6.1
[6 empty] | Tunisia |  | 0.82192 | 1.5 | 1.53 | 1.56 | 1.7437 | 2.7672 | 3.2777 |  |  |  | Tunisia |  | 0.32122 | 1.8 | 2.4 | 2.6 | 2.7 | 3.3921 | 3.42 |  |  |  | Tunisia |  | 3.2323 | 4.0748 | 4.4003 | 4.9575 | 5.4734 | 5.6704 | 6.1
[6 empty] | Turkey |  | 0.82192 | 1.5 | 1.53 | 1.56 | 1.7437 | 2.7672 | 3.2777 |  |  |  | Turkey |  | 0.32122 | 1.8 | 2.4 | 2.6 | 2.7 | 3.3921 | 3.42 |  |  |  | Turkey |  | 3.2323 | 4.0748 | 4.4003 | 4.9575 | 5.4734 | 5.6704 | 6.1
[6 empty] | Turkmenistan |  | 0.82192 | 1.5 | 1.53 | 1.56 | 1.7437 | 2.7672 | 3.2777 |  |  |  | Turkmenistan |  | 0.32122 | 1.8 | 2.4 | 2.6 | 2.7 | 3.3921 | 3.42 |  |  |  | Turkmenistan |  | 3.2323 | 4.0748 | 4.4003 | 4.9575 | 5.4734 | 5.6704 | 6.1
[6 empty] | Uganda |  | 0.82192 | 1.5 | 1.53 | 1.56 | 1.7437 | 2.7672 | 3.2777 |  |  |  | Uganda |  | 0.32122 | 1.8 | 2.4 | 2.6 | 2.7 | 3.3921 | 3.42 |  |  |  | Uganda |  | 3.2323 | 4.0748 | 4.4003 | 4.9575 | 5.4734 | 5.6704 | 6.1
[6 empty] | Ukraine |  | 0.82192 | 1.5 | 1.53 | 1.56 | 1.7437 | 2.7672 | 3.2777 |  |  |  | Ukraine |  | 0.32122 | 1.8 | 2.4 | 2.6 | 2.7 | 3.3921 | 3.42 |  |  |  | Ukraine |  | 3.2323 | 4.0748 | 4.4003 | 4.9575 | 5.4734 | 5.6704 | 6.1
[6 empty] | United Arab Emirates |  | 0.82192 | 1.5 | 1.53 | 1.56 | 1.7437 | 2.7672 | 3.2777 |  |  |  | United Arab Emirates |  | 0.32122 | 1.8 | 2.4 | 2.6 | 2.7 | 3.3921 | 3.42 |  |  |  | United Arab Emirates |  | 3.2323 | 4.0748 | 4.4003 | 4.9575 | 5.4734 | 5.6704 | 6.1
[6 empty] | United Kingdom |  | 0.28 | 0.35035 | 0.49863 | 0.66064 | 0.97401 | 1.6 | 2.0922 |  |  |  | United Kingdom |  | 0.16 | 0.20142 | 0.34938 | 0.4 | 1.5 | 1.911 | 2.3026 |  |  |  | United Kingdom |  | 1.85 | 2.1561 | 2.4906 | 3.1149 | 3.95 | 4.375 | 4.8
[6 empty] | United States of America |  | 0.82192 | 1.5 | 1.53 | 1.56 | 1.7437 | 2.7672 | 3.2777 |  |  |  | United States of America |  | 0.32122 | 1.8 | 2.4 | 2.6 | 2.7 | 3.3921 | 3.42 |  |  |  | United States of America |  | 3.2323 | 4.0748 | 4.4003 | 4.9575 | 5.4734 | 5.6704 | 6.1
[6 empty] | Uruguay |  | 0.82192 | 1.5 | 1.53 | 1.56 | 1.7437 | 2.7672 | 3.2777 |  |  |  | Uruguay |  | 0.32122 | 1.8 | 2.4 | 2.6 | 2.7 | 3.3921 | 3.42 |  |  |  | Uruguay |  | 3.2323 | 4.0748 | 4.4003 | 4.9575 | 5.4734 | 5.6704 | 6.1
[6 empty] | Uzbekistan |  | 0.82192 | 1.5 | 1.53 | 1.56 | 1.7437 | 2.7672 | 3.2777 |  |  |  | Uzbekistan |  | 0.32122 | 1.8 | 2.4 | 2.6 | 2.7 | 3.3921 | 3.42 |  |  |  | Uzbekistan |  | 3.2323 | 4.0748 | 4.4003 | 4.9575 | 5.4734 | 5.6704 | 6.1
[6 empty] | Vanuatu |  | 0.82192 | 1.5 | 1.53 | 1.56 | 1.7437 | 2.7672 | 3.2777 |  |  |  | Vanuatu |  | 0.32122 | 1.8 | 2.4 | 2.6 | 2.7 | 3.3921 | 3.42 |  |  |  | Vanuatu |  | 3.2323 | 4.0748 | 4.4003 | 4.9575 | 5.4734 | 5.6704 | 6.1
[6 empty] | Venezuela |  | 0.82192 | 1.5 | 1.53 | 1.56 | 1.7437 | 2.7672 | 3.2777 |  |  |  | Venezuela |  | 0.32122 | 1.8 | 2.4 | 2.6 | 2.7 | 3.3921 | 3.42 |  |  |  | Venezuela |  | 3.2323 | 4.0748 | 4.4003 | 4.9575 | 5.4734 | 5.6704 | 6.1
[6 empty] | Vietnam |  | 0.82192 | 1.5 | 1.53 | 1.56 | 1.7437 | 2.7672 | 3.2777 |  |  |  | Vietnam |  | 0.32122 | 1.8 | 2.4 | 2.6 | 2.7 | 3.3921 | 3.42 |  |  |  | Vietnam |  | 3.2323 | 4.0748 | 4.4003 | 4.9575 | 5.4734 | 5.6704 | 6.1
[6 empty] | Yemen |  | 0.82192 | 1.5 | 1.53 | 1.56 | 1.7437 | 2.7672 | 3.2777 |  |  |  | Yemen |  | 0.32122 | 1.8 | 2.4 | 2.6 | 2.7 | 3.3921 | 3.42 |  |  |  | Yemen |  | 3.2323 | 4.0748 | 4.4003 | 4.9575 | 5.4734 | 5.6704 | 6.1
[6 empty] | Zambia |  | 0.82192 | 1.5 | 1.53 | 1.56 | 1.7437 | 2.7672 | 3.2777 |  |  |  | Zambia |  | 0.32122 | 1.8 | 2.4 | 2.6 | 2.7 | 3.3921 | 3.42 |  |  |  | Zambia |  | 3.2323 | 4.0748 | 4.4003 | 4.9575 | 5.4734 | 5.6704 | 6.1
[6 empty] | Zimbabwe |  | 0.82192 | 1.5 | 1.53 | 1.56 | 1.7437 | 2.7672 | 3.2777 |  |  |  | Zimbabwe |  | 0.32122 | 1.8 | 2.4 | 2.6 | 2.7 | 3.3921 | 3.42 |  |  |  | Zimbabwe |  | 3.2323 | 4.0748 | 4.4003 | 4.9575 | 5.4734 | 5.6704 | 6.1

## Standard building def (hidden)
| Commercial | Residential |  | External wall area (m2) (excluding windows) | Roof area (m2) | Window area (m2) | Total floor area (m2) | Volume (m3) | Stories
In what year was the asset constructed? |  |  | Typical building data - medians
What is the main asset building type? |  |  | Apartment buildings - High-rise apartments | 1835 | 360 | 630 | 3140 | 8233.7778 | 9
If residential, what is assessment subtype? |  |  | Apartment buildings - Mid-rise apartments | 1055 | 240 | 352.5 | 1745 | 4566.0556 | 6
In what country is the asset located? |  |  | Apartment buildings - Low-rise apartments | 275 | 120 | 75 | 350 | 898.3333 | 3
If United States of America, what is the zip code? |  |  | Individual homes - Detached homes | 170 | 60 | 35 | 135 | 340.875 | 2
Floor area (from elsewhere) in question set | 0 | 0 | Individual homes - Semi-detached | 95 | 40 | 25 | 90 | 227.25 | 2
Which building services are present? (mandatory) | Heating, Cooling and Hot Water | 0 | Individual homes - Terraced or town houses | 55 | 35 | 20 | 80 | 202 | 2
What % of the floorarea is mechanically ventilated? (max 100%) (mandatory) | 75 | 10 | Ratios |  |  |  |  | SA:V
What is the average U-value of the external walls (W/m²K) (if known)? | 0.625 | 0.625 | Apartment buildings - High-rise apartments | 0.58439 | 0.11465 | 0.20064 | 1 | 0.38136
What is the average U-value of the roof (W/m²K) (if known)? | 0.5 | 0.5 | Apartment buildings - Mid-rise apartments | 0.60458 | 0.13754 | 0.20201 | 1 | 0.38217
What is the average U-value of the windows (W/m²K) (if known)? | 2.32 | 2.32 | Apartment buildings - Low-rise apartments | 0.78571 | 0.34286 | 0.21429 | 1 | 0.38961
What is the average U-value of ground floor (if known)? | 0.625 | 0.625 | Individual homes - Detached homes | 1.2593 | 0.44444 | 0.25926 | 1 | 0.39604
External wall area (m2) (excluding windows) | 0 | #N/A | Individual homes - Semi-detached | 1.0556 | 0.44444 | 0.27778 | 1 | 0.39604
Roof area (m2) | 0 | #N/A | Individual homes - Terraced or town houses | 0.6875 | 0.4375 | 0.25 | 1 | 0.39604
Window area (m2) | 0 | #N/A | Proportional standard building
Ground floor area (m2) | 0 | #N/A | Apartment buildings - Mid and High-rise apartment blocks | 0 | 0 | 0 | 0 | 0
Volume (m3) | 0 | #N/A | Apartment buildings - Mid-rise apartments | 0 | 0 | 0 | 0 | 0
what is the g value of the glazing (if known)? | 0.5 | 0.5 | Apartment buildings - Low-rise or Garden style apartment blocks | 0 | 0 | 0 | 0 | 0
Is external solar shading to reduce excess solar gains during the cooling season fitted? | No | No | Individual homes - Detached or Semi-detached homes | 0 | 0 | 0 | 0 | 0
In what year were the windows last replaced (year of construction if no renovation has taken place or if the installation has never been replaced)? | 1960 | 1960 | Individual homes - Semi-detached | 0 | 0 | 0 | 0 | 0
Enter the result of the building pressure/air leakage test if known (m3/h/m2@50Pa) | 20 | 20 | Individual homes - Terraced or town houses | 0 | 0 | 0 | 0 | 0
Has a thermographic survey of the fabric been carried out and appropriate remediation action taken | 0 | 0 | [5 empty] | average floor to ceiling height
Is space heating generated onsite | yes | yes |  |  |  |  | Individual homes | 2.4
What is the main generation type for space heating? | Boiler | Boiler |  |  |  |  | Multiple dwellings | 2.4
Please enter the heat generation efficieincy or COP, if known (enter efficiency as a decimal i.e. 70% = 0.7) | 0.7 | 0.7
What is the main fuel used for heat generation? | Natural Gas | Natural gas
Is the main space heating system local or centralised | centralised | centralised
Is heat distributed around the building via air? | Yes | no
In what year was the main heat generator/heating system last replaced (year of construction if no renovation has taken place or if the installation has never been replaced)? | 1960 | 1980
Is space cooling generated onsite | yes | yes
What is the main generation type for cooling | Chiller | Localised (room) air conditioning unit
Please enter the Energy Efficiency Ratio (EER) of the cooling generator, if known. | 2.5 | 2.5
Is the cooling system central or local | centralised | local
Is cooling distributed around the building via air? | Yes | yes
In what year was the main chiller/cooling system replaced (year of construction if no renovation has taken place or if the installation has never been replaced)? | 1960 | 1960
What % HAVC system fans are fitted with Variable Speed Drives? (max 100%) | 0 | 0
What % HAVC system pumps are fitted with Variable Speed Drives? (max 100%) | 0 | 0
What is the specific fan power for air handling systems? (W/l/s) | 3 | 3
Has the ductwork been tested for leakage and appropriate remedial action taken? | No | no
Is the ventilation system fitted with heat recovery | no | no
What is the % heat recovery? (if known) (max 100%) | 0 | 0
In what year was the main ventilation system replaced (year of construction if no renovation has taken place or if the installation has never been replaced)? | 1960 | 1960
Is hot water generated on site | yes | yes
Is the main hot water system local or centralised? | local | local
What is the main generation type for hot water? | Direct electricity | direct electricity
What energy source is used to heat water? | Electricity | Electricity
Please enter the hot water generation efficieincy or COP, if known (enter efficiency as a decimal i.e. 70% = 0.7) | 1 | 1
In what year was the main hot water generator/hot water system last replaced (year of construction if no renovation has taken place or if the installation has never been replaced)? | 1960 | 1960
What proportion of fluorescent lamps have high frequency ballasts? | 0 | 0
Of all Internal lamps, what is the percentage of Compact Fluorescent type? | 0 | 100
Of all Internal lamps, what is the percentage of Tungsten Halogen? | 0 | 0
Of all Internal lamps, what is the percentage of Incandescent lamps? | 0 | 0
Of all internal lamps, what is the percentage of T12 type? | 0 | 0
Of all internal lamps, what is the percentage of T8 type? | 100 | 0
Of all internal lamps, what is the percentage of T5 type? | 0 | 0
Of all internal lamps, what is the percentage of LED lighting (with special design lighting control system)? | 0 | 0
Of all internal lamps, what is the percentage of LED lighting (with typical lighting control system)? | 0 | 0
Of all internal lamps, what is the percentage of metal halide type? | 0 | 0
What percentage of the building floor area (not accessible to clients/customers) with access to daylight has fully functioning daylight sensors for lighting? | 0 | 0
What percentage of the building floor area (not accessible to client/customers) has fully functioning occupancy sensors for lighting? | 0 | 0
Warning message | 0 | 0
Do you know what types of heat generation are used for network heat supply? | 0 | 0
Please provide the following information for the the main heat generation sources -> | heat generation efficiency
heat source 1
heat source 2
heat source 3
heat source 4
heat source 5
heat source 6
Warning message | 0
Please enter % distribution losses for the heat network (if known) (max 100%) | 0
Do you know what types of coolling generation are used for network heat supply? | 0
Please provide the following information for the the main cooling generation sources -> | cooling generation efficiency
cooling source 1 | 3
cooling source 2 | 1
cooling source 3 | 0
cooling source 4 | 0
cooling source 5 | 0
cooling source 6 | 0
Warning message | 0
Please enter % distribution losses for the cooling network (if known) (max 100%) | 0
What is the % of floorarea fitted with LED lamps? | 0
What % of LED lamps are fitted with local controls which increase power input as the light output reduces over time? | 0
What is the % of floorarea fitted with compact flourescent lamps? | 0 | 100
What is the % of compact flourescent lamps have diffusers or shades fitted? | 0 | 100
What is the % of floorarea fitted with tungsten halogen lamps? | 0
What is the % of tungsten halogen lamps have diffusers or shades fitted? | 0
What is the % of floorarea fitted with incandescent lamps? | 0
What is the % of incandescent lamps have diffusers or shades fitted? | 0
What is the % of floorarea fitted with T12 fluorescent tubes? | 0
What is the % of T12 fluorescent tubes have diffusers or shades fitted? | 0
What is the % of floorarea fitted with T8 fluorescent tubes? | 100
What is the % of T8 fluorescent tubes have diffusers or shades fitted? | 50
What is the % of floorarea fitted with T5 fluorescent tubes? | 0
What is the % of T5 fluorescent tubes have diffusers or shades fitted? | 0
What is % of fluorsecent tubes are fitted with local controls which increase power input as light output reduce over time? | 0
What is % of fluorsecent tubes are fitted with high frequency ballasts? | 0
What is the % of floorarea fitted with metal halide lamps? | 0
What is the % of metal halide lamps have diffusers or shades fitted? | 0
Note on B14: IT Services: From bsria report air tightness specification 10/98 UK typical value
Note on C14: IT Services: From bsria report air tightness specification 10/98 UK typical value

## CO2 (hidden)
EU values updated to 2016 from EEA data
|  |  |  | Source file (23/01/2020) | [CO2 & DD master.xlsx]updated values | [5 empty] | Recent change
|  | Country | HDD | CDD | Elec CO2 Emissions | Elec CO2 including renewable |  |  |  |  | Fixed
|  | Afghanistan | 2209 | 1049 | 0.30782 | 0.30782 |  |  |  |  | Calculated
|  | Albania | 1724 | 683 | 0.03244 | 0.03244
|  | Algeria | 1177 | 1154 | 0.68812 | 0.68812
|  | Angola | 42 | 1510 | 0.0982 | 0.0982
|  | Antigua & Barbuda | 2000 | 1000 | 0.48861 | 0.48861
|  | Argentina | 1059 | 889 | 0.30337 | 0.30337
|  | Armenia | 3282 | 532 | 0.13829 | 0.13829
|  | Australia | 828 | 839 | 0.92053 | 0.92053
|  | Austria | 3446 | 173 | 0.0851 | 0.0851
|  | Azerbaijan | 2056 | 720 | 0.47348 | 0.47348
|  | Bahamas | 22 | 2521 | 0.48861 | 0.48861
|  | Bahrain | 2000 | 1000 | 0.82486 | 0.82486 | revised list
|  | Bangladesh | 3 | 2820 | 0.58433 | 0.58433 | CO2 Factors
|  | Barbados | 0 | 3270 | 0.48861 | 0.48861 | Natural Gas | 0.20776 | Burning Oil | 0.29805
|  | Belarus | 4299 | 88 | 0.29638 | 0.29638 | Burning oil/Kerosene | 0.29805 | Coal (domestic) |  | #VALUE!
|  | Belgium | 3009 | 102 | 0.1696 | 0.1696 | Gas oil | 0.31564 | Coking Coal | 0.39449
|  | Belize | 0 | 2916 | 0.48861 | 0.48861 | Fuel oil | 0.31858 | Diesel | 0.31564
|  | Benin | 1 | 3532 | 0.69621 | 0.69621 | Diesel | 0.31564 | Fuel Oil | 0.31858
|  | Bhutan | 2000 | 1000 | 0.30782 | 0.30782 | Petrol | 0.29691 | Gas Oil | 0.31564
|  | Bolivia | 2399 | 400 | 0.50497 | 0.50497 | LPG | 0.24144 | LNG | 0.24792
|  | Bosnia & Herzegovina | 2949 | 261 | 0.32978 | 0.32978 | Other petroleum gas | 0.2082 | LPG | 0.24144
|  | Botswana | 360 | 1637 | 1.8515 | 1.8515 | Coal | 0.39449 | Natural Gas | 0.20776
|  | Brazil | 118 | 2015 | 0.081438 | 0.081438 | Biodiesel | 0.04118 | Other Petroleum Gas | 0.2082
|  | Brunei | 0 | 3516 | 0.30782 | 0.30782 | Landfill gas | 0.00017998 | Petrol | 0.29691
|  | Bulgaria | 2624 | 430 | 0.4702 | 0.4702 | Other biogas | 0.021839 | Petroleum Coke | 0.34658
|  | Burkina Faso | 1 | 3903 | 0.48861 | 0.48861 | Wood | 0.048902 | Refinery Miscellaneous | 0.25897
|  | Burundi | 0 | 1953 | 0.48861 | 0.48861 | Renewable heat source | 0.1 | Biodiesels | 0.04118
|  | Cambodia | 0 | 3323 | 1.0049 | 1.0049 | Renewable cooling | 0.1 | Landfill gas | 0.00017998
|  | Cameroon | 0 | 2682 | 0.042536 | 0.042536 | Renewable electricity generated onsite | 0 | Charcoal | 0.4194
|  | Canada | 4493 | 171 | 0.18418 | 0.18418 |  |  | Other biogas | 0.021839
|  | Cape Verde | 0 | 2299 | 0.48861 | 0.48861 |  |  | Wood or wood waste | 0.048902
|  | Central African Republic | 0 | 2560 | 0.48861 | 0.48861 |  |  | Renewable heat source | 0.1
|  | Chad | 0 | 3566 | 0.48861 | 0.48861 |  |  | District heating | 0.20254
|  | Chile | 1613 | 225 | 0.29424 | 0.29424 |  |  | District cooling | 0.14572
|  | China | 2158 | 1046 | 0.30782 | 0.30782 |  |  | Electricity
|  | Colombia | 677 | 2119 | 0.14962 | 0.14962 |  |  | District heating - actual
|  | Comoros | 0 | 2715 | 0.48861 | 0.48861 |  |  | District cooling - actual
|  | Congo | 0 | 2462 | 0.10233 | 0.10233 |  |  | renewable cooling source | 0.1
|  | Congo, Dem. Republic | 6 | 1842 | 0.48861 | 0.48861
|  | Cook Islands | 0 | 2566 | 0.58534 | 0.58534
|  | Costa Rica | 1 | 1487 | 0.047399 | 0.047399
|  | Côte d'Ivoire | 0 | 2937 | 0.43622 | 0.43622
|  | Croatia | 2289 | 418 | 0.21 | 0.21
|  | Cuba | 8 | 2760 | 1.0194 | 1.0194
|  | Cyprus | 710 | 1091 | 0.6769 | 0.6769
|  | Czech Republic | 3569 | 108 | 0.52663 | 0.52663
|  | Denmark | 3621 | 40 | 0.1661 | 0.1661
|  | Djibouti | 2000 | 1000 | 0.48861 | 0.48861
|  | Dominica | 2000 | 1000 | 0.48861 | 0.48861
|  | Dominican Republic | 0 | 3053 | 0.62386 | 0.62386
|  | Ecuador | 751 | 1343 | 0.39573 | 0.39573
|  | Egypt | 400 | 1836 | 0.46981 | 0.46981
|  | El Salvador | 0 | 2215 | 0.21673 | 0.21673
|  | Equatorial Guinea | 2000 | 1000 | 0.48861 | 0.48861
|  | Eritrea | 557 | 1230 | 0.69034 | 0.69034
|  | Estonia | 4605 | 38 | 0.8189 | 0.8189
|  | Ethiopia | 190 | 536 | 0.002914 | 0.002914
|  | Fiji | 0 | 2595 | 0.58534 | 0.58534
|  | Finland | 5212 | 48 | 0.1128 | 0.1128
|  | France | 2478 | 241 | 0.0585 | 0.0585
|  | Gabon | 0 | 2669 | 0.34666 | 0.34666
|  | Gambia | 0 | 3603 | 0.48861 | 0.48861
|  | Georgia | 2216 | 589 | 0.14497 | 0.14497
|  | Germany | 3252 | 122 | 0.4408 | 0.4408
|  | Ghana | 0 | 2949 | 0.2757 | 0.2757
|  | Greece | 1269 | 923 | 0.623 | 0.623
|  | Grenada | 2000 | 1000 | 0.48861 | 0.48861
|  | Guatemala | 174 | 839 | 0.33441 | 0.33441
|  | Guinea | 0 | 2674 | 0.48861 | 0.48861
|  | Guinea-Bissau | 0 | 3098 | 0.48861 | 0.48861
|  | Guyana | 0 | 3363 | 0.48861 | 0.48861
|  | Haiti | 0 | 3093 | 0.30518 | 0.30518
|  | Honduras | 2 | 2289 | 0.41325 | 0.41325
|  | Hungary | 3057 | 256 | 0.2604 | 0.2604
|  | Iceland | 5031 | 40 | 0.000542 | 0.000542
|  | India | 80 | 3120 | 0.94404 | 0.94404
|  | Indonesia | 0 | 3545 | 0.67673 | 0.67673
|  | Iran | 1813 | 1037 | 0.51435 | 0.51435
|  | Iraq | 744 | 2444 | 0.70091 | 0.70091
|  | Ireland | 2977 | 19 | 0.4249 | 0.4249
|  | Israel | 756 | 1244 | 0.77365 | 0.77365
|  | Italy | 1838 | 600 | 0.2562 | 0.2562
|  | Jamaica | 0 | 3525 | 0.82976 | 0.82976
|  | Japan | 1901 | 896 | 0.41835 | 0.41835
|  | Jordan | 1173 | 1122 | 0.60187 | 0.60187
|  | Kazakhstan | 4575 | 481 | 0.52003 | 0.52003
|  | Kenya | 91 | 1265 | 0.31749 | 0.31749
|  | Kiribati | 0 | 3798 | 0.58534 | 0.58534
|  | Korea (North) | 3389 | 493 | 0.5332 | 0.5332
|  | Korea (South) | 2480 | 744 | 0.46434 | 0.46434
|  | Kuwait | 322 | 3166 | 0.64292 | 0.64292
|  | Kyrgyzstan | 3161 | 682 | 0.079161 | 0.079161
|  | Laos | 0 | 2833 | 0.30782 | 0.30782
|  | Latvia | 4237 | 58 | 0.1049 | 0.1049
|  | Lebanon | 1117 | 812 | 0.69465 | 0.69465
|  | Lesotho | 2000 | 1000 | 0.48861 | 0.48861
|  | Liberia | 0 | 2851 | 0.48861 | 0.48861
|  | Libya | 606 | 1670 | 0.87883 | 0.87883
|  | Lithuania | 4218 | 68 | 0.018 | 0.018
|  | Luxembourg | 3467 | 99 | 0.2193 | 0.2193
|  | Macedonia, FYR | 2647 | 430 | 0.32978 | 0.32978
|  | Madagascar | 200 | 1607 | 0.48861 | 0.48861
|  | Malawi | 135 | 992 | 0.48861 | 0.48861
|  | Malaysia | 0 | 3411 | 0.65536 | 0.65536
|  | Maldives | 2000 | 1000 | 0.30782 | 0.30782
|  | Mali | 2 | 4064 | 0.48861 | 0.48861
|  | Malta | 725 | 1043 | 0.648 | 0.648
|  | Mauritania | 4 | 3525 | 0.48861 | 0.48861
|  | Mauritius | 8 | 2148 | 0.48861 | 0.48861
|  | Mexico | 364 | 1560 | 0.54129 | 0.54129
|  | Moldova | 3317 | 325 | 0.47557 | 0.47557
|  | Mongolia | 6681 | 82 | 0.52331 | 0.52331
|  | Morocco | 772 | 910 | 0.7079 | 0.7079
|  | Mozambique | 21 | 2085 | 0.0010178 | 0.0010178
|  | Myanmar | 0 | 3180 | 0.33822 | 0.33822
|  | Namibia | 450 | 1242 | 0.075647 | 0.075647
|  | Nauru | 0 | 3599 | 0.58534 | 0.58534
|  | Nepal | 762 | 970 | 0.0037996 | 0.0037996
|  | Netherlands | 3035 | 68 | 0.5052 | 0.5052
|  | New Zealand | 1609 | 165 | 0.3091 | 0.3091
|  | Nicaragua | 0 | 3250 | 0.54976 | 0.54976
|  | Niger | 3 | 4033 | 0.48861 | 0.48861
|  | Nigeria | 0 | 3111 | 0.38614 | 0.38614
|  | Niue | 0 | 2463 | 0.58534 | 0.58534
|  | Norway | 4535 | 43 | 0.006867 | 0.006867
|  | Oman | 0 | 3657 | 0.85611 | 0.85611
|  | Pakistan | 831 | 2810 | 0.41281 | 0.41281
|  | Palau | 0 | 3498 | 0.58534 | 0.58534
|  | Panama | 0 | 3638 | 0.22884 | 0.22884
|  | Papua New Guinea | 1 | 3286 | 0.58534 | 0.58534
|  | Paraguay | 239 | 2197 | 0 | 0
|  | Peru | 285 | 1174 | 0.17232 | 0.17232
|  | Philippines | 2 | 3508 | 0.43501 | 0.43501
|  | Poland | 3719 | 100 | 0.7733 | 0.7733
|  | Portugal | 1367 | 345 | 0.3247 | 0.3247
|  | Qatar | 29 | 3374 | 0.62571 | 0.62571
|  | Romania | 3157 | 290 | 0.306 | 0.306
|  | Russia | 5235 | 197 | 0.32857 | 0.32857
|  | Rwanda | 2000 | 1000 | 0.48861 | 0.48861
|  | Saint Kitts & Nevis | 1 | 3541 | 0.50899 | 0.50899
|  | Saint Lucia | 2000 | 1000 | 0.58534 | 0.58534
|  | Saint Vincent & Grenadines | 2000 | 1000 | 0.58534 | 0.58534
|  | Samoa | 0 | 3280 | 0.58534 | 0.58534
|  | Sao Tome & Principe | 0 | 2675 | 0.48861 | 0.48861
|  | Saudi Arabia | 311 | 3136 | 0.75537 | 0.75537
|  | Senegal | 1 | 3379 | 0.72589 | 0.72589
|  | Serbia & Montenegro | 2813 | 334 | 0.71559 | 0.71559
|  | Seychelles | 3 | 3460 | 0.48861 | 0.48861
|  | Sierra Leone | 0 | 3093 | 0.48861 | 0.48861
|  | Singapore | 0 | 3261 | 0.53606 | 0.53606
|  | Slovakia | 3498 | 158 | 0.1323 | 0.1323
|  | Slovenia | 3290 | 189 | 0.2541 | 0.2541
|  | Solomon Islands | 0 | 3093 | 0.30782 | 0.30782
|  | South Africa | 630 | 824 | 0.869 | 0.869
|  | Spain | 1431 | 702 | 0.2654 | 0.2654
|  | Sri Lanka | 87 | 2943 | 0.31372 | 0.31372
|  | Sudan | 0 | 3486 | 0.61392 | 0.61392
|  | Suriname | 0 | 3252 | 0.48861 | 0.48861
|  | Swaziland | 2000 | 1000 | 0.48861 | 0.48861
|  | Sweden | 4375 | 45 | 0.0133 | 0.0133
|  | Switzerland | 3419 | 137 | 0.025723 | 0.025723
|  | Syria | 1388 | 1187 | 0.6044 | 0.6044
|  | Taiwan | 231 | 2132 | 0.30782 | 0.30782
|  | Tajikistan | 2054 | 1203 | 0.028018 | 0.028018
|  | Tanzania | 2 | 2922 | 0.31551 | 0.31551
|  | Thailand | 1 | 3567 | 0.51093 | 0.51093
|  | Togo | 1 | 3318 | 0.45867 | 0.45867
|  | Tonga | 0 | 2190 | 0.58534 | 0.58534
|  | Trinidad & | 0 | 3316 | 0.58534 | 0.58534
|  | Tunisia | 892 | 1184 | 0.54586 | 0.54586
|  | Turkey | 2048 | 641 | 0.43822 | 0.43822
|  | Turkmenistan | 2218 | 1235 | 0.79513 | 0.79513
|  | Uganda | 0 | 1458 | 0.48861 | 0.48861
|  | Ukraine | 3752 | 224 | 0.34433 | 0.34433
|  | United Arab Emirates | 4 | 3294 | 0.81999 | 0.81999
Default USA |  | United Kingdom | 2810 | 66 | 0.2811 | 0.2811
2159 | 882 | United States of America | 2159 | 882 | #N/A | #N/A
|  | Uruguay | 1019 | 732 | 0.29635 | 0.29635
|  | Uzbekistan | 2251 | 1144 | 0.44636 | 0.44636
|  | Vanuatu | 1 | 2545 | 0.58534 | 0.58534
|  | Venezuela | 1 | 2381 | 0.20844 | 0.20844
|  | Vietnam | 81 | 3016 | 0.39631 | 0.39631
|  | Yemen | 0 | 3868 | 0.82303 | 0.82303
|  | Zambia | 105 | 1087 | 0.0067574 | 0.0067574
|  | Zimbabwe | 349 | 1010 | 0.57277 | 0.57277
Climate adjustment Factors
|  | Heating | 0.8
|  | Cooling | 0.2

## Change log (hidden)
version | date | Changes made | Comments
V0.38 | 2019-11-01 |  | Still to do - zip code lookup for electricity CO2 emission factors
Need to add revised lighting questions and calculations based on advice from Cosmin in BPG
| 2018-11-27 | New Questions: cell A67 alterted as follows: added "or 36a = no" | District heating questions need to completed when either space heating or hot water are from district heating
| 2019-11-28 | Lookup tables: remove Lighting types lookup C18:D27 replace with Luminaire types lookup G17:H32 | Revised lighting lookup
|  | New Questions: remove Q41-Q52 - row 54-56 | Remove old lighting question
|  | New Questions: Add Q58-Q82- row 86-113-57 | Add new lighting questions
| 2019-12-20 | eGRID figures added
| 2020-01-09 | Imperial/Metric units
| 2020-01-10 | Colour coding components
New Questions: Q31 & Q32 changed VSDs to variable speed drives
V2.46 | 2020-01-24 | Asset subtypes, energy consumption benchmarks and CO2 emission factors updated using the most up-to-date values 23/01/2020
A lot of the formulas were missing the default value functionality - the majority of these were previously present and seem to have been "lost" - I think this probably happened when some of the formulas were reinstated following NA error occuring in some cells in a previous version
Changes highlighted in
|  | Sheet | Cell ref | Change
|  | New Questions | Column F | Compulsory questions now identified in light green
|  | Lookup tables | J274:L284 | u-value and g value lookups reinstated (was showing NA)
|  | Lookup tables | V274:X285 | u-value and g value lookups reinstated (was showing NA)
|  | Lookup tables | AL274:AN286 | u-value and g value lookups reinstated (was showing NA)
|  | Lookup tables | BM274:BO287 | u-value and g value lookups reinstated (was showing NA)
|  | Lookup tables | C86:K114 | updated table of benchmarks for non-domestic
|  | Lookup tables | M86:M115 | updated asset subtypes
|  | Lookup tables | P86:P116 | updated asset subtypes
|  | Improvement factors | C10:D14 - dimensions and uvalues | formula updated to select the correct defaults where data is not entered
|  | Improvement factors | C28 heat generator efficiency | formula updated to select the correct defaults where data is not entered
|  | Improvement factors | C35 average g value | formula updated to select the correct defaults where data is not entered
|  | Improvement factors | C38 ACH | formula updated to select the correct defaults where data is not entered
|  | Improvement factors | C39 heat recovery | formula updated to select the correct defaults where data is not entered
|  | Improvement factors | C46 distribution heat loss | formula updated to select the correct defaults where data is not entered
|  | Improvement factors | C48 cooling generation efficiency | formula updated to select the correct defaults where data is not entered
|  | Improvement factors | C50:E50 overall generation efficiency | formula updated to select the correct defaults where data is not entered
|  | Improvement factors | C55 average g value | formula updated to select the correct defaults where data is not entered
|  | Improvement factors | C68 distribution cooling loss | formula updated to select the correct defaults where data is not entered
|  | Improvement factors | C78 hot water generation efficiency | formula updated to select the correct defaults where data is not entered
|  | Improvement factors | C82 distribution heat loss | formula updated to select the correct defaults where data is not entered
|  | Improvement factors | C156 % T8 flourescent lamps | formula updated to select the correct defaults where data is not entered
|  | CO2 | F4:F188 | Updated CO2 electricity emission factors (partial - EU only 2016 data)
|  | CO2 | J17:J50 | Updated CO2 emission factors for other fuels NB we still need to consider revising the list of fuel types (changing names and removing redundant ones and adding a few others)
|  | Outputs | E18 revised to match data entry format (/100) | revised to match data entry format (/100)
|  | Outputs | G13:H19 | extended fuel lookup list from k$35 to k$50
|  | Outputs | G27:H34 | extended fuel lookup list from k$35 to k$51
|  | Outputs | G42:H48 | extended fuel lookup list from k$35 to k$52
|  | Outputs | D27:D31 | reinstate formula to show which services are present in the actual building
|  | Outputs | C28 | fuel = electricity except where renewable cooling
V2.47 | 2701/2019 | CO2 | F180 | USA eGRID data for electricity grid emissions factors
|  | Lookup tables | BL263-273 | #REF errors removed
v2.5 | 2020-01-31 | Lookup tables | C145-K150 | Residential building types benchmark data added
|  | Lookup tables | Row 160+ | U-values & G-value updated for all countries
|  | Sample_Inputs | All | Sheet of sample inputs with credits score - Row 3
|  | Standard building def | All | Standard building value defined for commercial and seperately for residential building types.
V2.51 | 2020-02-03 | Lookup tables | J13 | default distribution loss value added
|  | Improvement factors | C28,C46,C48,C68,C78&C50 | revised generation efficiency & distribution formula to select district heating/cooling values where generation is not onsite
|  | Improvement factors | C115&C117 | revised CO2 emission factors to use default values where user data not entered
|  | Improvement factors | E115&E117 | revised to use default distribution values where user data not entered
V2.52 | 2020-03-02 | Improvement factors | C156 % T8 flourescent lamps | formula corrected
|  | Improvement factors | C57 ,D57 & E57 | formula revised to refer the the correct columns on "New Questions"
|  | Improvement factors | C30 ,D30 & E30 | formula adjusted to take account of heat recovery as part of the overall heating system efficiency
|  | Improvement factors | C38 ,D38 & E38 | Air changes per hour formula corrected and simplifed
|  | Improvement factors | C40 ,D40 & E40 | Infiltration heat loss formula corrected and simplified
|  | Improvement factors | C42 ,D42 & E42 | Heat loss through fabric formula corrected and simplified
V2.53 | 2020-03-05 | Standard building def | G3:M22 | Standard building values updated for residential building types.
V2.54 | 2020-03-12 | Improvement factors | B122:B127 - B132:137 | CO2 emission factors lookup corrected
|  | Improvement factors | F70 & G70 | Lighting improvement factor formulas cell reference reversed
| 2020-03-20 | Outputs | D5
V2.542 | 2020-04-09 | Improvement factors | I71:I75, I80:I82 | formula adjusted to avoid error when all ventilation and all hot water input values = best practice
V2.543 | 2020-04-19 | Improvement factors | F74, G74 | Formulas corrected for mech vent improvement and improvement potential factors
| 2020-04-19 | Improvement factors | C76:E76 & C77:E77 | These cells now pick up the mech vent factors for air distribution and the pump vsd factor for liquid heat distribution
| 2020-04-19 | Improvement factors | D76:E76 & D77:E77 | Formulas revised to calculate the correct improvement and improvement potential factor based on the relevant distribution type
V2.544 | 2020-04-21 | Improvement factors | C122:D122, F122:F127 & C132:D132, F132:F137 | Changed formula to default to zero where there are no heating or cooling sources
V2.545 | 2020-04-24 | Outputs | C27 & C33 | Default fuel now defined where no space heating or where no hot water system is specified
| 2020-04-24 | Improvement factors | F36 & F58, G36, G42, G56 & G58 | Formula adjusted to return values for the standard building where insufficient data has been entered
V2.546 | 2020-04-24 | Improvement factors | C157 | Formula adjusted to return values for the standard building where no lighting data has been entered
| 2020-04-24 | Improvement factors | C39 | defaults to zero when no data entered
| 2020-04-27 | Improvement factors | C49 | default assumes value for standard building where no data on fabric performance is entered
| 2020-04-27 | Improvement factors | F70 & G70 | formula for lighting improvement and potential was incorrectly inverted
revised CO2 factors | 2020-04-29 | New question lookups | I117:I31 & I15:I29 | Energy sources list updated
| 2020-04-29 | CO2 | H17:I32 | CO2 emission factors lookup revised
| 2020-04-29 | CO2 | column G | Additional column add for electricity CO2 emission factors including onsite renewables
| 2020-04-29 | Outputs | G13:G20, G27:G33 and G43:G48 | Formula adjusted to look up revised CO2 emission factors and electricity CO2 including onsite renewables
| 2020-04-29 | Outputs | C27 & C33 | default fuel type changed from "coal(domestic)" to "coal"
V2.549 | 2020-04-29 | New questions | row 114 & 115 | Additonal questions added for onsite renewables to be included under Ene03
v2.643 | 2020-05-21 | New Questions | F75, F85, F105, F109, F113 | Data validation warning messages
| 2020-06-11 | New Questions lookups | Column B | Vacant (unoccupied) building sub type added
|  | Lookup tables | C55:T133 | Vacant (unoccupied) building sub type added - data copied from asset type common areas
|  | New Questions | C114 & C115 | Question numbers added
V2.644 | last minute changes | Improvement factors | C55 & E55 | solar gains: removed double counting of shading factor
| last minute changes | Improvement factors | C56 | average g value: corrected default value lookup
| last minute changes | Improvement factors | C34 | people gains: corrected default value lookup formula
| last minute changes | Improvement factors | C10:D14 - dimensions and uvalues | formula updated to select the correct defaults where data is not entered
| last minute changes | Improvement factors | C14 - asset internal value | formula updated to select the correct default where data is not entered
v2.65 | 2020-07-23 | Lookup tables | I352:AV536 | Residential u-value tables added
|  | Lookup tables | L141:147 | Formula updated to lookup residential values if building type is residential
|  | Lookup tables | W141:147 | Formula updated to lookup residential values if building type is residential
|  | Lookup tables | AL141:147 | Formula updated to lookup residential values if building type is residential
|  | Improvement factors | D76:77 | Formulas updated for standard building assumptions
|  | Outputs | E7 | Best practice score for Residential buildings
|  | Outputs | C8 | Formula amended to lookup best practice score depending on scheme type (Commercial/Residential)

## Sheet9 (hidden)
| Building and component age | Year |  | Q No.
| Year built |  |  | 1 |  |  | Recent change |  | Fixed
| heating system replaced |  |  | 26 |  |  |  |  | Calculated
| cooling system replaced |  |  | 33 |  |  |  |  | General
| ventilation system replaced |  |  | 36 |  |  |  |  | Fabric |  |  | floor area | =+P6/2*P7*P8 | =+Q6/2*Q7*Q8
| windows replaced |  |  | 18 |  |  |  |  | Heating |  |  | height | 14 | 2
[9 empty] | Cooling |  |  | width | 2 | 14
| Fabric and dimensions (Actual and Best practice) | m2 | Actual u value | Best practice U value |  | Q No. |  |  | Ventilation |  |  | depth | 2 | 2
| Asset Floor area |  |  |  |  | 4 |  |  | Hot water |  |  | volume if a square | =+P6*P7*P8 | =+Q6*Q7*Q8
| External wall |  |  |  |  | 7 |  |  | District heating |  |  | crickly volume | =+P9/2 | =+Q9/2
| Roof |  |  |  |  | 8 |  |  | District cooling |  |  | external area | =+P6*P7*2+P6*P8*2+P8*P7 | =+Q6*Q7*2+Q6*Q8*2+Q8*Q7
| Windows |  |  |  |  | 9 |  |  | Lighting
| Asset internal volume |  |  |  |  | 15
=8*4*4
=4*8*4
| Fabric and dimensions (standard) | std m2 |  | Standard U value |  | Q No.
| Asset Floor area |  |  |  |  | 4 |  |  |  |  | =8*4*4
| External wall |  |  |  |  | 7 |  |  |  |  | 4*4
| Roof |  |  |  |  | 8
| Windows |  |  |  |  | 9
Ground floor
| Asset internal volume |  |  |  |  | 15
|  | Credit Score = | Credit Score = | =Credit_Score
| Component/subcomponent | Actual value v2.549 to 2.64 | Standard Value | Best practice value | Actual improvement | Potential improvement
| heat generator efficiency |  | WAS =+'New Questions'!G30+D39 NOW =+'New Questions'!G30
overall heat generation efficieny incl heat recovery
↓ | equipment gains
↓ | lighting gains |  |  | WAS =+D32*$G$70 NOW =+D32*G205/G237
#VALUE! | equipment and lighting gains | [8 empty] | ↓
#VALUE! | people gain | [8 empty] | ↓
| average g value | [8 empty] | ↓
16% | solar gains |  |  |  | WAS =IF(C36 =0,1,+C36/D36) NOW =IF(C36/D36 =0,1,+C36/D36) |  |  |  |  | ↓
| total internal gains heating season | [8 empty] | =
↓ | Air changes per hour (infiltration + ventilation) |  |  |  | WAS NOW =++C38/D38
inc overall heat gen efficiency | heat recovery %
= ↓ | infiltration heat loss |  |  | WAS =0.343*E38*C23 NOW =0.343*E38*C14 | WAS NOW =++C40/D40
average u value
↓ | heat loss through fabric |  |  |  | WAS NOW =+C42/D42
= | Total fabric heat loss
Net change in heat gains
heat generation and heat demand improvement
distribution heat loss
Heating improvement factor
Cooling generator efficiency
cooling fuel factor
overall generation efficiency
↓ | equipment gains
↓ | lighting gains |  |  | WAS =+D52*$G$70 NOW =+D52*$F$70
#VALUE! | equipment and lighting gains | [8 empty] | ↓
#VALUE! | people gain | [8 empty] | ↓
| average g value | [8 empty] | ↓
| solar gains |  |  | WAS =+C$12*E55 NOW =+C$12*E55*E57 | [5 empty] | ↓
| shading factor | WAS =IF('New Questions'!F24 =0,'Lookup tables'!$K$20,VLOOKUP('New Questions'!G24,'Lookup tables'!$J$19:$K$20,2,FALSE)) NOW =IF('New Questions'!F24 =0,'Lookup tables'!$K$20,VLOOKUP('New Questions'!F24,'Lookup tables'!$J$19:$K$20,2,FALSE)) | [7 empty] | ↓
40% | solar gains incl shading factor | [8 empty] | ↓
| total internal gains cooling season | [8 empty] | =
Not used anymore | Air changes per hour
Not used anymore | infiltration heat gain
Not used anymore | average external u-value
Not used anymore | heat loss through fabric
↓ | Total fabric heat loss
| Net change in heat gains |  |  |  |  | WAS =1-((-1+G59)+(1-G64)) NOW =1-((1-G59))
cooling generation and heat demand change
% free cooling
distribution cooling loss
Cooling improvement factor
0 | Lighting improvement factor
specific fan power improvement
Fan VSD
ductwork leakage
| Mechanical ventilation improvement factor |  |  |  |  | WAS =+E74/D74 NOW =+E74/C74
Pump VSD
heating distribution
cooling distribution
hot water generation efficiency
hot water fuel factor
↓ | overall hot water generation efficieny
↓ | distribution heat loss
= | Hot water improvement factor
|  | Actual | Actual | Standard | Best Practice
| #N/A | =#N/A | =#N/A | =#N/A | =#N/A | =(+C96/100)/1.25+((1-C96/100)) | =(+D96/100)/1.25+((1-D96/100))
| #N/A | =#N/A | =#N/A | =#N/A | =#N/A | =+C97/100 | =+D97/100
| #N/A | =#N/A | =#N/A | =#N/A | =#N/A | =+C98/100 | =+D98/100
| #N/A | =#N/A | =#N/A | =#N/A | =#N/A | =+C99/100 | =+D99/100
| #N/A | =#N/A | =#N/A | =#N/A | =#N/A | =+C100/100*F96 | =+D100/100*G96
| #N/A | =#N/A | =#N/A | =#N/A | =#N/A | =+C101/100*F96 | =+D101/100*G96
| #N/A | =#N/A | =#N/A | =#N/A | =#N/A | =+C102/100*F96 | =+D102/100*G96
| #N/A | =#N/A | =#N/A | =#N/A | =#N/A | =+C103/100 | =+D103/100
| #N/A | =#N/A | =#N/A | =#N/A | =#N/A | =+C104/100 | =+D104/100
| #N/A | =#N/A | =#N/A | =#N/A | =#N/A | =+C105/100 | =+D105/100
| #N/A | =#N/A | =#N/A | =#N/A | =#N/A | =IF(((+C106+C107)/100)/1.25+((1-(C106+C107)/100))<0.8,0.8,((+C106+C107)/100)/1.25+((1-(C106+C107)/100))) | =IF(((+D106+D107)/100)/1.25+((1-(D106+D107)/100))<0.8,0.8,((+D106+D107)/100)/1.25+((1-(D106+D107)/100)))
| #N/A | =#N/A | =#N/A | =#N/A | =#N/A
| #N/A |  |  |  |  | =#N/A | =#N/A
|  | CO2/kwh heat | primary energy per kwh heat | % distribution losses | heat generation efficiency
| district heating | WAS =IF('New Questions'!F67 ="no",'CO2'!I36,SUMPRODUCT(C122:C128,D122:D128,E122:E128))/(1-E115) NOW =IF('New Questions'!F67 ="yes",(SUMPRODUCT(C122:C128,D122:D128,E122:E128))*(1+E115),(0.2025*(1+E115)))
| district cooling | WAS =IF('New Questions'!F77 ="yes",SUMPRODUCT(C132:C138,D132:D138,E132:E138),'CO2'!I37)/(1-E117) NOW =IF('New Questions'!F77 ="yes",(SUMPRODUCT(C132:C138,D132:D138,E132:E138)*(1+E117)),(0.15*(1+E117)))
| PE kWh/Kwh | CO2/kWh | 1/efficiency | % | efficiency
heat source 1 | [6 empty] | C122:D122, F122:F127
heat source 2
heat source 3
heat source 4
heat source 5
heat source 6
| PE kWh/Kwh | CO2/kWh | 1/efficiency | % | efficiency
cooling source 1
cooling source 2
cooling source 3
cooling source 4
cooling source 5
cooling source 6
Actual
| What is the % of floorarea fitted with LED lamps? | [5 empty] | LED lamp
| What % of LED lamps are fitted with local controls which increase power input as the light output reduces over time? | [5 empty] | LED with power input controls
| What is the % of floorarea fitted with compact flourescent lamps? | [5 empty] | Compact fluorescent lamp with diffuser
| What is the % of compact flourescent lamps have diffusers or shades fitted? | [5 empty] | Compact fluorescent lamp without diffuser
| What is the % of floorarea fitted with tungsten halogen lamps? | [5 empty] | Tungsten halogen lamp with diffuser
| What is the % of tungsten halogen lamps have diffusers or shades fitted? | [5 empty] | Tungsten halogen lamp without diffuser
| What is the % of floorarea fitted with incandescent lamps? | [5 empty] | Incandescent lamp lamp with diffuser
| What is the % of incandescent lamps have diffusers or shades fitted? | [5 empty] | Incandescent lamp lamp without diffuser
| What is the % of floorarea fitted with T12 fluorescent tubes? | [5 empty] | T12 fluorescent tube lamp with diffuser
| What is the % of T12 fluorescent tubes have diffusers or shades fitted? | [5 empty] | T12 fluorescent tube lamp without diffuser
| What is the % of floorarea fitted with T8 fluorescent tubes? | [5 empty] | T8 fluorescent tube lamp with diffuser
| What is the % of T8 fluorescent tubes have diffusers or shades fitted? | [5 empty] | T8 fluorescent tube lamp without diffuser
| What is the % of floorarea fitted with T5 fluorescent tubes? | [5 empty] | T5 fluorescent tube lamp with diffuser
| What is the % of T5 fluorescent tubes have diffusers or shades fitted? | [5 empty] | T5 fluorescent tube lamp without diffuser
| What is % of fluorsecent tubes are fitted with local controls which increase power input as light output reduce over time? | [5 empty] | all fluorescent tubes with power input controls
| What is % of fluorsecent tubes are fitted with high frequency ballasts? | [5 empty] | all fluorescent tubes with power input controls and high frequency ballasts
| What is the % of floorarea fitted with metal halide lamps? | [5 empty] | Metal halide lamp with diffuser
| What is the % of metal halide lamps have diffusers or shades fitted? | [5 empty] | Metal halide lamp without diffuser
Average efficacy
What % of floor area is daylit
What % of daylit space is fitted with dimmable photoelectric controls?
What % of daylit space is fitted with photoelectric switching controls?
What % of the floor area is occassionally occupied
What % of occasionally occupied space is fitted with auto off (manual on) presence detection?
What % of occasionally occupied space is fitted with auto on (manual off) presence detection?
% control savings
Average efficacy including control savings
Standard
| What is the % of floorarea fitted with LED lamps? | [5 empty] | LED lamp
| What % of LED lamps are fitted with local controls which increase power input as the light output reduces over time? | [5 empty] | LED with power input controls
| What is the % of floorarea fitted with compact flourescent lamps? | [5 empty] | Compact fluorescent lamp with diffuser
| What is the % of compact flourescent lamps have diffusers or shades fitted? | [5 empty] | Compact fluorescent lamp without diffuser
| What is the % of floorarea fitted with tungsten halogen lamps? | [5 empty] | Tungsten halogen lamp with diffuser
| What is the % of tungsten halogen lamps have diffusers or shades fitted? | [5 empty] | Tungsten halogen lamp without diffuser
| What is the % of floorarea fitted with incandescent lamps? | [5 empty] | Incandescent lamp lamp with diffuser
| What is the % of incandescent lamps have diffusers or shades fitted? | [5 empty] | Incandescent lamp lamp without diffuser
| What is the % of floorarea fitted with T12 fluorescent tubes? | [5 empty] | T12 fluorescent tube lamp with diffuser
| What is the % of T12 fluorescent tubes have diffusers or shades fitted? | [5 empty] | T12 fluorescent tube lamp without diffuser
| What is the % of floorarea fitted with T8 fluorescent tubes? | [5 empty] | T8 fluorescent tube lamp with diffuser
| What is the % of T8 fluorescent tubes have diffusers or shades fitted? | [5 empty] | T8 fluorescent tube lamp without diffuser
| What is the % of floorarea fitted with T5 fluorescent tubes? | [5 empty] | T5 fluorescent tube lamp with diffuser
| What is the % of T5 fluorescent tubes have diffusers or shades fitted? | [5 empty] | T5 fluorescent tube lamp without diffuser
| What is % of fluorsecent tubes are fitted with local controls which increase power input as light output reduce over time? | [5 empty] | all fluorescent tubes with power input controls
| What is % of fluorsecent tubes are fitted with high frequency ballasts? | [5 empty] | all fluorescent tubes with power input controls and high frequency ballasts
| What is the % of floorarea fitted with metal halide lamps? | [5 empty] | Metal halide lamp with diffuser
| What is the % of metal halide lamps have diffusers or shades fitted? | [5 empty] | Metal halide lamp without diffuser
Average efficacy
What % of floor area is daylit
What % of daylit space is fitted with dimmable photoelectric controls?
What % of daylit space is fitted with photoelectric switching controls?
What % of the floor area is occassionally occupied
What % of occasionally occupied space is fitted with auto off (manual on) presence detection?
What % of occasionally occupied space is fitted with auto on (manual off) presence detection?
% control savings
Average efficacy including control savings
Best Practice
| What is the % of floorarea fitted with LED lamps? | [6 empty] | LED lamp
| What % of LED lamps are fitted with local controls which increase power input as the light output reduces over time? | [6 empty] | LED with power input controls
| What is the % of floorarea fitted with compact flourescent lamps? | [6 empty] | Compact fluorescent lamp with diffuser
| What is the % of compact flourescent lamps have diffusers or shades fitted? | [6 empty] | Compact fluorescent lamp without diffuser
| What is the % of floorarea fitted with tungsten halogen lamps? | [6 empty] | Tungsten halogen lamp with diffuser
| What is the % of tungsten halogen lamps have diffusers or shades fitted? | [6 empty] | Tungsten halogen lamp without diffuser
| What is the % of floorarea fitted with incandescent lamps? | [6 empty] | Incandescent lamp lamp with diffuser
| What is the % of incandescent lamps have diffusers or shades fitted? | [6 empty] | Incandescent lamp lamp without diffuser
| What is the % of floorarea fitted with T12 fluorescent tubes? | [6 empty] | T12 fluorescent tube lamp with diffuser
| What is the % of T12 fluorescent tubes have diffusers or shades fitted? | [6 empty] | T12 fluorescent tube lamp without diffuser
| What is the % of floorarea fitted with T8 fluorescent tubes? | [6 empty] | T8 fluorescent tube lamp with diffuser
| What is the % of T8 fluorescent tubes have diffusers or shades fitted? | [6 empty] | T8 fluorescent tube lamp without diffuser
| What is the % of floorarea fitted with T5 fluorescent tubes? | [6 empty] | T5 fluorescent tube lamp with diffuser
| What is the % of T5 fluorescent tubes have diffusers or shades fitted? | [6 empty] | T5 fluorescent tube lamp without diffuser
| What is % of fluorsecent tubes are fitted with local controls which increase power input as light output reduce over time? | [6 empty] | all fluorescent tubes with power input controls
| What is % of fluorsecent tubes are fitted with high frequency ballasts? | [6 empty] | all fluorescent tubes with power input controls and high frequency ballasts
| What is the % of floorarea fitted with metal halide lamps? | [6 empty] | Metal halide lamp with diffuser
| What is the % of metal halide lamps have diffusers or shades fitted? | [6 empty] | Metal halide lamp without diffuser
Average efficacy
What % of floor area is daylit
What % of daylit space is fitted with dimmable photoelectric controls?
What % of daylit space is fitted with photoelectric switching controls?
What % of the floor area is occassionally occupied
What % of occasionally occupied space is fitted with auto off (manual on) presence detection?
What % of occasionally occupied space is fitted with auto on (manual off) presence detection?
% control savings
Average efficacy including control savings

## comp2.549 (hidden)
| Building and component age | Year |  | Q No.
| Year built |  |  | 1 |  |  | Recent change |  | Fixed
| heating system replaced |  |  | 26 |  |  |  |  | Calculated
| cooling system replaced |  |  | 33 |  |  |  |  | General
| ventilation system replaced |  |  | 36 |  |  |  |  | Fabric |  |  | floor area | =+P6/2*P7*P8 | =+Q6/2*Q7*Q8
| windows replaced |  |  | 18 |  |  |  |  | Heating |  |  | height | 14 | 2
[9 empty] | Cooling |  |  | width | 2 | 14
| Fabric and dimensions (Actual and Best practice) | m2 | Actual u value | Best practice U value |  | Q No. |  |  | Ventilation |  |  | depth | 2 | 2
| Asset Floor area |  |  |  |  | 4 |  |  | Hot water |  |  | volume if a square | =+P6*P7*P8 | =+Q6*Q7*Q8
| External wall |  |  |  |  | 7 |  |  | District heating |  |  | crickly volume | =+P9/2 | =+Q9/2
| Roof |  |  |  |  | 8 |  |  | District cooling |  |  | external area | =+P6*P7*2+P6*P8*2+P8*P7 | =+Q6*Q7*2+Q6*Q8*2+Q8*Q7
| Windows |  |  |  |  | 9 |  |  | Lighting
| Asset internal volume |  |  |  |  | 15
=8*4*4
=4*8*4
| Fabric and dimensions (standard) | std m2 |  | Standard U value |  | Q No.
| Asset Floor area |  |  |  |  | 4 |  |  |  |  | =8*4*4
| External wall |  |  |  |  | 7 |  |  |  |  | 4*4
| Roof |  |  |  |  | 8
| Windows |  |  |  |  | 9
Ground floor
| Asset internal volume |  |  |  |  | 15
|  | Credit Score = | Credit Score = | =Credit_Score
| Component/subcomponent | Actual value v2.549 to 2.64 | Standard Value | Best practice value | Actual improvement | Potential improvement
| heat generator efficiency |  | WAS =+'New Questions'!G30+D39 NOW =+'New Questions'!G30
| overall heat generation efficieny incl heat recovery | [6 empty] | WAS =H30/SUM($H$30:$H$46)*$H$47 NOW =IF($H$47 =0,0,H30/SUM($H$30:$H$46)*$H$47)
↓ | equipment gains | [6 empty] | WAS =H31/SUM($H$30:$H$46)*$H$47 NOW =IF($H$47 =0,0,H31/SUM($H$30:$H$46)*$H$47)
↓ | lighting gains |  |  | WAS =+D32*$G$70 NOW =+D32*G205/G237 |  |  |  | WAS =H32/SUM($H$30:$H$46)*$H$47 NOW =IF($H$47 =0,0,H32/SUM($H$30:$H$46)*$H$47)
#VALUE! | equipment and lighting gains | [6 empty] | WAS =H33/SUM($H$30:$H$46)*$H$47 NOW =IF($H$47 =0,0,H33/SUM($H$30:$H$46)*$H$47) |  | ↓
#VALUE! | people gain | [6 empty] | WAS =H34/SUM($H$30:$H$46)*$H$47 NOW =IF($H$47 =0,0,H34/SUM($H$30:$H$46)*$H$47) |  | ↓
| average g value | [6 empty] | WAS =H35/SUM($H$30:$H$46)*$H$47 NOW =IF($H$47 =0,0,H35/SUM($H$30:$H$46)*$H$47) |  | ↓
16% | solar gains |  |  |  | WAS =IF(C36 =0,1,+C36/D36) NOW =IF(C36/D36 =0,1,+C36/D36) |  |  | WAS =H36/SUM($H$30:$H$46)*$H$47 NOW =IF($H$47 =0,0,H36/SUM($H$30:$H$46)*$H$47) |  | ↓
| total internal gains heating season | [6 empty] | WAS =H37/SUM($H$30:$H$46)*$H$47 NOW =IF($H$47 =0,0,H37/SUM($H$30:$H$46)*$H$47) |  | =
↓ | Air changes per hour (infiltration + ventilation) |  |  |  | WAS NOW =++C38/D38 |  |  | WAS =H38/SUM($H$30:$H$46)*$H$47 NOW =IF($H$47 =0,0,H38/SUM($H$30:$H$46)*$H$47)
inc overall heat gen efficiency | heat recovery % | [6 empty] | WAS =H39/SUM($H$30:$H$46)*$H$47 NOW =IF($H$47 =0,0,H39/SUM($H$30:$H$46)*$H$47)
= ↓ | infiltration heat loss |  |  | WAS =0.343*E38*C23 NOW =0.343*E38*C14 | WAS NOW =++C40/D40 |  |  | WAS =H40/SUM($H$30:$H$46)*$H$47 NOW =IF($H$47 =0,0,H40/SUM($H$30:$H$46)*$H$47)
| average u value | [6 empty] | WAS =H41/SUM($H$30:$H$46)*$H$47 NOW =IF($H$47 =0,0,H41/SUM($H$30:$H$46)*$H$47)
↓ | heat loss through fabric |  |  |  | WAS NOW =+C42/D42 |  |  | WAS =H42/SUM($H$30:$H$46)*$H$47 NOW =IF($H$47 =0,0,H42/SUM($H$30:$H$46)*$H$47)
= | Total fabric heat loss | [6 empty] | WAS =H43/SUM($H$30:$H$46)*$H$47 NOW =IF($H$47 =0,0,H43/SUM($H$30:$H$46)*$H$47)
| Net change in heat gains | [6 empty] | WAS =H44/SUM($H$30:$H$46)*$H$47 NOW =IF($H$47 =0,0,H44/SUM($H$30:$H$46)*$H$47)
| heat generation and heat demand improvement | [6 empty] | WAS =H45/SUM($H$30:$H$46)*$H$47 NOW =IF($H$47 =0,0,H45/SUM($H$30:$H$46)*$H$47)
| distribution heat loss | [6 empty] | WAS =H46/SUM($H$30:$H$46)*$H$47 NOW =IF($H$47 =0,0,H46/SUM($H$30:$H$46)*$H$47)
Heating improvement factor
Cooling generator efficiency
cooling fuel factor
| overall generation efficiency | [6 empty] | WAS =H50/SUM($H$48:$H$64)*$H$69 NOW =IF(SUM($H$48:$H$59) =0,0,H50/SUM($H$48:$H$64)*$H$69)
↓ | equipment gains | [6 empty] | WAS =H51/SUM($H$30:$H$46)*$H$47 NOW =IF(SUM($H$48:$H$59) =0,0,H51/SUM($H$48:$H$64)*$H$69)
↓ | lighting gains |  |  | WAS =+D52*$G$70 NOW =+D52*$F$70 |  |  |  | WAS =H52/SUM($H$30:$H$46)*$H$47 NOW =IF(SUM($H$48:$H$59) =0,0,H52/SUM($H$48:$H$64)*$H$69)
#VALUE! | equipment and lighting gains | [6 empty] | WAS =H53/SUM($H$30:$H$46)*$H$47 NOW =IF(SUM($H$48:$H$59) =0,0,H53/SUM($H$48:$H$64)*$H$69) |  | ↓
#VALUE! | people gain | [6 empty] | WAS =H54/SUM($H$30:$H$46)*$H$47 NOW =IF(SUM($H$48:$H$59) =0,0,H54/SUM($H$48:$H$64)*$H$69) |  | ↓
| average g value | [6 empty] | WAS =H55/SUM($H$30:$H$46)*$H$47 NOW =IF(SUM($H$48:$H$59) =0,0,H55/SUM($H$48:$H$64)*$H$69) |  | ↓
| solar gains |  |  | WAS =+C$12*E55 NOW =+C$12*E55*E57 |  |  |  | WAS NOW =IF(SUM($H$48:$H$59) =0,0,H56/SUM($H$48:$H$64)*$H$69) |  | ↓
| shading factor | WAS =IF('New Questions'!F24 =0,'Lookup tables'!$K$20,VLOOKUP('New Questions'!G24,'Lookup tables'!$J$19:$K$20,2,FALSE)) NOW =IF('New Questions'!F24 =0,'Lookup tables'!$K$20,VLOOKUP('New Questions'!F24,'Lookup tables'!$J$19:$K$20,2,FALSE)) | [5 empty] | WAS NOW =IF(SUM($H$48:$H$59) =0,0,H57/SUM($H$48:$H$64)*$H$69) |  | ↓
40% | solar gains incl shading factor | [6 empty] | WAS =H58/SUM($H$49:$H$65)*$H$69 NOW =IF(SUM($H$48:$H$59) =0,0,H58/SUM($H$48:$H$64)*$H$69) |  | ↓
| total internal gains cooling season | [6 empty] | WAS =H59/SUM($H$30:$H$46)*$H$47 NOW =IF(SUM($H$48:$H$59) =0,0,H59/SUM($H$48:$H$64)*$H$69) |  | =
Not used anymore | Air changes per hour
Not used anymore | infiltration heat gain
Not used anymore | average external u-value
Not used anymore | heat loss through fabric
↓ | Total fabric heat loss
| Net change in heat gains |  |  |  |  | WAS =1-((-1+G59)+(1-G64)) NOW =1-((1-G59)) |  | WAS =H65/SUM($H$30:$H$46)*$H$47 NOW =IF(SUM($H$30:$H$46) =0,0,H65/SUM($H$30:$H$46)*$H$47)
| cooling generation and heat demand change | [6 empty] | WAS =H66/SUM($H$30:$H$46)*$H$47 NOW =IF(SUM($H$30:$H$46) =0,0,H66/SUM($H$30:$H$46)*$H$47)
| % free cooling | [6 empty] | WAS =H67/SUM($H$47:$H$63)*$H$69 NOW =IF(SUM($H$30:$H$46) =0,0,H67/SUM($H$30:$H$46)*$H$47)
| distribution cooling loss | [6 empty] | WAS =H68/SUM($H$47:$H$63)*$H$69 NOW =IF(SUM($H$30:$H$46) =0,0,H68/SUM($H$30:$H$46)*$H$47)
| Cooling improvement factor | [6 empty] | WAS =SUM(I48:I68) NOW =IF(SUM($H$30:$H$46) =0,0,H69/SUM($H$30:$H$46)*$H$47)
0 | Lighting improvement factor
specific fan power improvement
Fan VSD
ductwork leakage
| Mechanical ventilation improvement factor |  |  |  |  | WAS =+E74/D74 NOW =+E74/C74
Pump VSD
heating distribution
cooling distribution
hot water generation efficiency
hot water fuel factor
↓ | overall hot water generation efficieny
↓ | distribution heat loss
= | Hot water improvement factor
|  | Actual | Actual | Standard | Best Practice
| #N/A | =#N/A | =#N/A | =#N/A | =#N/A | =(+C96/100)/1.25+((1-C96/100)) | =(+D96/100)/1.25+((1-D96/100))
| #N/A | =#N/A | =#N/A | =#N/A | =#N/A | =+C97/100 | =+D97/100
| #N/A | =#N/A | =#N/A | =#N/A | =#N/A | =+C98/100 | =+D98/100
| #N/A | =#N/A | =#N/A | =#N/A | =#N/A | =+C99/100 | =+D99/100
| #N/A | =#N/A | =#N/A | =#N/A | =#N/A | =+C100/100*F96 | =+D100/100*G96
| #N/A | =#N/A | =#N/A | =#N/A | =#N/A | =+C101/100*F96 | =+D101/100*G96
| #N/A | =#N/A | =#N/A | =#N/A | =#N/A | =+C102/100*F96 | =+D102/100*G96
| #N/A | =#N/A | =#N/A | =#N/A | =#N/A | =+C103/100 | =+D103/100
| #N/A | =#N/A | =#N/A | =#N/A | =#N/A | =+C104/100 | =+D104/100
| #N/A | =#N/A | =#N/A | =#N/A | =#N/A | =+C105/100 | =+D105/100
| #N/A | =#N/A | =#N/A | =#N/A | =#N/A | =IF(((+C106+C107)/100)/1.25+((1-(C106+C107)/100))<0.8,0.8,((+C106+C107)/100)/1.25+((1-(C106+C107)/100))) | =IF(((+D106+D107)/100)/1.25+((1-(D106+D107)/100))<0.8,0.8,((+D106+D107)/100)/1.25+((1-(D106+D107)/100)))
| #N/A | =#N/A | =#N/A | =#N/A | =#N/A
| #N/A |  |  |  |  | =#N/A | =#N/A
|  | CO2/kwh heat | primary energy per kwh heat | % distribution losses | heat generation efficiency
| district heating | WAS =IF('New Questions'!F67 ="no",'CO2'!I36,SUMPRODUCT(C122:C128,D122:D128,E122:E128))/(1-E115) NOW =IF('New Questions'!F67 ="yes",(SUMPRODUCT(C122:C128,D122:D128,E122:E128))*(1+E115),(0.2025*(1+E115)))
| district cooling | WAS =IF('New Questions'!F77 ="yes",SUMPRODUCT(C132:C138,D132:D138,E132:E138),'CO2'!I37)/(1-E117) NOW =IF('New Questions'!F77 ="yes",(SUMPRODUCT(C132:C138,D132:D138,E132:E138)*(1+E117)),(0.15*(1+E117)))
| PE kWh/Kwh | CO2/kWh | 1/efficiency | % | efficiency
heat source 1 | [6 empty] | C122:D122, F122:F127
heat source 2
heat source 3
heat source 4
heat source 5
heat source 6
| PE kWh/Kwh | CO2/kWh | 1/efficiency | % | efficiency
cooling source 1
cooling source 2
cooling source 3
cooling source 4
cooling source 5
cooling source 6
Actual
| What is the % of floorarea fitted with LED lamps? | [5 empty] | LED lamp
| What % of LED lamps are fitted with local controls which increase power input as the light output reduces over time? | [5 empty] | LED with power input controls
| What is the % of floorarea fitted with compact flourescent lamps? | [5 empty] | Compact fluorescent lamp with diffuser
| What is the % of compact flourescent lamps have diffusers or shades fitted? | [5 empty] | Compact fluorescent lamp without diffuser
| What is the % of floorarea fitted with tungsten halogen lamps? | [5 empty] | Tungsten halogen lamp with diffuser
| What is the % of tungsten halogen lamps have diffusers or shades fitted? | [5 empty] | Tungsten halogen lamp without diffuser
| What is the % of floorarea fitted with incandescent lamps? | [5 empty] | Incandescent lamp lamp with diffuser
| What is the % of incandescent lamps have diffusers or shades fitted? | [5 empty] | Incandescent lamp lamp without diffuser
| What is the % of floorarea fitted with T12 fluorescent tubes? | [5 empty] | T12 fluorescent tube lamp with diffuser
| What is the % of T12 fluorescent tubes have diffusers or shades fitted? | [5 empty] | T12 fluorescent tube lamp without diffuser
| What is the % of floorarea fitted with T8 fluorescent tubes? | [5 empty] | T8 fluorescent tube lamp with diffuser
| What is the % of T8 fluorescent tubes have diffusers or shades fitted? | [5 empty] | T8 fluorescent tube lamp without diffuser
| What is the % of floorarea fitted with T5 fluorescent tubes? | [5 empty] | T5 fluorescent tube lamp with diffuser
| What is the % of T5 fluorescent tubes have diffusers or shades fitted? | [5 empty] | T5 fluorescent tube lamp without diffuser
| What is % of fluorsecent tubes are fitted with local controls which increase power input as light output reduce over time? | [5 empty] | all fluorescent tubes with power input controls
| What is % of fluorsecent tubes are fitted with high frequency ballasts? | [5 empty] | all fluorescent tubes with power input controls and high frequency ballasts
| What is the % of floorarea fitted with metal halide lamps? | [5 empty] | Metal halide lamp with diffuser
| What is the % of metal halide lamps have diffusers or shades fitted? | [5 empty] | Metal halide lamp without diffuser
Average efficacy
What % of floor area is daylit
What % of daylit space is fitted with dimmable photoelectric controls?
What % of daylit space is fitted with photoelectric switching controls?
What % of the floor area is occassionally occupied
What % of occasionally occupied space is fitted with auto off (manual on) presence detection?
What % of occasionally occupied space is fitted with auto on (manual off) presence detection?
% control savings
Average efficacy including control savings
Standard
| What is the % of floorarea fitted with LED lamps? | [5 empty] | LED lamp
| What % of LED lamps are fitted with local controls which increase power input as the light output reduces over time? | [5 empty] | LED with power input controls
| What is the % of floorarea fitted with compact flourescent lamps? | [5 empty] | Compact fluorescent lamp with diffuser
| What is the % of compact flourescent lamps have diffusers or shades fitted? | [5 empty] | Compact fluorescent lamp without diffuser
| What is the % of floorarea fitted with tungsten halogen lamps? | [5 empty] | Tungsten halogen lamp with diffuser
| What is the % of tungsten halogen lamps have diffusers or shades fitted? | [5 empty] | Tungsten halogen lamp without diffuser
| What is the % of floorarea fitted with incandescent lamps? | [5 empty] | Incandescent lamp lamp with diffuser
| What is the % of incandescent lamps have diffusers or shades fitted? | [5 empty] | Incandescent lamp lamp without diffuser
| What is the % of floorarea fitted with T12 fluorescent tubes? | [5 empty] | T12 fluorescent tube lamp with diffuser
| What is the % of T12 fluorescent tubes have diffusers or shades fitted? | [5 empty] | T12 fluorescent tube lamp without diffuser
| What is the % of floorarea fitted with T8 fluorescent tubes? | [5 empty] | T8 fluorescent tube lamp with diffuser
| What is the % of T8 fluorescent tubes have diffusers or shades fitted? | [5 empty] | T8 fluorescent tube lamp without diffuser
| What is the % of floorarea fitted with T5 fluorescent tubes? | [5 empty] | T5 fluorescent tube lamp with diffuser
| What is the % of T5 fluorescent tubes have diffusers or shades fitted? | [5 empty] | T5 fluorescent tube lamp without diffuser
| What is % of fluorsecent tubes are fitted with local controls which increase power input as light output reduce over time? | [5 empty] | all fluorescent tubes with power input controls
| What is % of fluorsecent tubes are fitted with high frequency ballasts? | [5 empty] | all fluorescent tubes with power input controls and high frequency ballasts
| What is the % of floorarea fitted with metal halide lamps? | [5 empty] | Metal halide lamp with diffuser
| What is the % of metal halide lamps have diffusers or shades fitted? | [5 empty] | Metal halide lamp without diffuser
Average efficacy
What % of floor area is daylit
What % of daylit space is fitted with dimmable photoelectric controls?
What % of daylit space is fitted with photoelectric switching controls?
What % of the floor area is occassionally occupied
What % of occasionally occupied space is fitted with auto off (manual on) presence detection?
What % of occasionally occupied space is fitted with auto on (manual off) presence detection?
% control savings
Average efficacy including control savings
Best Practice
| What is the % of floorarea fitted with LED lamps? | [6 empty] | LED lamp
| What % of LED lamps are fitted with local controls which increase power input as the light output reduces over time? | [6 empty] | LED with power input controls
| What is the % of floorarea fitted with compact flourescent lamps? | [6 empty] | Compact fluorescent lamp with diffuser
| What is the % of compact flourescent lamps have diffusers or shades fitted? | [6 empty] | Compact fluorescent lamp without diffuser
| What is the % of floorarea fitted with tungsten halogen lamps? | [6 empty] | Tungsten halogen lamp with diffuser
| What is the % of tungsten halogen lamps have diffusers or shades fitted? | [6 empty] | Tungsten halogen lamp without diffuser
| What is the % of floorarea fitted with incandescent lamps? | [6 empty] | Incandescent lamp lamp with diffuser
| What is the % of incandescent lamps have diffusers or shades fitted? | [6 empty] | Incandescent lamp lamp without diffuser
| What is the % of floorarea fitted with T12 fluorescent tubes? | [6 empty] | T12 fluorescent tube lamp with diffuser
| What is the % of T12 fluorescent tubes have diffusers or shades fitted? | [6 empty] | T12 fluorescent tube lamp without diffuser
| What is the % of floorarea fitted with T8 fluorescent tubes? | [6 empty] | T8 fluorescent tube lamp with diffuser
| What is the % of T8 fluorescent tubes have diffusers or shades fitted? | [6 empty] | T8 fluorescent tube lamp without diffuser
| What is the % of floorarea fitted with T5 fluorescent tubes? | [6 empty] | T5 fluorescent tube lamp with diffuser
| What is the % of T5 fluorescent tubes have diffusers or shades fitted? | [6 empty] | T5 fluorescent tube lamp without diffuser
| What is % of fluorsecent tubes are fitted with local controls which increase power input as light output reduce over time? | [6 empty] | all fluorescent tubes with power input controls
| What is % of fluorsecent tubes are fitted with high frequency ballasts? | [6 empty] | all fluorescent tubes with power input controls and high frequency ballasts
| What is the % of floorarea fitted with metal halide lamps? | [6 empty] | Metal halide lamp with diffuser
| What is the % of metal halide lamps have diffusers or shades fitted? | [6 empty] | Metal halide lamp without diffuser
Average efficacy
What % of floor area is daylit
What % of daylit space is fitted with dimmable photoelectric controls?
What % of daylit space is fitted with photoelectric switching controls?
What % of the floor area is occassionally occupied
What % of occasionally occupied space is fitted with auto off (manual on) presence detection?
What % of occasionally occupied space is fitted with auto on (manual off) presence detection?
% control savings
Average efficacy including control savings

## comp2.542 (hidden)
| Building and component age | Year |  | Q No.
| Year built |  |  | 1 |  |  | Recent change |  | Fixed
| heating system replaced |  |  | 26 |  |  |  |  | Calculated
| cooling system replaced |  |  | 33 |  |  |  |  | General
| ventilation system replaced |  |  | 36 |  |  |  |  | Fabric |  |  | floor area | =+P6/2*P7*P8 | =+Q6/2*Q7*Q8
| windows replaced |  |  | 18 |  |  |  |  | Heating |  |  | height | 14 | 2
[9 empty] | Cooling |  |  | width | 2 | 14
| Fabric and dimensions (Actual and Best practice) | m2 | Actual u value | Best practice U value |  | Q No. |  |  | Ventilation |  |  | depth | 2 | 2
| Asset Floor area |  |  |  |  | 4 |  |  | Hot water |  |  | volume if a square | =+P6*P7*P8 | =+Q6*Q7*Q8
| External wall |  | WAS =IF('New Questions'!$F$14 ="",VLOOKUP('New Questions'!$F$6,'Lookup tables'!$K$125:$L$134,2,TRUE),'New Questions'!$F$14) NOW =IF('New Questions'!$F$14 =0,VLOOKUP('New Questions'!$F$6,'Lookup tables'!$K$125:$L$134,2,TRUE),'New Questions'!$F$14) |  |  | 7 |  |  | District heating |  |  | crickly volume | =+P9/2 | =+Q9/2
| Roof |  | WAS =IF('New Questions'!$F$15 ="",VLOOKUP('New Questions'!$F$6,'Lookup tables'!V125:W134,2,TRUE),'New Questions'!$F$15) NOW =IF('New Questions'!$F$15 =0,VLOOKUP('New Questions'!$F$6,'Lookup tables'!V125:W134,2,TRUE),'New Questions'!$F$15) |  |  | 8 |  |  | District cooling |  |  | external area | =+P6*P7*2+P6*P8*2+P8*P7 | =+Q6*Q7*2+Q6*Q8*2+Q8*Q7
| Windows |  | WAS =IF('New Questions'!$F$16 ="",VLOOKUP('New Questions'!$F$6,'Lookup tables'!AL125:AM134,2,TRUE),'New Questions'!$F$16) NOW =IF('New Questions'!$F$16 =0,VLOOKUP('New Questions'!$F$6,'Lookup tables'!AL125:AM134,2,TRUE),'New Questions'!$F$16) |  |  | 9 |  |  | Lighting
| Asset internal volume |  |  |  |  | 15
=8*4*4
=4*8*4
| Fabric and dimensions (standard) | std m2 |  | Standard U value |  | Q No.
| Asset Floor area |  |  |  |  | 4 |  |  |  |  | =8*4*4
| External wall |  |  |  |  | 7 |  |  |  |  | 4*4
| Roof |  |  |  |  | 8
| Windows |  |  |  |  | 9
Ground floor
| Asset internal volume |  |  |  |  | 15
|  | Credit Score = | Credit Score = | =Credit_Score
| Component/subcomponent | Actual value v2.542 to 2.64 | Standard Value | Best practice value | Actual improvement | Potential improvement
| heat generator efficiency |  | WAS =+'New Questions'!G30+D39 NOW =+'New Questions'!G30
| overall heat generation efficieny incl heat recovery | [6 empty] | WAS =H30/SUM($H$30:$H$46)*$H$47 NOW =IF($H$47 =0,0,H30/SUM($H$30:$H$46)*$H$47)
↓ | equipment gains | [6 empty] | WAS =H31/SUM($H$30:$H$46)*$H$47 NOW =IF($H$47 =0,0,H31/SUM($H$30:$H$46)*$H$47)
↓ | lighting gains |  |  | WAS =+D32*$G$70 NOW =+D32*G205/G237 |  |  |  | WAS =H32/SUM($H$30:$H$46)*$H$47 NOW =IF($H$47 =0,0,H32/SUM($H$30:$H$46)*$H$47)
#VALUE! | equipment and lighting gains | [6 empty] | WAS =H33/SUM($H$30:$H$46)*$H$47 NOW =IF($H$47 =0,0,H33/SUM($H$30:$H$46)*$H$47) |  | ↓
#VALUE! | people gain | [6 empty] | WAS =H34/SUM($H$30:$H$46)*$H$47 NOW =IF($H$47 =0,0,H34/SUM($H$30:$H$46)*$H$47) |  | ↓
| average g value | [6 empty] | WAS =H35/SUM($H$30:$H$46)*$H$47 NOW =IF($H$47 =0,0,H35/SUM($H$30:$H$46)*$H$47) |  | ↓
16% | solar gains |  |  |  | WAS =+C36/D36 NOW =IF(C36/D36 =0,1,+C36/D36) | WAS =+E36/C36 NOW =IF(C36 =0,E36/D36,+E36/C36) |  | WAS =H36/SUM($H$30:$H$46)*$H$47 NOW =IF($H$47 =0,0,H36/SUM($H$30:$H$46)*$H$47) |  | ↓
| total internal gains heating season | [6 empty] | WAS =H37/SUM($H$30:$H$46)*$H$47 NOW =IF($H$47 =0,0,H37/SUM($H$30:$H$46)*$H$47) |  | =
↓ | Air changes per hour (infiltration + ventilation) |  |  |  | WAS NOW =++C38/D38 |  |  | WAS =H38/SUM($H$30:$H$46)*$H$47 NOW =IF($H$47 =0,0,H38/SUM($H$30:$H$46)*$H$47)
inc overall heat gen efficiency | heat recovery % | WAS =IF(+'New Questions'!F45 ="no",0,IF(AND('New Questions'!F45 ="yes",'New Questions'!F46>0),'New Questions'!F46/100,0.1)) NOW =IF(+'New Questions'!F45 ="no",0,IF(AND('New Questions'!F45 ="yes",'New Questions'!F46>0),'New Questions'!F46/100,0)) | [5 empty] | WAS =H39/SUM($H$30:$H$46)*$H$47 NOW =IF($H$47 =0,0,H39/SUM($H$30:$H$46)*$H$47)
= ↓ | infiltration heat loss |  |  | WAS =0.343*E38*C23 NOW =0.343*E38*C14 | WAS NOW =++C40/D40 |  |  | WAS =H40/SUM($H$30:$H$46)*$H$47 NOW =IF($H$47 =0,0,H40/SUM($H$30:$H$46)*$H$47)
| average u value | [6 empty] | WAS =H41/SUM($H$30:$H$46)*$H$47 NOW =IF($H$47 =0,0,H41/SUM($H$30:$H$46)*$H$47)
↓ | heat loss through fabric |  |  |  | WAS NOW =+C42/D42 | WAS =+E42/C42 NOW =IF(C42 =0,E42/D42,+E42/C42) |  | WAS =H42/SUM($H$30:$H$46)*$H$47 NOW =IF($H$47 =0,0,H42/SUM($H$30:$H$46)*$H$47)
= | Total fabric heat loss | [6 empty] | WAS =H43/SUM($H$30:$H$46)*$H$47 NOW =IF($H$47 =0,0,H43/SUM($H$30:$H$46)*$H$47)
| Net change in heat gains | [6 empty] | WAS =H44/SUM($H$30:$H$46)*$H$47 NOW =IF($H$47 =0,0,H44/SUM($H$30:$H$46)*$H$47)
| heat generation and heat demand improvement | [6 empty] | WAS =H45/SUM($H$30:$H$46)*$H$47 NOW =IF($H$47 =0,0,H45/SUM($H$30:$H$46)*$H$47)
| distribution heat loss | [6 empty] | WAS =H46/SUM($H$30:$H$46)*$H$47 NOW =IF($H$47 =0,0,H46/SUM($H$30:$H$46)*$H$47)
Heating improvement factor
Cooling generator efficiency
cooling fuel factor
| overall generation efficiency | [6 empty] | WAS =H50/SUM($H$48:$H$64)*$H$69 NOW =IF(SUM($H$48:$H$59) =0,0,H50/SUM($H$48:$H$64)*$H$69)
↓ | equipment gains | [6 empty] | WAS =H51/SUM($H$30:$H$46)*$H$47 NOW =IF(SUM($H$48:$H$59) =0,0,H51/SUM($H$48:$H$64)*$H$69)
↓ | lighting gains |  |  | WAS =+D52*$G$70 NOW =+D52*$F$70 |  |  |  | WAS =H52/SUM($H$30:$H$46)*$H$47 NOW =IF(SUM($H$48:$H$59) =0,0,H52/SUM($H$48:$H$64)*$H$69)
#VALUE! | equipment and lighting gains | [6 empty] | WAS =H53/SUM($H$30:$H$46)*$H$47 NOW =IF(SUM($H$48:$H$59) =0,0,H53/SUM($H$48:$H$64)*$H$69) |  | ↓
#VALUE! | people gain | [6 empty] | WAS =H54/SUM($H$30:$H$46)*$H$47 NOW =IF(SUM($H$48:$H$59) =0,0,H54/SUM($H$48:$H$64)*$H$69) |  | ↓
| average g value | WAS =IF('New Questions'!$F$23 ="",VLOOKUP('New Questions'!$F$6,'Lookup tables'!$BM$125:$BN$134,2,TRUE),'New Questions'!$F$23) NOW =IF('New Questions'!$F$23 =0,VLOOKUP('New Questions'!$F$6,'Lookup tables'!$BM$125:$BN$134,2,TRUE),'New Questions'!$F$23) | [5 empty] | WAS =H55/SUM($H$30:$H$46)*$H$47 NOW =IF(SUM($H$48:$H$59) =0,0,H55/SUM($H$48:$H$64)*$H$69) |  | ↓
| solar gains |  |  | WAS =+C$12*E55 NOW =+C$12*E55*E57 |  | WAS =+E56/C56 NOW =IF(C56 =0,E56/D56,+E56/C56) |  | WAS NOW =IF(SUM($H$48:$H$59) =0,0,H56/SUM($H$48:$H$64)*$H$69) |  | ↓
| shading factor | WAS =IF('New Questions'!F24 =0,'Lookup tables'!$K$20,VLOOKUP('New Questions'!G24,'Lookup tables'!$J$19:$K$20,2,FALSE)) NOW =IF('New Questions'!F24 =0,'Lookup tables'!$K$20,VLOOKUP('New Questions'!F24,'Lookup tables'!$J$19:$K$20,2,FALSE)) | [5 empty] | WAS NOW =IF(SUM($H$48:$H$59) =0,0,H57/SUM($H$48:$H$64)*$H$69) |  | ↓
40% | solar gains incl shading factor |  |  |  | WAS =+C58/D58 NOW =IF(C58 =0,1,+C58/D58) | WAS =+E58/C58 NOW =IF(C58 =0,E58/D58,+E58/C58) |  | WAS =H58/SUM($H$49:$H$65)*$H$69 NOW =IF(SUM($H$48:$H$59) =0,0,H58/SUM($H$48:$H$64)*$H$69) |  | ↓
| total internal gains cooling season | [6 empty] | WAS =H59/SUM($H$30:$H$46)*$H$47 NOW =IF(SUM($H$48:$H$59) =0,0,H59/SUM($H$48:$H$64)*$H$69) |  | =
Not used anymore | Air changes per hour
Not used anymore | infiltration heat gain
Not used anymore | average external u-value
Not used anymore | heat loss through fabric
↓ | Total fabric heat loss
| Net change in heat gains |  |  |  |  | WAS =1-((-1+G59)+(1-G64)) NOW =1-((1-G59)) |  | WAS =H65/SUM($H$30:$H$46)*$H$47 NOW =IF(SUM($H$30:$H$46) =0,0,H65/SUM($H$30:$H$46)*$H$47)
| cooling generation and heat demand change | [6 empty] | WAS =H66/SUM($H$30:$H$46)*$H$47 NOW =IF(SUM($H$30:$H$46) =0,0,H66/SUM($H$30:$H$46)*$H$47)
| % free cooling | [6 empty] | WAS =H67/SUM($H$47:$H$63)*$H$69 NOW =IF(SUM($H$30:$H$46) =0,0,H67/SUM($H$30:$H$46)*$H$47)
| distribution cooling loss | [6 empty] | WAS =H68/SUM($H$47:$H$63)*$H$69 NOW =IF(SUM($H$30:$H$46) =0,0,H68/SUM($H$30:$H$46)*$H$47)
| Cooling improvement factor | [6 empty] | WAS =SUM(I48:I68) NOW =IF(SUM($H$30:$H$46) =0,0,H69/SUM($H$30:$H$46)*$H$47)
0 | Lighting improvement factor |  |  |  | WAS =+C70/D70 NOW =+D70/C70 | WAS =+E70/C70 NOW =+C70/E70
| specific fan power improvement |  |  |  | WAS =+C71/D71 NOW | WAS =+E71/C71 NOW
| Fan VSD |  |  |  | WAS =+C72/D72 NOW | WAS =+E72/C72 NOW
| ductwork leakage |  |  |  | WAS =+D73/C73 NOW | WAS =+C73/E73 NOW
| Mechanical ventilation improvement factor | WAS NOW =+C73*C72*C71 | WAS NOW =+D73*D72*D71 | WAS NOW =+E73*E72*E71 | WAS =+F73*F71*F72 NOW =+C74/D74 | WAS =+G73*G71*G72 NOW =+E74/C74
Pump VSD
| heating distribution | WAS NOW =IF('New Questions'!F33 ="No",'Improvement factors'!C75,'Improvement factors'!C74) | WAS NOW =+D74 | WAS NOW =+E74 | WAS =IF(IF('New Questions'!F33 =0,'New Questions'!G33) ="Yes",F74,F75) NOW =+C76/D76 | WAS =IF('New Questions'!G33 ="Yes",G74,G75) NOW =+E76/C76
| cooling distribution | WAS NOW =IF('New Questions'!F39 ="no",'Improvement factors'!C75,'Improvement factors'!C74) | WAS NOW =+D76 | WAS NOW =+E75 | WAS =IF(IF('New Questions'!F39 =0,'New Questions'!G39) ="Yes",F74,F75) NOW =+C77/D77 | WAS =IF('New Questions'!G39 ="Yes",G74,G75) NOW =+E77/C77
hot water generation efficiency
hot water fuel factor
↓ | overall hot water generation efficieny
↓ | distribution heat loss
= | Hot water improvement factor
|  | Actual | Actual | Standard | Best Practice
| #N/A | =#N/A | =#N/A | =#N/A | =#N/A | =(+C96/100)/1.25+((1-C96/100)) | =(+D96/100)/1.25+((1-D96/100))
| #N/A | =#N/A | =#N/A | =#N/A | =#N/A | =+C97/100 | =+D97/100
| #N/A | =#N/A | =#N/A | =#N/A | =#N/A | =+C98/100 | =+D98/100
| #N/A | =#N/A | =#N/A | =#N/A | =#N/A | =+C99/100 | =+D99/100
| #N/A | =#N/A | =#N/A | =#N/A | =#N/A | =+C100/100*F96 | =+D100/100*G96
| #N/A | =#N/A | =#N/A | =#N/A | =#N/A | =+C101/100*F96 | =+D101/100*G96
| #N/A | =#N/A | =#N/A | =#N/A | =#N/A | =+C102/100*F96 | =+D102/100*G96
| #N/A | =#N/A | =#N/A | =#N/A | =#N/A | =+C103/100 | =+D103/100
| #N/A | =#N/A | =#N/A | =#N/A | =#N/A | =+C104/100 | =+D104/100
| #N/A | =#N/A | =#N/A | =#N/A | =#N/A | =+C105/100 | =+D105/100
| #N/A | =#N/A | =#N/A | =#N/A | =#N/A | =IF(((+C106+C107)/100)/1.25+((1-(C106+C107)/100))<0.8,0.8,((+C106+C107)/100)/1.25+((1-(C106+C107)/100))) | =IF(((+D106+D107)/100)/1.25+((1-(D106+D107)/100))<0.8,0.8,((+D106+D107)/100)/1.25+((1-(D106+D107)/100)))
| #N/A | =#N/A | =#N/A | =#N/A | =#N/A
| #N/A |  |  |  |  | =#N/A | =#N/A
|  | CO2/kwh heat | primary energy per kwh heat | % distribution losses | heat generation efficiency
| district heating | WAS =IF('New Questions'!F67 ="no",'CO2'!I36,SUMPRODUCT(C122:C128,D122:D128,E122:E128))/(1-E115) NOW =IF('New Questions'!F67 ="yes",(SUMPRODUCT(C122:C128,D122:D128,E122:E128))*(1+E115),(0.2025*(1+E115)))
| district cooling | WAS =IF('New Questions'!F77 ="yes",SUMPRODUCT(C132:C138,D132:D138,E132:E138),'CO2'!I37)/(1-E117) NOW =IF('New Questions'!F77 ="yes",(SUMPRODUCT(C132:C138,D132:D138,E132:E138)*(1+E117)),(0.15*(1+E117))) |  | WAS =IF(ISBLANK('New Questions'!F86),'Lookup tables'!D49,'New Questions'!F86/100) TO =IF(('New Questions'!F86) =0,'Lookup tables'!D49,'New Questions'!F86/100) | WAS =IF(SUMPRODUCT(E132:E138,F132:F138) =0,1,SUMPRODUCT(E132:E138,F132:F138)*0) TO =IF(SUMPRODUCT(E132:E138,F132:F138) =0,1,SUMPRODUCT(E132:E138,F132:F138))
| PE kWh/Kwh | CO2/kWh | 1/efficiency | % | efficiency
heat source 1 |  | WAS =IF(ISBLANK('New Questions'!H69),0,IF('New Questions'!H69 ="electricity",VLOOKUP('New Questions'!$F$9,'CO2'!$C$4:$F$188,4,FALSE),VLOOKUP('New Questions'!H69,'CO2'!$H$17:$I$40,2,FALSE))) NOW =IF(E122 =0,0,IF(ISBLANK('New Questions'!H69),0,IF('New Questions'!H69 ="electricity",VLOOKUP('New Questions'!$F$9,'CO2'!$C$4:$F$188,4,FALSE),VLOOKUP('New Questions'!H69,'CO2'!$H$17:$I$40,2,FALSE)))) | WAS =IF(ISBLANK('New Questions'!G69),0,1/+'New Questions'!G69) TO =IF(E122 =0,0,IF(ISBLANK('New Questions'!G69),0,1/+'New Questions'!G69)) |  | WAS =IF(D122 =0,0,1/D122) TO =IF(E122 =0,0,1/D122) |  | C122:D122, F122:F127
heat source 2 |  | WAS =IF(ISBLANK('New Questions'!H70),0,IF('New Questions'!H70 ="electricity",VLOOKUP('New Questions'!$F$9,'CO2'!$C$4:$F$188,4,FALSE),VLOOKUP('New Questions'!H70,'CO2'!$H$17:$I$40,2,FALSE))) NOW =IF(E123 =0,0,IF(ISBLANK('New Questions'!H70),0,IF('New Questions'!H70 ="electricity",VLOOKUP('New Questions'!$F$9,'CO2'!$C$4:$F$188,4,FALSE),VLOOKUP('New Questions'!H70,'CO2'!$H$17:$I$40,2,FALSE)))) | WAS =IF(ISBLANK('New Questions'!G70),0,1/+'New Questions'!G70) TO =IF(E123 =0,0,IF(ISBLANK('New Questions'!G70),0,1/+'New Questions'!G70)) |  | WAS =IF(D123 =0,0,1/D123) TO =IF(E123 =0,0,1/D123)
heat source 3 |  | WAS =IF(ISBLANK('New Questions'!H71),0,IF('New Questions'!H71 ="electricity",VLOOKUP('New Questions'!$F$9,'CO2'!$C$4:$F$188,4,FALSE),VLOOKUP('New Questions'!H71,'CO2'!$H$17:$I$40,2,FALSE))) NOW =IF(E124 =0,0,IF(ISBLANK('New Questions'!H71),0,IF('New Questions'!H71 ="electricity",VLOOKUP('New Questions'!$F$9,'CO2'!$C$4:$F$188,4,FALSE),VLOOKUP('New Questions'!H71,'CO2'!$H$17:$I$40,2,FALSE)))) | WAS =IF(ISBLANK('New Questions'!G71),0,1/+'New Questions'!G71) TO =IF(E124 =0,0,IF(ISBLANK('New Questions'!G71),0,1/+'New Questions'!G71)) |  | WAS =IF(D124 =0,0,1/D124) TO =IF(E124 =0,0,1/D124)
heat source 4 |  | WAS =IF(ISBLANK('New Questions'!H72),0,IF('New Questions'!H72 ="electricity",VLOOKUP('New Questions'!$F$9,'CO2'!$C$4:$F$188,4,FALSE),VLOOKUP('New Questions'!H72,'CO2'!$H$17:$I$40,2,FALSE))) NOW =IF(E125 =0,0,IF(ISBLANK('New Questions'!H72),0,IF('New Questions'!H72 ="electricity",VLOOKUP('New Questions'!$F$9,'CO2'!$C$4:$F$188,4,FALSE),VLOOKUP('New Questions'!H72,'CO2'!$H$17:$I$40,2,FALSE)))) | WAS =IF(ISBLANK('New Questions'!G72),0,1/+'New Questions'!G72) TO =IF(E125 =0,0,IF(ISBLANK('New Questions'!G72),0,1/+'New Questions'!G72)) |  | WAS =IF(D125 =0,0,1/D125) TO =IF(E125 =0,0,1/D125)
heat source 5 |  | WAS =IF(ISBLANK('New Questions'!H73),0,IF('New Questions'!H73 ="electricity",VLOOKUP('New Questions'!$F$9,'CO2'!$C$4:$F$188,4,FALSE),VLOOKUP('New Questions'!H73,'CO2'!$H$17:$I$40,2,FALSE))) NOW =IF(E126 =0,0,IF(ISBLANK('New Questions'!H73),0,IF('New Questions'!H73 ="electricity",VLOOKUP('New Questions'!$F$9,'CO2'!$C$4:$F$188,4,FALSE),VLOOKUP('New Questions'!H73,'CO2'!$H$17:$I$40,2,FALSE)))) | WAS =IF(ISBLANK('New Questions'!G73),0,1/+'New Questions'!G73) TO =IF(E126 =0,0,IF(ISBLANK('New Questions'!G73),0,1/+'New Questions'!G73)) |  | WAS =IF(D126 =0,0,1/D126) TO =IF(E126 =0,0,1/D126)
heat source 6 |  | WAS =IF(ISBLANK('New Questions'!H74),0,IF('New Questions'!H74 ="electricity",VLOOKUP('New Questions'!$F$9,'CO2'!$C$4:$F$188,4,FALSE),VLOOKUP('New Questions'!H74,'CO2'!$H$17:$I$40,2,FALSE))) NOW =IF(E127 =0,0,IF(ISBLANK('New Questions'!H74),0,IF('New Questions'!H74 ="electricity",VLOOKUP('New Questions'!$F$9,'CO2'!$C$4:$F$188,4,FALSE),VLOOKUP('New Questions'!H74,'CO2'!$H$17:$I$40,2,FALSE)))) | WAS =IF(ISBLANK('New Questions'!G74),0,1/+'New Questions'!G74) TO =IF(E127 =0,0,IF(ISBLANK('New Questions'!G74),0,1/+'New Questions'!G74)) |  | WAS =IF(D127 =0,0,1/D127) TO =IF(E127 =0,0,1/D127)
| PE kWh/Kwh | CO2/kWh | 1/efficiency | % | efficiency
cooling source 1 |  | WAS =IF(ISBLANK('New Questions'!H79),0,IF('New Questions'!H79 ="electricity",VLOOKUP('New Questions'!$F$9,'CO2'!$C$4:$F$188,4,FALSE),VLOOKUP('New Questions'!H79,'CO2'!$H$17:$I$41,2,FALSE))) TO =IF(E132 =0,0,IF(ISBLANK('New Questions'!H79),0,IF('New Questions'!H79 ="electricity",VLOOKUP('New Questions'!$F$9,'CO2'!$C$4:$F$188,4,FALSE),VLOOKUP('New Questions'!H79,'CO2'!$H$17:$I$41,2,FALSE)))) | WAS =IF(ISBLANK('New Questions'!G79),0,1/+'New Questions'!G79) TO =IF(E132 =0,0,IF(ISBLANK('New Questions'!G79),0,1/+'New Questions'!G79)) |  | WAS =IF(D132 =0,0,1/D132) TO =IF(E132 =0,0,1/D132)
cooling source 2 |  | WAS =IF(ISBLANK('New Questions'!H80),0,IF('New Questions'!H80 ="electricity",VLOOKUP('New Questions'!$F$9,'CO2'!$C$4:$F$188,4,FALSE),VLOOKUP('New Questions'!H80,'CO2'!$H$17:$I$41,2,FALSE))) TO =IF(E133 =0,0,IF(ISBLANK('New Questions'!H80),0,IF('New Questions'!H80 ="electricity",VLOOKUP('New Questions'!$F$9,'CO2'!$C$4:$F$188,4,FALSE),VLOOKUP('New Questions'!H80,'CO2'!$H$17:$I$41,2,FALSE)))) | WAS =IF(ISBLANK('New Questions'!G80),0,1/+'New Questions'!G80) TO =IF(E133 =0,0,IF(ISBLANK('New Questions'!G80),0,1/+'New Questions'!G80)) |  | WAS =IF(D133 =0,0,1/D133) TO =IF(E133 =0,0,1/D133)
cooling source 3 |  | WAS =IF(ISBLANK('New Questions'!H81),0,IF('New Questions'!H81 ="electricity",VLOOKUP('New Questions'!$F$9,'CO2'!$C$4:$F$188,4,FALSE),VLOOKUP('New Questions'!H81,'CO2'!$H$17:$I$41,2,FALSE))) TO =IF(E134 =0,0,IF(ISBLANK('New Questions'!H81),0,IF('New Questions'!H81 ="electricity",VLOOKUP('New Questions'!$F$9,'CO2'!$C$4:$F$188,4,FALSE),VLOOKUP('New Questions'!H81,'CO2'!$H$17:$I$41,2,FALSE)))) | WAS =IF(ISBLANK('New Questions'!G81),0,1/+'New Questions'!G81) TO =IF(E134 =0,0,IF(ISBLANK('New Questions'!G81),0,1/+'New Questions'!G81)) |  | WAS =IF(D134 =0,0,1/D134) TO =IF(E134 =0,0,1/D134)
cooling source 4 |  | WAS =IF(ISBLANK('New Questions'!H82),0,IF('New Questions'!H82 ="electricity",VLOOKUP('New Questions'!$F$9,'CO2'!$C$4:$F$188,4,FALSE),VLOOKUP('New Questions'!H82,'CO2'!$H$17:$I$41,2,FALSE))) TO =IF(E135 =0,0,IF(ISBLANK('New Questions'!H82),0,IF('New Questions'!H82 ="electricity",VLOOKUP('New Questions'!$F$9,'CO2'!$C$4:$F$188,4,FALSE),VLOOKUP('New Questions'!H82,'CO2'!$H$17:$I$41,2,FALSE)))) | WAS =IF(ISBLANK('New Questions'!G82),0,1/+'New Questions'!G82) TO =IF(E135 =0,0,IF(ISBLANK('New Questions'!G82),0,1/+'New Questions'!G82)) |  | WAS =IF(D135 =0,0,1/D135) TO =IF(E135 =0,0,1/D135)
cooling source 5 |  | WAS =IF(ISBLANK('New Questions'!H83),0,IF('New Questions'!H83 ="electricity",VLOOKUP('New Questions'!$F$9,'CO2'!$C$4:$F$188,4,FALSE),VLOOKUP('New Questions'!H83,'CO2'!$H$17:$I$41,2,FALSE))) TO =IF(E136 =0,0,IF(ISBLANK('New Questions'!H83),0,IF('New Questions'!H83 ="electricity",VLOOKUP('New Questions'!$F$9,'CO2'!$C$4:$F$188,4,FALSE),VLOOKUP('New Questions'!H83,'CO2'!$H$17:$I$41,2,FALSE)))) | WAS =IF(ISBLANK('New Questions'!G83),0,1/+'New Questions'!G83) TO =IF(E136 =0,0,IF(ISBLANK('New Questions'!G83),0,1/+'New Questions'!G83)) |  | WAS =IF(D136 =0,0,1/D136) TO =IF(E136 =0,0,1/D136)
cooling source 6 |  | WAS =IF(ISBLANK('New Questions'!H84),0,IF('New Questions'!H84 ="electricity",VLOOKUP('New Questions'!$F$9,'CO2'!$C$4:$F$188,4,FALSE),VLOOKUP('New Questions'!H84,'CO2'!$H$17:$I$41,2,FALSE))) TO =IF(E137 =0,0,IF(ISBLANK('New Questions'!H84),0,IF('New Questions'!H84 ="electricity",VLOOKUP('New Questions'!$F$9,'CO2'!$C$4:$F$188,4,FALSE),VLOOKUP('New Questions'!H84,'CO2'!$H$17:$I$41,2,FALSE)))) | WAS =IF(ISBLANK('New Questions'!G84),0,1/+'New Questions'!G84) TO =IF(E137 =0,0,IF(ISBLANK('New Questions'!G84),0,1/+'New Questions'!G84)) |  | WAS =IF(D137 =0,0,1/D137) TO =IF(E137 =0,0,1/D137)
Actual
| What is the % of floorarea fitted with LED lamps? | [5 empty] | LED lamp
| What % of LED lamps are fitted with local controls which increase power input as the light output reduces over time? | WAS =+'New Questions'!$F$88/100 TO =IF(+'New Questions'!$F88 =0,1,'New Questions'!$F88/100) |  |  |  |  | LED with power input controls
| What is the % of floorarea fitted with compact flourescent lamps? | [5 empty] | Compact fluorescent lamp with diffuser
| What is the % of compact flourescent lamps have diffusers or shades fitted? | WAS =+'New Questions'!$F$90/100 TO =IF(+'New Questions'!$F90 =0,1,'New Questions'!$F90/100) |  |  |  |  | Compact fluorescent lamp without diffuser
| What is the % of floorarea fitted with tungsten halogen lamps? | [5 empty] | Tungsten halogen lamp with diffuser
| What is the % of tungsten halogen lamps have diffusers or shades fitted? | WAS =+'New Questions'!$F$92/100 TO =IF(+'New Questions'!$F92 =0,1,'New Questions'!$F92/100) |  |  |  |  | Tungsten halogen lamp without diffuser
| What is the % of floorarea fitted with incandescent lamps? | [5 empty] | Incandescent lamp lamp with diffuser
| What is the % of incandescent lamps have diffusers or shades fitted? | WAS =+'New Questions'!$F$94/100 TO =IF(+'New Questions'!$F94 =0,1,'New Questions'!$F94/100) |  |  |  |  | Incandescent lamp lamp without diffuser
| What is the % of floorarea fitted with T12 fluorescent tubes? | [5 empty] | T12 fluorescent tube lamp with diffuser
| What is the % of T12 fluorescent tubes have diffusers or shades fitted? | WAS =+'New Questions'!$F$96/100 TO =IF(+'New Questions'!$F96 =0,1,'New Questions'!$F96/100) |  |  |  |  | T12 fluorescent tube lamp without diffuser
| What is the % of floorarea fitted with T8 fluorescent tubes? | [5 empty] | T8 fluorescent tube lamp with diffuser
| What is the % of T8 fluorescent tubes have diffusers or shades fitted? | WAS =+'New Questions'!$F$98/100 TO =IF(+'New Questions'!$F98 =0,1,'New Questions'!$F98/100) |  |  |  |  | T8 fluorescent tube lamp without diffuser
| What is the % of floorarea fitted with T5 fluorescent tubes? | [5 empty] | T5 fluorescent tube lamp with diffuser
| What is the % of T5 fluorescent tubes have diffusers or shades fitted? | WAS =+'New Questions'!$F$100/100 TO =IF(+'New Questions'!$F100 =0,1,'New Questions'!$F100/100) |  |  |  |  | T5 fluorescent tube lamp without diffuser
| What is % of fluorsecent tubes are fitted with local controls which increase power input as light output reduce over time? | [5 empty] | all fluorescent tubes with power input controls
| What is % of fluorsecent tubes are fitted with high frequency ballasts? | [5 empty] | all fluorescent tubes with power input controls and high frequency ballasts
| What is the % of floorarea fitted with metal halide lamps? | [5 empty] | Metal halide lamp with diffuser
| What is the % of metal halide lamps have diffusers or shades fitted? | WAS =+'New Questions'!$F$104/100 TO =IF(+'New Questions'!$F104 =0,1,'New Questions'!$F104/100) |  |  |  |  | Metal halide lamp without diffuser
Average efficacy
What % of floor area is daylit
What % of daylit space is fitted with dimmable photoelectric controls?
What % of daylit space is fitted with photoelectric switching controls?
What % of the floor area is occassionally occupied
What % of occasionally occupied space is fitted with auto off (manual on) presence detection?
What % of occasionally occupied space is fitted with auto on (manual off) presence detection?
% control savings
Average efficacy including control savings
Standard
| What is the % of floorarea fitted with LED lamps? | [5 empty] | LED lamp
| What % of LED lamps are fitted with local controls which increase power input as the light output reduces over time? | [5 empty] | LED with power input controls
| What is the % of floorarea fitted with compact flourescent lamps? | [5 empty] | Compact fluorescent lamp with diffuser
| What is the % of compact flourescent lamps have diffusers or shades fitted? | [5 empty] | Compact fluorescent lamp without diffuser
| What is the % of floorarea fitted with tungsten halogen lamps? | [5 empty] | Tungsten halogen lamp with diffuser
| What is the % of tungsten halogen lamps have diffusers or shades fitted? | [5 empty] | Tungsten halogen lamp without diffuser
| What is the % of floorarea fitted with incandescent lamps? | [5 empty] | Incandescent lamp lamp with diffuser
| What is the % of incandescent lamps have diffusers or shades fitted? | [5 empty] | Incandescent lamp lamp without diffuser
| What is the % of floorarea fitted with T12 fluorescent tubes? | [5 empty] | T12 fluorescent tube lamp with diffuser
| What is the % of T12 fluorescent tubes have diffusers or shades fitted? | [5 empty] | T12 fluorescent tube lamp without diffuser
| What is the % of floorarea fitted with T8 fluorescent tubes? | [5 empty] | T8 fluorescent tube lamp with diffuser
| What is the % of T8 fluorescent tubes have diffusers or shades fitted? | [5 empty] | T8 fluorescent tube lamp without diffuser
| What is the % of floorarea fitted with T5 fluorescent tubes? | [5 empty] | T5 fluorescent tube lamp with diffuser
| What is the % of T5 fluorescent tubes have diffusers or shades fitted? | [5 empty] | T5 fluorescent tube lamp without diffuser
| What is % of fluorsecent tubes are fitted with local controls which increase power input as light output reduce over time? | [5 empty] | all fluorescent tubes with power input controls
| What is % of fluorsecent tubes are fitted with high frequency ballasts? | [5 empty] | all fluorescent tubes with power input controls and high frequency ballasts
| What is the % of floorarea fitted with metal halide lamps? | [5 empty] | Metal halide lamp with diffuser
| What is the % of metal halide lamps have diffusers or shades fitted? | [5 empty] | Metal halide lamp without diffuser
Average efficacy
What % of floor area is daylit
What % of daylit space is fitted with dimmable photoelectric controls?
What % of daylit space is fitted with photoelectric switching controls?
What % of the floor area is occassionally occupied
What % of occasionally occupied space is fitted with auto off (manual on) presence detection?
What % of occasionally occupied space is fitted with auto on (manual off) presence detection?
% control savings
Average efficacy including control savings
Best Practice
| What is the % of floorarea fitted with LED lamps? | [6 empty] | LED lamp
| What % of LED lamps are fitted with local controls which increase power input as the light output reduces over time? | [6 empty] | LED with power input controls
| What is the % of floorarea fitted with compact flourescent lamps? | [6 empty] | Compact fluorescent lamp with diffuser
| What is the % of compact flourescent lamps have diffusers or shades fitted? | [6 empty] | Compact fluorescent lamp without diffuser
| What is the % of floorarea fitted with tungsten halogen lamps? | [6 empty] | Tungsten halogen lamp with diffuser
| What is the % of tungsten halogen lamps have diffusers or shades fitted? | [6 empty] | Tungsten halogen lamp without diffuser
| What is the % of floorarea fitted with incandescent lamps? | [6 empty] | Incandescent lamp lamp with diffuser
| What is the % of incandescent lamps have diffusers or shades fitted? | [6 empty] | Incandescent lamp lamp without diffuser
| What is the % of floorarea fitted with T12 fluorescent tubes? | [6 empty] | T12 fluorescent tube lamp with diffuser
| What is the % of T12 fluorescent tubes have diffusers or shades fitted? | [6 empty] | T12 fluorescent tube lamp without diffuser
| What is the % of floorarea fitted with T8 fluorescent tubes? | [6 empty] | T8 fluorescent tube lamp with diffuser
| What is the % of T8 fluorescent tubes have diffusers or shades fitted? | [6 empty] | T8 fluorescent tube lamp without diffuser
| What is the % of floorarea fitted with T5 fluorescent tubes? | [6 empty] | T5 fluorescent tube lamp with diffuser
| What is the % of T5 fluorescent tubes have diffusers or shades fitted? | [6 empty] | T5 fluorescent tube lamp without diffuser
| What is % of fluorsecent tubes are fitted with local controls which increase power input as light output reduce over time? | [6 empty] | all fluorescent tubes with power input controls
| What is % of fluorsecent tubes are fitted with high frequency ballasts? | [6 empty] | all fluorescent tubes with power input controls and high frequency ballasts
| What is the % of floorarea fitted with metal halide lamps? | [6 empty] | Metal halide lamp with diffuser
| What is the % of metal halide lamps have diffusers or shades fitted? | [6 empty] | Metal halide lamp without diffuser
Average efficacy
What % of floor area is daylit
What % of daylit space is fitted with dimmable photoelectric controls?
What % of daylit space is fitted with photoelectric switching controls?
What % of the floor area is occassionally occupied
What % of occasionally occupied space is fitted with auto off (manual on) presence detection?
What % of occasionally occupied space is fitted with auto on (manual off) presence detection?
% control savings
Average efficacy including control savings

## comp2.641 (hidden)
| Building and component age | Year |  | Q No.
| Year built |  |  | 1 |  |  | Recent change |  | Fixed
| heating system replaced |  |  | 26 |  |  |  |  | Calculated
| cooling system replaced |  |  | 33 |  |  |  |  | General
| ventilation system replaced |  |  | 36 |  |  |  |  | Fabric |  |  | floor area | =+P6/2*P7*P8 | =+Q6/2*Q7*Q8
| windows replaced |  |  | 18 |  |  |  |  | Heating |  |  | height | 14 | 2
[9 empty] | Cooling |  |  | width | 2 | 14
| Fabric and dimensions (Actual and Best practice) | m2 | Actual u value | Best practice U value |  | Q No. |  |  | Ventilation |  |  | depth | 2 | 2
| Asset Floor area |  |  |  |  | 4 |  |  | Hot water |  |  | volume if a square | =+P6*P7*P8 | =+Q6*Q7*Q8
| External wall |  | WAS =IF('New Questions'!$F$14 ="",VLOOKUP('New Questions'!$F$6,'Lookup tables'!$K$125:$L$134,2,TRUE),'New Questions'!$F$14) NOW =IF('New Questions'!$F$14 =0,VLOOKUP('New Questions'!$F$6,'Lookup tables'!$K$125:$L$134,2,TRUE),'New Questions'!$F$14) |  |  | 7 |  |  | District heating |  |  | crickly volume | =+P9/2 | =+Q9/2
| Roof |  | WAS =IF('New Questions'!$F$15 ="",VLOOKUP('New Questions'!$F$6,'Lookup tables'!V125:W134,2,TRUE),'New Questions'!$F$15) NOW =IF('New Questions'!$F$15 =0,VLOOKUP('New Questions'!$F$6,'Lookup tables'!V125:W134,2,TRUE),'New Questions'!$F$15) |  |  | 8 |  |  | District cooling |  |  | external area | =+P6*P7*2+P6*P8*2+P8*P7 | =+Q6*Q7*2+Q6*Q8*2+Q8*Q7
| Windows |  | WAS =IF('New Questions'!$F$16 ="",VLOOKUP('New Questions'!$F$6,'Lookup tables'!AL125:AM134,2,TRUE),'New Questions'!$F$16) NOW =IF('New Questions'!$F$16 =0,VLOOKUP('New Questions'!$F$6,'Lookup tables'!AL125:AM134,2,TRUE),'New Questions'!$F$16) |  |  | 9 |  |  | Lighting
| Asset internal volume |  |  |  |  | 15
=8*4*4
=4*8*4
| Fabric and dimensions (standard) | std m2 |  | Standard U value |  | Q No.
| Asset Floor area |  |  |  |  | 4 |  |  |  |  | =8*4*4
| External wall |  |  |  |  | 7 |  |  |  |  | 4*4
| Roof |  |  |  |  | 8
| Windows |  |  |  |  | 9
Ground floor
| Asset internal volume |  |  |  |  | 15
|  | Credit Score = | Credit Score = | =Credit_Score
| Component/subcomponent | Actual value v2.542 to 2.641 | Standard Value | Best practice value | Actual improvement | Potential improvement
| heat generator efficiency |  | WAS =+'New Questions'!G30+D39 NOW =+'New Questions'!G30
| overall heat generation efficieny incl heat recovery | [6 empty] | WAS =H30/SUM($H$30:$H$46)*$H$47 NOW =IF($H$47 =0,0,H30/SUM($H$30:$H$46)*$H$47)
↓ | equipment gains | [6 empty] | WAS =H31/SUM($H$30:$H$46)*$H$47 NOW =IF($H$47 =0,0,H31/SUM($H$30:$H$46)*$H$47)
↓ | lighting gains |  |  | WAS =+D32*$G$70 NOW =+D32*G205/G237 |  |  |  | WAS =H32/SUM($H$30:$H$46)*$H$47 NOW =IF($H$47 =0,0,H32/SUM($H$30:$H$46)*$H$47)
#VALUE! | equipment and lighting gains | [6 empty] | WAS =H33/SUM($H$30:$H$46)*$H$47 NOW =IF($H$47 =0,0,H33/SUM($H$30:$H$46)*$H$47) |  | ↓
#VALUE! | people gain | [6 empty] | WAS =H34/SUM($H$30:$H$46)*$H$47 NOW =IF($H$47 =0,0,H34/SUM($H$30:$H$46)*$H$47) |  | ↓
| average g value | [6 empty] | WAS =H35/SUM($H$30:$H$46)*$H$47 NOW =IF($H$47 =0,0,H35/SUM($H$30:$H$46)*$H$47) |  | ↓
16% | solar gains |  |  |  | WAS =+C36/D36 NOW =IF(C36/D36 =0,1,+C36/D36) | WAS =+E36/C36 NOW =IF(C36 =0,E36/D36,+E36/C36) |  | WAS =H36/SUM($H$30:$H$46)*$H$47 NOW =IF($H$47 =0,0,H36/SUM($H$30:$H$46)*$H$47) |  | ↓
| total internal gains heating season | [6 empty] | WAS =H37/SUM($H$30:$H$46)*$H$47 NOW =IF($H$47 =0,0,H37/SUM($H$30:$H$46)*$H$47) |  | =
↓ | Air changes per hour (infiltration + ventilation) |  |  |  | WAS NOW =++C38/D38 |  |  | WAS =H38/SUM($H$30:$H$46)*$H$47 NOW =IF($H$47 =0,0,H38/SUM($H$30:$H$46)*$H$47)
inc overall heat gen efficiency | heat recovery % | WAS =IF(+'New Questions'!F45 ="no",0,IF(AND('New Questions'!F45 ="yes",'New Questions'!F46>0),'New Questions'!F46/100,0.1)) NOW =IF(+'New Questions'!F45 ="no",0,IF(AND('New Questions'!F45 ="yes",'New Questions'!F46>0),'New Questions'!F46/100,0)) | [5 empty] | WAS =H39/SUM($H$30:$H$46)*$H$47 NOW =IF($H$47 =0,0,H39/SUM($H$30:$H$46)*$H$47)
= ↓ | infiltration heat loss |  |  | WAS =0.343*E38*C23 NOW =0.343*E38*C14 | WAS NOW =++C40/D40 |  |  | WAS =H40/SUM($H$30:$H$46)*$H$47 NOW =IF($H$47 =0,0,H40/SUM($H$30:$H$46)*$H$47)
| average u value | [6 empty] | WAS =H41/SUM($H$30:$H$46)*$H$47 NOW =IF($H$47 =0,0,H41/SUM($H$30:$H$46)*$H$47)
↓ | heat loss through fabric |  |  |  | WAS NOW =+C42/D42 | WAS =+E42/C42 NOW =IF(C42 =0,E42/D42,+E42/C42) | Default to use standard solar gains to determine potential improvement where no actual value is entered | WAS =H42/SUM($H$30:$H$46)*$H$47 NOW =IF($H$47 =0,0,H42/SUM($H$30:$H$46)*$H$47)
= | Total fabric heat loss | [6 empty] | WAS =H43/SUM($H$30:$H$46)*$H$47 NOW =IF($H$47 =0,0,H43/SUM($H$30:$H$46)*$H$47)
| Net change in heat gains | [6 empty] | WAS =H44/SUM($H$30:$H$46)*$H$47 NOW =IF($H$47 =0,0,H44/SUM($H$30:$H$46)*$H$47)
| heat generation and heat demand improvement | [6 empty] | WAS =H45/SUM($H$30:$H$46)*$H$47 NOW =IF($H$47 =0,0,H45/SUM($H$30:$H$46)*$H$47)
| distribution heat loss | [6 empty] | WAS =H46/SUM($H$30:$H$46)*$H$47 NOW =IF($H$47 =0,0,H46/SUM($H$30:$H$46)*$H$47)
Heating improvement factor
Cooling generator efficiency
cooling fuel factor
| overall generation efficiency | [6 empty] | WAS =H50/SUM($H$48:$H$64)*$H$69 NOW =IF(SUM($H$48:$H$59) =0,0,H50/SUM($H$48:$H$64)*$H$69)
↓ | equipment gains | [6 empty] | WAS =H51/SUM($H$30:$H$46)*$H$47 NOW =IF(SUM($H$48:$H$59) =0,0,H51/SUM($H$48:$H$64)*$H$69)
↓ | lighting gains |  |  | WAS =+D52*$G$70 NOW =+D52*$F$70 |  |  |  | WAS =H52/SUM($H$30:$H$46)*$H$47 NOW =IF(SUM($H$48:$H$59) =0,0,H52/SUM($H$48:$H$64)*$H$69)
#VALUE! | equipment and lighting gains | [6 empty] | WAS =H53/SUM($H$30:$H$46)*$H$47 NOW =IF(SUM($H$48:$H$59) =0,0,H53/SUM($H$48:$H$64)*$H$69) |  | ↓
#VALUE! | people gain | [6 empty] | WAS =H54/SUM($H$30:$H$46)*$H$47 NOW =IF(SUM($H$48:$H$59) =0,0,H54/SUM($H$48:$H$64)*$H$69) |  | ↓
| average g value | WAS =IF('New Questions'!$F$23 ="",VLOOKUP('New Questions'!$F$6,'Lookup tables'!$BM$125:$BN$134,2,TRUE),'New Questions'!$F$23) NOW =IF('New Questions'!$F$23 =0,VLOOKUP('New Questions'!$F$6,'Lookup tables'!$BM$125:$BN$134,2,TRUE),'New Questions'!$F$23) | [5 empty] | WAS =H55/SUM($H$30:$H$46)*$H$47 NOW =IF(SUM($H$48:$H$59) =0,0,H55/SUM($H$48:$H$64)*$H$69) |  | ↓
| solar gains |  |  | WAS =+C$12*E55 NOW =+C$12*E55*E57 |  | WAS =+E56/C56 NOW =IF(C56 =0,E56/D56,+E56/C56) |  | WAS NOW =IF(SUM($H$48:$H$59) =0,0,H56/SUM($H$48:$H$64)*$H$69) |  | ↓
| shading factor | WAS =IF('New Questions'!F24 =0,'Lookup tables'!$K$20,VLOOKUP('New Questions'!G24,'Lookup tables'!$J$19:$K$20,2,FALSE)) NOW =IF('New Questions'!F24 =0,'Lookup tables'!$K$20,VLOOKUP('New Questions'!F24,'Lookup tables'!$J$19:$K$20,2,FALSE)) | [5 empty] | WAS NOW =IF(SUM($H$48:$H$59) =0,0,H57/SUM($H$48:$H$64)*$H$69) |  | ↓
40% | solar gains incl shading factor |  |  |  | WAS =+C58/D58 NOW =IF(C58 =0,1,+C58/D58) | WAS =+E58/C58 NOW =IF(C58 =0,E58/D58,+E58/C58) |  | WAS =H58/SUM($H$49:$H$65)*$H$69 NOW =IF(SUM($H$48:$H$59) =0,0,H58/SUM($H$48:$H$64)*$H$69) |  | ↓
| total internal gains cooling season | [6 empty] | WAS =H59/SUM($H$30:$H$46)*$H$47 NOW =IF(SUM($H$48:$H$59) =0,0,H59/SUM($H$48:$H$64)*$H$69) |  | =
Not used anymore | Air changes per hour
Not used anymore | infiltration heat gain
Not used anymore | average external u-value
Not used anymore | heat loss through fabric
↓ | Total fabric heat loss
| Net change in heat gains |  |  |  |  | WAS =1-((-1+G59)+(1-G64)) NOW =1-((1-G59)) |  | WAS =H65/SUM($H$30:$H$46)*$H$47 NOW =IF(SUM($H$30:$H$46) =0,0,H65/SUM($H$30:$H$46)*$H$47)
| cooling generation and heat demand change | [6 empty] | WAS =H66/SUM($H$30:$H$46)*$H$47 NOW =IF(SUM($H$30:$H$46) =0,0,H66/SUM($H$30:$H$46)*$H$47)
| % free cooling | [6 empty] | WAS =H67/SUM($H$47:$H$63)*$H$69 NOW =IF(SUM($H$30:$H$46) =0,0,H67/SUM($H$30:$H$46)*$H$47)
| distribution cooling loss | [6 empty] | WAS =H68/SUM($H$47:$H$63)*$H$69 NOW =IF(SUM($H$30:$H$46) =0,0,H68/SUM($H$30:$H$46)*$H$47)
| Cooling improvement factor | [6 empty] | WAS =SUM(I48:I68) NOW =IF(SUM($H$30:$H$46) =0,0,H69/SUM($H$30:$H$46)*$H$47)
0 | Lighting improvement factor |  |  |  | WAS =+C70/D70 NOW =+D70/C70 | WAS =+E70/C70 NOW =+C70/E70
| specific fan power improvement |  |  |  | WAS =+C71/D71 NOW | WAS =+E71/C71 NOW
| Fan VSD |  |  |  | WAS =+C72/D72 NOW | WAS =+E72/C72 NOW
| ductwork leakage |  |  |  | WAS =+D73/C73 NOW | WAS =+C73/E73 NOW
| Mechanical ventilation improvement factor | WAS NOW =+C73*C72*C71 | WAS NOW =+D73*D72*D71 | WAS NOW =+E73*E72*E71 | WAS =+F73*F71*F72 NOW =+C74/D74 | WAS =+G73*G71*G72 NOW =+E74/C74
Pump VSD
| heating distribution | WAS NOW =IF('New Questions'!F33 ="No",'Improvement factors'!C75,'Improvement factors'!C74) | WAS NOW =+D74 | WAS NOW =+E74 | WAS =IF(IF('New Questions'!F33 =0,'New Questions'!G33) ="Yes",F74,F75) NOW =+C76/D76 | WAS =IF('New Questions'!G33 ="Yes",G74,G75) NOW =+E76/C76
| cooling distribution | WAS NOW =IF('New Questions'!F39 ="no",'Improvement factors'!C75,'Improvement factors'!C74) | WAS NOW =+D76 | WAS NOW =+E75 | WAS =IF(IF('New Questions'!F39 =0,'New Questions'!G39) ="Yes",F74,F75) NOW =+C77/D77 | WAS =IF('New Questions'!G39 ="Yes",G74,G75) NOW =+E77/C77
hot water generation efficiency
hot water fuel factor
↓ | overall hot water generation efficieny
↓ | distribution heat loss
= | Hot water improvement factor
|  | Actual | Actual | Standard | Best Practice
| #N/A | =#N/A | =#N/A | =#N/A | =#N/A | =(+C96/100)/1.25+((1-C96/100)) | =(+D96/100)/1.25+((1-D96/100))
| #N/A | =#N/A | =#N/A | =#N/A | =#N/A | =+C97/100 | =+D97/100
| #N/A | =#N/A | =#N/A | =#N/A | =#N/A | =+C98/100 | =+D98/100
| #N/A | =#N/A | =#N/A | =#N/A | =#N/A | =+C99/100 | =+D99/100
| #N/A | =#N/A | =#N/A | =#N/A | =#N/A | =+C100/100*F96 | =+D100/100*G96
| #N/A | =#N/A | =#N/A | =#N/A | =#N/A | =+C101/100*F96 | =+D101/100*G96
| #N/A | =#N/A | =#N/A | =#N/A | =#N/A | =+C102/100*F96 | =+D102/100*G96
| #N/A | =#N/A | =#N/A | =#N/A | =#N/A | =+C103/100 | =+D103/100
| #N/A | =#N/A | =#N/A | =#N/A | =#N/A | =+C104/100 | =+D104/100
| #N/A | =#N/A | =#N/A | =#N/A | =#N/A | =+C105/100 | =+D105/100
| #N/A | =#N/A | =#N/A | =#N/A | =#N/A | =IF(((+C106+C107)/100)/1.25+((1-(C106+C107)/100))<0.8,0.8,((+C106+C107)/100)/1.25+((1-(C106+C107)/100))) | =IF(((+D106+D107)/100)/1.25+((1-(D106+D107)/100))<0.8,0.8,((+D106+D107)/100)/1.25+((1-(D106+D107)/100)))
| #N/A | =#N/A | =#N/A | =#N/A | =#N/A
| #N/A |  |  |  |  | =#N/A | =#N/A
|  | CO2/kwh heat | primary energy per kwh heat | % distribution losses | heat generation efficiency
| district heating | WAS =IF('New Questions'!F67 ="no",'CO2'!I36,SUMPRODUCT(C122:C128,D122:D128,E122:E128))/(1-E115) NOW =IF('New Questions'!F67 ="yes",(SUMPRODUCT(C122:C128,D122:D128,E122:E128))*(1+E115),(0.2025*(1+E115)))
| district cooling | WAS =IF('New Questions'!F77 ="yes",SUMPRODUCT(C132:C138,D132:D138,E132:E138),'CO2'!I37)/(1-E117) NOW =IF('New Questions'!F77 ="yes",(SUMPRODUCT(C132:C138,D132:D138,E132:E138)*(1+E117)),(0.15*(1+E117))) |  | WAS =IF(ISBLANK('New Questions'!F86),'Lookup tables'!D49,'New Questions'!F86/100) TO =IF(('New Questions'!F86) =0,'Lookup tables'!D49,'New Questions'!F86/100) | WAS =IF(SUMPRODUCT(E132:E138,F132:F138) =0,1,SUMPRODUCT(E132:E138,F132:F138)*0) TO =IF(SUMPRODUCT(E132:E138,F132:F138) =0,1,SUMPRODUCT(E132:E138,F132:F138))
| PE kWh/Kwh | CO2/kWh | 1/efficiency | % | efficiency
heat source 1 |  | WAS =IF(ISBLANK('New Questions'!H69),0,IF('New Questions'!H69 ="electricity",VLOOKUP('New Questions'!$F$9,'CO2'!$C$4:$F$188,4,FALSE),VLOOKUP('New Questions'!H69,'CO2'!$H$17:$I$40,2,FALSE))) NOW =IF(E122 =0,0,IF(ISBLANK('New Questions'!H69),0,IF('New Questions'!H69 ="electricity",VLOOKUP('New Questions'!$F$9,'CO2'!$C$4:$F$188,4,FALSE),VLOOKUP('New Questions'!H69,'CO2'!$H$17:$I$40,2,FALSE)))) | WAS =IF(ISBLANK('New Questions'!G69),0,1/+'New Questions'!G69) TO =IF(E122 =0,0,IF(ISBLANK('New Questions'!G69),0,1/+'New Questions'!G69)) |  | WAS =IF(D122 =0,0,1/D122) TO =IF(E122 =0,0,1/D122) |  | C122:D122, F122:F127
heat source 2 |  | WAS =IF(ISBLANK('New Questions'!H70),0,IF('New Questions'!H70 ="electricity",VLOOKUP('New Questions'!$F$9,'CO2'!$C$4:$F$188,4,FALSE),VLOOKUP('New Questions'!H70,'CO2'!$H$17:$I$40,2,FALSE))) NOW =IF(E123 =0,0,IF(ISBLANK('New Questions'!H70),0,IF('New Questions'!H70 ="electricity",VLOOKUP('New Questions'!$F$9,'CO2'!$C$4:$F$188,4,FALSE),VLOOKUP('New Questions'!H70,'CO2'!$H$17:$I$40,2,FALSE)))) | WAS =IF(ISBLANK('New Questions'!G70),0,1/+'New Questions'!G70) TO =IF(E123 =0,0,IF(ISBLANK('New Questions'!G70),0,1/+'New Questions'!G70)) |  | WAS =IF(D123 =0,0,1/D123) TO =IF(E123 =0,0,1/D123)
heat source 3 |  | WAS =IF(ISBLANK('New Questions'!H71),0,IF('New Questions'!H71 ="electricity",VLOOKUP('New Questions'!$F$9,'CO2'!$C$4:$F$188,4,FALSE),VLOOKUP('New Questions'!H71,'CO2'!$H$17:$I$40,2,FALSE))) NOW =IF(E124 =0,0,IF(ISBLANK('New Questions'!H71),0,IF('New Questions'!H71 ="electricity",VLOOKUP('New Questions'!$F$9,'CO2'!$C$4:$F$188,4,FALSE),VLOOKUP('New Questions'!H71,'CO2'!$H$17:$I$40,2,FALSE)))) | WAS =IF(ISBLANK('New Questions'!G71),0,1/+'New Questions'!G71) TO =IF(E124 =0,0,IF(ISBLANK('New Questions'!G71),0,1/+'New Questions'!G71)) |  | WAS =IF(D124 =0,0,1/D124) TO =IF(E124 =0,0,1/D124)
heat source 4 |  | WAS =IF(ISBLANK('New Questions'!H72),0,IF('New Questions'!H72 ="electricity",VLOOKUP('New Questions'!$F$9,'CO2'!$C$4:$F$188,4,FALSE),VLOOKUP('New Questions'!H72,'CO2'!$H$17:$I$40,2,FALSE))) NOW =IF(E125 =0,0,IF(ISBLANK('New Questions'!H72),0,IF('New Questions'!H72 ="electricity",VLOOKUP('New Questions'!$F$9,'CO2'!$C$4:$F$188,4,FALSE),VLOOKUP('New Questions'!H72,'CO2'!$H$17:$I$40,2,FALSE)))) | WAS =IF(ISBLANK('New Questions'!G72),0,1/+'New Questions'!G72) TO =IF(E125 =0,0,IF(ISBLANK('New Questions'!G72),0,1/+'New Questions'!G72)) |  | WAS =IF(D125 =0,0,1/D125) TO =IF(E125 =0,0,1/D125)
heat source 5 |  | WAS =IF(ISBLANK('New Questions'!H73),0,IF('New Questions'!H73 ="electricity",VLOOKUP('New Questions'!$F$9,'CO2'!$C$4:$F$188,4,FALSE),VLOOKUP('New Questions'!H73,'CO2'!$H$17:$I$40,2,FALSE))) NOW =IF(E126 =0,0,IF(ISBLANK('New Questions'!H73),0,IF('New Questions'!H73 ="electricity",VLOOKUP('New Questions'!$F$9,'CO2'!$C$4:$F$188,4,FALSE),VLOOKUP('New Questions'!H73,'CO2'!$H$17:$I$40,2,FALSE)))) | WAS =IF(ISBLANK('New Questions'!G73),0,1/+'New Questions'!G73) TO =IF(E126 =0,0,IF(ISBLANK('New Questions'!G73),0,1/+'New Questions'!G73)) |  | WAS =IF(D126 =0,0,1/D126) TO =IF(E126 =0,0,1/D126)
heat source 6 |  | WAS =IF(ISBLANK('New Questions'!H74),0,IF('New Questions'!H74 ="electricity",VLOOKUP('New Questions'!$F$9,'CO2'!$C$4:$F$188,4,FALSE),VLOOKUP('New Questions'!H74,'CO2'!$H$17:$I$40,2,FALSE))) NOW =IF(E127 =0,0,IF(ISBLANK('New Questions'!H74),0,IF('New Questions'!H74 ="electricity",VLOOKUP('New Questions'!$F$9,'CO2'!$C$4:$F$188,4,FALSE),VLOOKUP('New Questions'!H74,'CO2'!$H$17:$I$40,2,FALSE)))) | WAS =IF(ISBLANK('New Questions'!G74),0,1/+'New Questions'!G74) TO =IF(E127 =0,0,IF(ISBLANK('New Questions'!G74),0,1/+'New Questions'!G74)) |  | WAS =IF(D127 =0,0,1/D127) TO =IF(E127 =0,0,1/D127)
| PE kWh/Kwh | CO2/kWh | 1/efficiency | % | efficiency
cooling source 1 |  | WAS =IF(ISBLANK('New Questions'!H79),0,IF('New Questions'!H79 ="electricity",VLOOKUP('New Questions'!$F$9,'CO2'!$C$4:$F$188,4,FALSE),VLOOKUP('New Questions'!H79,'CO2'!$H$17:$I$41,2,FALSE))) TO =IF(E132 =0,0,IF(ISBLANK('New Questions'!H79),0,IF('New Questions'!H79 ="electricity",VLOOKUP('New Questions'!$F$9,'CO2'!$C$4:$F$188,4,FALSE),VLOOKUP('New Questions'!H79,'CO2'!$H$17:$I$41,2,FALSE)))) | WAS =IF(ISBLANK('New Questions'!G79),0,1/+'New Questions'!G79) TO =IF(E132 =0,0,IF(ISBLANK('New Questions'!G79),0,1/+'New Questions'!G79)) |  | WAS =IF(D132 =0,0,1/D132) TO =IF(E132 =0,0,1/D132)
cooling source 2 |  | WAS =IF(ISBLANK('New Questions'!H80),0,IF('New Questions'!H80 ="electricity",VLOOKUP('New Questions'!$F$9,'CO2'!$C$4:$F$188,4,FALSE),VLOOKUP('New Questions'!H80,'CO2'!$H$17:$I$41,2,FALSE))) TO =IF(E133 =0,0,IF(ISBLANK('New Questions'!H80),0,IF('New Questions'!H80 ="electricity",VLOOKUP('New Questions'!$F$9,'CO2'!$C$4:$F$188,4,FALSE),VLOOKUP('New Questions'!H80,'CO2'!$H$17:$I$41,2,FALSE)))) | WAS =IF(ISBLANK('New Questions'!G80),0,1/+'New Questions'!G80) TO =IF(E133 =0,0,IF(ISBLANK('New Questions'!G80),0,1/+'New Questions'!G80)) |  | WAS =IF(D133 =0,0,1/D133) TO =IF(E133 =0,0,1/D133)
cooling source 3 |  | WAS =IF(ISBLANK('New Questions'!H81),0,IF('New Questions'!H81 ="electricity",VLOOKUP('New Questions'!$F$9,'CO2'!$C$4:$F$188,4,FALSE),VLOOKUP('New Questions'!H81,'CO2'!$H$17:$I$41,2,FALSE))) TO =IF(E134 =0,0,IF(ISBLANK('New Questions'!H81),0,IF('New Questions'!H81 ="electricity",VLOOKUP('New Questions'!$F$9,'CO2'!$C$4:$F$188,4,FALSE),VLOOKUP('New Questions'!H81,'CO2'!$H$17:$I$41,2,FALSE)))) | WAS =IF(ISBLANK('New Questions'!G81),0,1/+'New Questions'!G81) TO =IF(E134 =0,0,IF(ISBLANK('New Questions'!G81),0,1/+'New Questions'!G81)) |  | WAS =IF(D134 =0,0,1/D134) TO =IF(E134 =0,0,1/D134)
cooling source 4 |  | WAS =IF(ISBLANK('New Questions'!H82),0,IF('New Questions'!H82 ="electricity",VLOOKUP('New Questions'!$F$9,'CO2'!$C$4:$F$188,4,FALSE),VLOOKUP('New Questions'!H82,'CO2'!$H$17:$I$41,2,FALSE))) TO =IF(E135 =0,0,IF(ISBLANK('New Questions'!H82),0,IF('New Questions'!H82 ="electricity",VLOOKUP('New Questions'!$F$9,'CO2'!$C$4:$F$188,4,FALSE),VLOOKUP('New Questions'!H82,'CO2'!$H$17:$I$41,2,FALSE)))) | WAS =IF(ISBLANK('New Questions'!G82),0,1/+'New Questions'!G82) TO =IF(E135 =0,0,IF(ISBLANK('New Questions'!G82),0,1/+'New Questions'!G82)) |  | WAS =IF(D135 =0,0,1/D135) TO =IF(E135 =0,0,1/D135)
cooling source 5 |  | WAS =IF(ISBLANK('New Questions'!H83),0,IF('New Questions'!H83 ="electricity",VLOOKUP('New Questions'!$F$9,'CO2'!$C$4:$F$188,4,FALSE),VLOOKUP('New Questions'!H83,'CO2'!$H$17:$I$41,2,FALSE))) TO =IF(E136 =0,0,IF(ISBLANK('New Questions'!H83),0,IF('New Questions'!H83 ="electricity",VLOOKUP('New Questions'!$F$9,'CO2'!$C$4:$F$188,4,FALSE),VLOOKUP('New Questions'!H83,'CO2'!$H$17:$I$41,2,FALSE)))) | WAS =IF(ISBLANK('New Questions'!G83),0,1/+'New Questions'!G83) TO =IF(E136 =0,0,IF(ISBLANK('New Questions'!G83),0,1/+'New Questions'!G83)) |  | WAS =IF(D136 =0,0,1/D136) TO =IF(E136 =0,0,1/D136)
cooling source 6 |  | WAS =IF(ISBLANK('New Questions'!H84),0,IF('New Questions'!H84 ="electricity",VLOOKUP('New Questions'!$F$9,'CO2'!$C$4:$F$188,4,FALSE),VLOOKUP('New Questions'!H84,'CO2'!$H$17:$I$41,2,FALSE))) TO =IF(E137 =0,0,IF(ISBLANK('New Questions'!H84),0,IF('New Questions'!H84 ="electricity",VLOOKUP('New Questions'!$F$9,'CO2'!$C$4:$F$188,4,FALSE),VLOOKUP('New Questions'!H84,'CO2'!$H$17:$I$41,2,FALSE)))) | WAS =IF(ISBLANK('New Questions'!G84),0,1/+'New Questions'!G84) TO =IF(E137 =0,0,IF(ISBLANK('New Questions'!G84),0,1/+'New Questions'!G84)) |  | WAS =IF(D137 =0,0,1/D137) TO =IF(E137 =0,0,1/D137)
Actual
| What is the % of floorarea fitted with LED lamps? | [5 empty] | LED lamp
| What % of LED lamps are fitted with local controls which increase power input as the light output reduces over time? | WAS =+'New Questions'!$F$88/100 TO =IF(+'New Questions'!$F88 =0,1,'New Questions'!$F88/100) |  |  |  |  | LED with power input controls
| What is the % of floorarea fitted with compact flourescent lamps? | [5 empty] | Compact fluorescent lamp with diffuser
| What is the % of compact flourescent lamps have diffusers or shades fitted? | WAS =+'New Questions'!$F$90/100 TO =IF(+'New Questions'!$F90 =0,1,'New Questions'!$F90/100) |  |  |  |  | Compact fluorescent lamp without diffuser
| What is the % of floorarea fitted with tungsten halogen lamps? | [5 empty] | Tungsten halogen lamp with diffuser
| What is the % of tungsten halogen lamps have diffusers or shades fitted? | WAS =+'New Questions'!$F$92/100 TO =IF(+'New Questions'!$F92 =0,1,'New Questions'!$F92/100) |  |  |  |  | Tungsten halogen lamp without diffuser
| What is the % of floorarea fitted with incandescent lamps? | [5 empty] | Incandescent lamp lamp with diffuser
| What is the % of incandescent lamps have diffusers or shades fitted? | WAS =+'New Questions'!$F$94/100 TO =IF(+'New Questions'!$F94 =0,1,'New Questions'!$F94/100) |  |  |  |  | Incandescent lamp lamp without diffuser
| What is the % of floorarea fitted with T12 fluorescent tubes? | [5 empty] | T12 fluorescent tube lamp with diffuser
| What is the % of T12 fluorescent tubes have diffusers or shades fitted? | WAS =+'New Questions'!$F$96/100 TO =IF(+'New Questions'!$F96 =0,1,'New Questions'!$F96/100) |  |  |  |  | T12 fluorescent tube lamp without diffuser
| What is the % of floorarea fitted with T8 fluorescent tubes? | [5 empty] | T8 fluorescent tube lamp with diffuser
| What is the % of T8 fluorescent tubes have diffusers or shades fitted? | WAS =+'New Questions'!$F$98/100 TO =IF(+'New Questions'!$F98 =0,1,'New Questions'!$F98/100) |  |  |  |  | T8 fluorescent tube lamp without diffuser
| What is the % of floorarea fitted with T5 fluorescent tubes? | [5 empty] | T5 fluorescent tube lamp with diffuser
| What is the % of T5 fluorescent tubes have diffusers or shades fitted? | WAS =+'New Questions'!$F$100/100 TO =IF(+'New Questions'!$F100 =0,1,'New Questions'!$F100/100) |  |  |  |  | T5 fluorescent tube lamp without diffuser
| What is % of fluorsecent tubes are fitted with local controls which increase power input as light output reduce over time? | [5 empty] | all fluorescent tubes with power input controls
| What is % of fluorsecent tubes are fitted with high frequency ballasts? | [5 empty] | all fluorescent tubes with power input controls and high frequency ballasts
| What is the % of floorarea fitted with metal halide lamps? | [5 empty] | Metal halide lamp with diffuser
| What is the % of metal halide lamps have diffusers or shades fitted? | WAS =+'New Questions'!$F$104/100 TO =IF(+'New Questions'!$F104 =0,1,'New Questions'!$F104/100) |  |  |  |  | Metal halide lamp without diffuser
Average efficacy
What % of floor area is daylit
What % of daylit space is fitted with dimmable photoelectric controls?
What % of daylit space is fitted with photoelectric switching controls?
What % of the floor area is occassionally occupied
What % of occasionally occupied space is fitted with auto off (manual on) presence detection?
What % of occasionally occupied space is fitted with auto on (manual off) presence detection?
% control savings
Average efficacy including control savings
Standard
| What is the % of floorarea fitted with LED lamps? | [5 empty] | LED lamp
| What % of LED lamps are fitted with local controls which increase power input as the light output reduces over time? | [5 empty] | LED with power input controls
| What is the % of floorarea fitted with compact flourescent lamps? | [5 empty] | Compact fluorescent lamp with diffuser
| What is the % of compact flourescent lamps have diffusers or shades fitted? | [5 empty] | Compact fluorescent lamp without diffuser
| What is the % of floorarea fitted with tungsten halogen lamps? | [5 empty] | Tungsten halogen lamp with diffuser
| What is the % of tungsten halogen lamps have diffusers or shades fitted? | [5 empty] | Tungsten halogen lamp without diffuser
| What is the % of floorarea fitted with incandescent lamps? | [5 empty] | Incandescent lamp lamp with diffuser
| What is the % of incandescent lamps have diffusers or shades fitted? | [5 empty] | Incandescent lamp lamp without diffuser
| What is the % of floorarea fitted with T12 fluorescent tubes? | [5 empty] | T12 fluorescent tube lamp with diffuser
| What is the % of T12 fluorescent tubes have diffusers or shades fitted? | [5 empty] | T12 fluorescent tube lamp without diffuser
| What is the % of floorarea fitted with T8 fluorescent tubes? | [5 empty] | T8 fluorescent tube lamp with diffuser
| What is the % of T8 fluorescent tubes have diffusers or shades fitted? | [5 empty] | T8 fluorescent tube lamp without diffuser
| What is the % of floorarea fitted with T5 fluorescent tubes? | [5 empty] | T5 fluorescent tube lamp with diffuser
| What is the % of T5 fluorescent tubes have diffusers or shades fitted? | [5 empty] | T5 fluorescent tube lamp without diffuser
| What is % of fluorsecent tubes are fitted with local controls which increase power input as light output reduce over time? | [5 empty] | all fluorescent tubes with power input controls
| What is % of fluorsecent tubes are fitted with high frequency ballasts? | [5 empty] | all fluorescent tubes with power input controls and high frequency ballasts
| What is the % of floorarea fitted with metal halide lamps? | [5 empty] | Metal halide lamp with diffuser
| What is the % of metal halide lamps have diffusers or shades fitted? | [5 empty] | Metal halide lamp without diffuser
Average efficacy
What % of floor area is daylit
What % of daylit space is fitted with dimmable photoelectric controls?
What % of daylit space is fitted with photoelectric switching controls?
What % of the floor area is occassionally occupied
What % of occasionally occupied space is fitted with auto off (manual on) presence detection?
What % of occasionally occupied space is fitted with auto on (manual off) presence detection?
% control savings
Average efficacy including control savings
Best Practice
| What is the % of floorarea fitted with LED lamps? | [6 empty] | LED lamp
| What % of LED lamps are fitted with local controls which increase power input as the light output reduces over time? | [6 empty] | LED with power input controls
| What is the % of floorarea fitted with compact flourescent lamps? | [6 empty] | Compact fluorescent lamp with diffuser
| What is the % of compact flourescent lamps have diffusers or shades fitted? | [6 empty] | Compact fluorescent lamp without diffuser
| What is the % of floorarea fitted with tungsten halogen lamps? | [6 empty] | Tungsten halogen lamp with diffuser
| What is the % of tungsten halogen lamps have diffusers or shades fitted? | [6 empty] | Tungsten halogen lamp without diffuser
| What is the % of floorarea fitted with incandescent lamps? | [6 empty] | Incandescent lamp lamp with diffuser
| What is the % of incandescent lamps have diffusers or shades fitted? | [6 empty] | Incandescent lamp lamp without diffuser
| What is the % of floorarea fitted with T12 fluorescent tubes? | [6 empty] | T12 fluorescent tube lamp with diffuser
| What is the % of T12 fluorescent tubes have diffusers or shades fitted? | [6 empty] | T12 fluorescent tube lamp without diffuser
| What is the % of floorarea fitted with T8 fluorescent tubes? | [6 empty] | T8 fluorescent tube lamp with diffuser
| What is the % of T8 fluorescent tubes have diffusers or shades fitted? | [6 empty] | T8 fluorescent tube lamp without diffuser
| What is the % of floorarea fitted with T5 fluorescent tubes? | [6 empty] | T5 fluorescent tube lamp with diffuser
| What is the % of T5 fluorescent tubes have diffusers or shades fitted? | [6 empty] | T5 fluorescent tube lamp without diffuser
| What is % of fluorsecent tubes are fitted with local controls which increase power input as light output reduce over time? | [6 empty] | all fluorescent tubes with power input controls
| What is % of fluorsecent tubes are fitted with high frequency ballasts? | [6 empty] | all fluorescent tubes with power input controls and high frequency ballasts
| What is the % of floorarea fitted with metal halide lamps? | [6 empty] | Metal halide lamp with diffuser
| What is the % of metal halide lamps have diffusers or shades fitted? | [6 empty] | Metal halide lamp without diffuser
Average efficacy
What % of floor area is daylit
What % of daylit space is fitted with dimmable photoelectric controls?
What % of daylit space is fitted with photoelectric switching controls?
What % of the floor area is occassionally occupied
What % of occasionally occupied space is fitted with auto off (manual on) presence detection?
What % of occasionally occupied space is fitted with auto on (manual off) presence detection?
% control savings
Average efficacy including control savings

## 2.542-2.64 (hidden)
| Building and component age | Year |  | Q No.
| Year built |  |  | 1 |  |  | Recent change |  | Fixed
| heating system replaced |  |  | 26 |  |  |  |  | Calculated
| cooling system replaced |  |  | 33 |  |  |  |  | General
| ventilation system replaced |  |  | 36 |  |  |  |  | Fabric |  |  |  | floor area | =+P6/2*P7*P8 | =+Q6/2*Q7*Q8
| windows replaced |  |  | 18 |  |  |  |  | Heating |  |  |  | height | 14 | 2
[9 empty] | Cooling |  |  |  | width | 2 | 14
| Fabric and dimensions (Actual and Best practice) | m2 | Actual u value | Best practice U value |  | Q No. |  |  | Ventilation |  |  |  | depth | 2 | 2
| Asset Floor area |  |  |  |  | 4 |  |  | Hot water |  |  |  | volume if a square | =+P6*P7*P8 | =+Q6*Q7*Q8
| External wall |  | WAS =IF('New Questions'!$F$14 ="",VLOOKUP('New Questions'!$F$6,'Lookup tables'!$K$125:$L$134,2,TRUE),'New Questions'!$F$14) NOW =IF('New Questions'!$F$14 =0,VLOOKUP('New Questions'!$F$6,'Lookup tables'!$K$125:$L$134,2,TRUE),'New Questions'!$F$14) | change to make default lookups work in excel where 0 equates to "question not answered" No impact on online calculator |  | 7 |  |  | District heating |  |  |  | crickly volume | =+P9/2 | =+Q9/2
| Roof |  | WAS =IF('New Questions'!$F$15 ="",VLOOKUP('New Questions'!$F$6,'Lookup tables'!V125:W134,2,TRUE),'New Questions'!$F$15) NOW =IF('New Questions'!$F$15 =0,VLOOKUP('New Questions'!$F$6,'Lookup tables'!V125:W134,2,TRUE),'New Questions'!$F$15) | change to make default lookups work in excel where 0 equates to "question not answered" No impact on online calculator |  | 8 |  |  | District cooling |  |  |  | external area | =+P6*P7*2+P6*P8*2+P8*P7 | =+Q6*Q7*2+Q6*Q8*2+Q8*Q7
| Windows |  | WAS =IF('New Questions'!$F$16 ="",VLOOKUP('New Questions'!$F$6,'Lookup tables'!AL125:AM134,2,TRUE),'New Questions'!$F$16) NOW =IF('New Questions'!$F$16 =0,VLOOKUP('New Questions'!$F$6,'Lookup tables'!AL125:AM134,2,TRUE),'New Questions'!$F$16) | change to make default lookups work in excel where 0 equates to "question not answered" No impact on online calculator |  | 9 |  |  | Lighting
| Asset internal volume |  |  |  |  | 15
=8*4*4
=4*8*4
| Fabric and dimensions (standard) | std m2 |  | Standard U value |  | Q No.
| Asset Floor area |  |  |  |  | 4 | [5 empty] | =8*4*4
| External wall |  |  |  |  | 7 | [5 empty] | 4*4
| Roof |  |  |  |  | 8
| Windows |  |  |  |  | 9
Ground floor
| Asset internal volume |  |  |  |  | 15
|  | Credit Score = | Credit Score = | =Credit_Score
| Component/subcomponent | Actual value v2.542 to 2.64 | Standard Value | Best practice value | Actual improvement | Potential improvement
| heat generator efficiency |  | WAS =+'New Questions'!G30+D39 NOW =+'New Questions'!G30 | removing error | [5 empty] | 0
0
| overall heat generation efficieny incl heat recovery | [6 empty] | WAS =H30/SUM($H$30:$H$46)*$H$47 NOW =IF($H$47 =0,0,H30/SUM($H$30:$H$46)*$H$47) |  | 0
↓ | equipment gains | [6 empty] | WAS =H31/SUM($H$30:$H$46)*$H$47 NOW =IF($H$47 =0,0,H31/SUM($H$30:$H$46)*$H$47) |  | 0
↓ | lighting gains |  |  | WAS =+D32*$G$70 NOW =+D32*G205/G237 | now looking up best practice and actual lighting efficacy rather than potential improvement for lighting gains |  |  | WAS =H32/SUM($H$30:$H$46)*$H$47 NOW =IF($H$47 =0,0,H32/SUM($H$30:$H$46)*$H$47) |  | 0
#VALUE! | equipment and lighting gains | [6 empty] | WAS =H33/SUM($H$30:$H$46)*$H$47 NOW =IF($H$47 =0,0,H33/SUM($H$30:$H$46)*$H$47) |  | 0 | ↓
#VALUE! | people gain | [6 empty] | WAS =H34/SUM($H$30:$H$46)*$H$47 NOW =IF($H$47 =0,0,H34/SUM($H$30:$H$46)*$H$47) |  | 0 | ↓
| average g value |  |  |  | adding a default value of 1 for solar gains improvement factor where standard solar gains = actual solar gains | adding a default value of 1 where actual value for solar gains is not entered |  | WAS =H35/SUM($H$30:$H$46)*$H$47 NOW =IF($H$47 =0,0,H35/SUM($H$30:$H$46)*$H$47) |  | 0 | ↓
16% | solar gains |  |  |  | WAS =+C36/D36 NOW =IF(C36/D36 =0,1,+C36/D36) | WAS =+E36/C36 NOW =IF(C36 =0,E36/D36,+E36/C36) |  | WAS =H36/SUM($H$30:$H$46)*$H$47 NOW =IF($H$47 =0,0,H36/SUM($H$30:$H$46)*$H$47) |  | 0 | ↓
| total internal gains heating season | [6 empty] | WAS =H37/SUM($H$30:$H$46)*$H$47 NOW =IF($H$47 =0,0,H37/SUM($H$30:$H$46)*$H$47) |  | 0 | =
↓ | Air changes per hour (infiltration + ventilation) | Adjusting default value for % heat recovery to zero |  |  | WAS NOW =++C38/D38 |  |  | WAS =H38/SUM($H$30:$H$46)*$H$47 NOW =IF($H$47 =0,0,H38/SUM($H$30:$H$46)*$H$47) |  | 0
inc overall heat gen efficiency | heat recovery % | WAS =IF(+'New Questions'!F45 ="no",0,IF(AND('New Questions'!F45 ="yes",'New Questions'!F46>0),'New Questions'!F46/100,0.1)) NOW =IF(+'New Questions'!F45 ="no",0,IF(AND('New Questions'!F45 ="yes",'New Questions'!F46>0),'New Questions'!F46/100,0)) |  |  | intermediate values generated (check wether these are required |  |  | WAS =H39/SUM($H$30:$H$46)*$H$47 NOW =IF($H$47 =0,0,H39/SUM($H$30:$H$46)*$H$47) |  | 0
= ↓ | infiltration heat loss |  | corrected to look up best practice volume | WAS =0.343*E38*C23 NOW =0.343*E38*C14 | WAS NOW =++C40/D40 |  |  | WAS =H40/SUM($H$30:$H$46)*$H$47 NOW =IF($H$47 =0,0,H40/SUM($H$30:$H$46)*$H$47) |  | 0
| average u value |  |  |  | intermediate values generated (check wether these are required |  |  | WAS =H41/SUM($H$30:$H$46)*$H$47 NOW =IF($H$47 =0,0,H41/SUM($H$30:$H$46)*$H$47) |  | 0
↓ | heat loss through fabric |  |  |  | WAS NOW =+C42/D42 | WAS =+E42/C42 NOW =IF(C42 =0,E42/D42,+E42/C42) | Default to use standard heat loss to determine potential improvement where no actual value is entered | WAS =H42/SUM($H$30:$H$46)*$H$47 NOW =IF($H$47 =0,0,H42/SUM($H$30:$H$46)*$H$47)
= | Total fabric heat loss | [6 empty] | WAS =H43/SUM($H$30:$H$46)*$H$47 NOW =IF($H$47 =0,0,H43/SUM($H$30:$H$46)*$H$47)
| Net change in heat gains | [6 empty] | WAS =H44/SUM($H$30:$H$46)*$H$47 NOW =IF($H$47 =0,0,H44/SUM($H$30:$H$46)*$H$47)
| heat generation and heat demand improvement | [6 empty] | WAS =H45/SUM($H$30:$H$46)*$H$47 NOW =IF($H$47 =0,0,H45/SUM($H$30:$H$46)*$H$47)
| distribution heat loss | [6 empty] | WAS =H46/SUM($H$30:$H$46)*$H$47 NOW =IF($H$47 =0,0,H46/SUM($H$30:$H$46)*$H$47)
Heating improvement factor
Cooling generator efficiency
cooling fuel factor
| overall generation efficiency | [6 empty] | WAS =H50/SUM($H$48:$H$64)*$H$69 NOW =IF(SUM($H$48:$H$59) =0,0,H50/SUM($H$48:$H$64)*$H$69)
↓ | equipment gains |  |  | Corrected to look up actual improvement - is that correct |  |  |  | WAS =H51/SUM($H$30:$H$46)*$H$47 NOW =IF(SUM($H$48:$H$59) =0,0,H51/SUM($H$48:$H$64)*$H$69)
↓ | lighting gains |  |  | WAS =+D52*$G$70 NOW =+D52*$F$70 |  |  |  | WAS =H52/SUM($H$30:$H$46)*$H$47 NOW =IF(SUM($H$48:$H$59) =0,0,H52/SUM($H$48:$H$64)*$H$69)
#VALUE! | equipment and lighting gains | [6 empty] | WAS =H53/SUM($H$30:$H$46)*$H$47 NOW =IF(SUM($H$48:$H$59) =0,0,H53/SUM($H$48:$H$64)*$H$69) |  |  | ↓
#VALUE! | people gain | change to make default lookups work in excel where 0 equates to "question not answered" No impact on online calculator | [5 empty] | WAS =H54/SUM($H$30:$H$46)*$H$47 NOW =IF(SUM($H$48:$H$59) =0,0,H54/SUM($H$48:$H$64)*$H$69) |  |  | ↓
| average g value | WAS =IF('New Questions'!$F$23 ="",VLOOKUP('New Questions'!$F$6,'Lookup tables'!$BM$125:$BN$134,2,TRUE),'New Questions'!$F$23) NOW =IF('New Questions'!$F$23 =0,VLOOKUP('New Questions'!$F$6,'Lookup tables'!$BM$125:$BN$134,2,TRUE),'New Questions'!$F$23) |  | formula adjusted to include shading factor |  |  |  | WAS =H55/SUM($H$30:$H$46)*$H$47 NOW =IF(SUM($H$48:$H$59) =0,0,H55/SUM($H$48:$H$64)*$H$69) |  |  | ↓
| solar gains |  |  | WAS =+C$12*E55 NOW =+C$12*E55*E57 |  | WAS =+E56/C56 NOW =IF(C56 =0,E56/D56,+E56/C56) | Default to use standard solar gains to determine potential improvement where no actual value is entered | WAS NOW =IF(SUM($H$48:$H$59) =0,0,H56/SUM($H$48:$H$64)*$H$69) |  |  | ↓
| shading factor | WAS =IF('New Questions'!F24 =0,'Lookup tables'!$K$20,VLOOKUP('New Questions'!G24,'Lookup tables'!$J$19:$K$20,2,FALSE)) NOW =IF('New Questions'!F24 =0,'Lookup tables'!$K$20,VLOOKUP('New Questions'!F24,'Lookup tables'!$J$19:$K$20,2,FALSE)) |  |  | adding a default value of 1 where actual solar gains incl shading = standard solar gains incl shading |  |  | WAS NOW =IF(SUM($H$48:$H$59) =0,0,H57/SUM($H$48:$H$64)*$H$69) |  |  | ↓
40% | solar gains incl shading factor | default corrected to standard value |  |  | WAS =+C58/D58 NOW =IF(C58 =0,1,+C58/D58) | WAS =+E58/C58 NOW =IF(C58 =0,E58/D58,+E58/C58) | Default to use standard solar gains to determine potential improvement where no actual value is entered | WAS =H58/SUM($H$49:$H$65)*$H$69 NOW =IF(SUM($H$48:$H$59) =0,0,H58/SUM($H$48:$H$64)*$H$69) |  |  | ↓
| total internal gains cooling season | [6 empty] | WAS =H59/SUM($H$30:$H$46)*$H$47 NOW =IF(SUM($H$48:$H$59) =0,0,H59/SUM($H$48:$H$64)*$H$69) |  |  | =
Not used anymore | Air changes per hour
Not used anymore | infiltration heat gain
Not used anymore | average external u-value
Not used anymore | heat loss through fabric
↓ | Total fabric heat loss
| Net change in heat gains |  |  |  | removing error | WAS =1-((-1+G59)+(1-G64)) NOW =1-((1-G59)) |  | WAS =H65/SUM($H$30:$H$46)*$H$47 NOW =IF(SUM($H$30:$H$46) =0,0,H65/SUM($H$30:$H$46)*$H$47)
| cooling generation and heat demand change | [6 empty] | WAS =H66/SUM($H$30:$H$46)*$H$47 NOW =IF(SUM($H$30:$H$46) =0,0,H66/SUM($H$30:$H$46)*$H$47)
| % free cooling | [6 empty] | WAS =H67/SUM($H$47:$H$63)*$H$69 NOW =IF(SUM($H$30:$H$46) =0,0,H67/SUM($H$30:$H$46)*$H$47)
| distribution cooling loss | [6 empty] | WAS =H68/SUM($H$47:$H$63)*$H$69 NOW =IF(SUM($H$30:$H$46) =0,0,H68/SUM($H$30:$H$46)*$H$47)
| Cooling improvement factor |  |  |  | Formula corrected (inverted) | Formula corrected (inverted) |  | WAS =SUM(I48:I68) NOW =IF(SUM($H$30:$H$46) =0,0,H69/SUM($H$30:$H$46)*$H$47)
Yes | Lighting improvement factor |  |  |  | WAS =+C70/D70 NOW =+D70/C70 | WAS =+E70/C70 NOW =+C70/E70
| specific fan power improvement |  |  |  | WAS =+C71/D71 NOW | WAS =+E71/C71 NOW | Removed not needed
| Fan VSD |  |  |  | WAS =+C72/D72 NOW | WAS =+E72/C72 NOW | Removed not needed
| ductwork leakage |  |  |  | WAS =+D73/C73 NOW | WAS =+C73/E73 NOW | Removed not needed
| Mechanical ventilation improvement factor | WAS NOW =+C73*C72*C71 | WAS NOW =+D73*D72*D71 | WAS NOW =+E73*E72*E71 | WAS =+F73*F71*F72 NOW =+C74/D74 | WAS =+G73*G71*G72 NOW =+E74/C74 | Mechanical ventilation calcuation adjusted - now actual, standard and best practice values are explictly calcuated
| Pump VSD | formula added to select the mechanical ventilation improvement factor if distribution is via air or the pump vsd factor if distribution is via fluids
| heating distribution | WAS NOW =IF('New Questions'!F33 ="No",'Improvement factors'!C75,'Improvement factors'!C74) | WAS NOW =+D74 | WAS NOW =+E74 | WAS =IF(IF('New Questions'!F33 =0,'New Questions'!G33) ="Yes",F74,F75) NOW =+C76/D76 | WAS =IF('New Questions'!G33 ="Yes",G74,G75) NOW =+E76/C76 | heating distribution calcuation reformulated - now actual, standard and best practice values are explictly calcuated
| cooling distribution | WAS NOW =IF('New Questions'!F39 ="no",'Improvement factors'!C75,'Improvement factors'!C74) | WAS NOW =+D76 | WAS NOW =+E75 | WAS =IF(IF('New Questions'!F39 =0,'New Questions'!G39) ="Yes",F74,F75) NOW =+C77/D77 | WAS =IF('New Questions'!G39 ="Yes",G74,G75) NOW =+E77/C77 | cooling distribution calcuation reformulated - now actual, standard and best practice values are explictly calcuated
hot water generation efficiency
hot water fuel factor
↓ | overall hot water generation efficieny
↓ | distribution heat loss
= | Hot water improvement factor
|  | Actual | Actual | Standard | Best Practice
| #N/A | =#N/A | =#N/A | =#N/A | =#N/A | =(+C96/100)/1.25+((1-C96/100)) | =(+D96/100)/1.25+((1-D96/100))
| #N/A | =#N/A | =#N/A | =#N/A | =#N/A | =+C97/100 | =+D97/100
| #N/A | =#N/A | =#N/A | =#N/A | =#N/A | =+C98/100 | =+D98/100
| #N/A | =#N/A | =#N/A | =#N/A | =#N/A | =+C99/100 | =+D99/100
| #N/A | =#N/A | =#N/A | =#N/A | =#N/A | =+C100/100*F96 | =+D100/100*G96
| #N/A | =#N/A | =#N/A | =#N/A | =#N/A | =+C101/100*F96 | =+D101/100*G96
| #N/A | =#N/A | =#N/A | =#N/A | =#N/A | =+C102/100*F96 | =+D102/100*G96
| #N/A | =#N/A | =#N/A | =#N/A | =#N/A | =+C103/100 | =+D103/100
| #N/A | =#N/A | =#N/A | =#N/A | =#N/A | =+C104/100 | =+D104/100
| #N/A | =#N/A | =#N/A | =#N/A | =#N/A | =+C105/100 | =+D105/100
| #N/A | =#N/A | =#N/A | =#N/A | =#N/A | =IF(((+C106+C107)/100)/1.25+((1-(C106+C107)/100))<0.8,0.8,((+C106+C107)/100)/1.25+((1-(C106+C107)/100))) | =IF(((+D106+D107)/100)/1.25+((1-(D106+D107)/100))<0.8,0.8,((+D106+D107)/100)/1.25+((1-(D106+D107)/100)))
| #N/A | =#N/A | =#N/A | =#N/A | =#N/A
| #N/A |  |  |  |  | =#N/A | =#N/A
|  | CO2/kwh heat | primary energy per kwh heat | % distribution losses | heat generation efficiency
| district heating | WAS =IF('New Questions'!F67 ="no",'CO2'!I36,SUMPRODUCT(C122:C128,D122:D128,E122:E128))/(1-E115) NOW =IF('New Questions'!F67 ="yes",(SUMPRODUCT(C122:C128,D122:D128,E122:E128))*(1+E115),(0.2025*(1+E115))) | Formula corrected to adjust for distribution losses and default emission factor now included
change to make default lookups work in excel where 0 equates to "question not answered" No impact on online calculator
| district cooling | WAS =IF('New Questions'!F77 ="yes",SUMPRODUCT(C132:C138,D132:D138,E132:E138),'CO2'!I37)/(1-E117) NOW =IF('New Questions'!F77 ="yes",(SUMPRODUCT(C132:C138,D132:D138,E132:E138)*(1+E117)),(0.15*(1+E117))) | Formula corrected to adjust for distribution losses and default emission factor now included | WAS =IF(ISBLANK('New Questions'!F86),'Lookup tables'!D49,'New Questions'!F86/100) TO =IF(('New Questions'!F86) =0,'Lookup tables'!D49,'New Questions'!F86/100) | WAS =IF(SUMPRODUCT(E132:E138,F132:F138) =0,1,SUMPRODUCT(E132:E138,F132:F138)*0) TO =IF(SUMPRODUCT(E132:E138,F132:F138) =0,1,SUMPRODUCT(E132:E138,F132:F138)) | Removal of error
|  | change to make default lookups work in excel where 0 equates to "question not answered" No impact on online calculator | formula adjusted to default to zero where no % heat provided |  | formula corrected to default to zero where no % heat provided
| PE kWh/Kwh | CO2/kWh | 1/efficiency | % | efficiency
heat source 1 |  | WAS =IF(ISBLANK('New Questions'!H69),0,IF('New Questions'!H69 ="electricity",VLOOKUP('New Questions'!$F$9,'CO2'!$C$4:$F$188,4,FALSE),VLOOKUP('New Questions'!H69,'CO2'!$H$17:$I$40,2,FALSE))) NOW =IF(E122 =0,0,IF(ISBLANK('New Questions'!H69),0,IF('New Questions'!H69 ="electricity",VLOOKUP('New Questions'!$F$9,'CO2'!$C$4:$F$188,4,FALSE),VLOOKUP('New Questions'!H69,'CO2'!$H$17:$I$40,2,FALSE)))) | WAS =IF(ISBLANK('New Questions'!G69),0,1/+'New Questions'!G69) TO =IF(E122 =0,0,IF(ISBLANK('New Questions'!G69),0,1/+'New Questions'!G69)) |  | WAS =IF(D122 =0,0,1/D122) TO =IF(E122 =0,0,1/D122)
heat source 2 |  | WAS =IF(ISBLANK('New Questions'!H70),0,IF('New Questions'!H70 ="electricity",VLOOKUP('New Questions'!$F$9,'CO2'!$C$4:$F$188,4,FALSE),VLOOKUP('New Questions'!H70,'CO2'!$H$17:$I$40,2,FALSE))) NOW =IF(E123 =0,0,IF(ISBLANK('New Questions'!H70),0,IF('New Questions'!H70 ="electricity",VLOOKUP('New Questions'!$F$9,'CO2'!$C$4:$F$188,4,FALSE),VLOOKUP('New Questions'!H70,'CO2'!$H$17:$I$40,2,FALSE)))) | WAS =IF(ISBLANK('New Questions'!G70),0,1/+'New Questions'!G70) TO =IF(E123 =0,0,IF(ISBLANK('New Questions'!G70),0,1/+'New Questions'!G70)) |  | WAS =IF(D123 =0,0,1/D123) TO =IF(E123 =0,0,1/D123)
heat source 3 |  | WAS =IF(ISBLANK('New Questions'!H71),0,IF('New Questions'!H71 ="electricity",VLOOKUP('New Questions'!$F$9,'CO2'!$C$4:$F$188,4,FALSE),VLOOKUP('New Questions'!H71,'CO2'!$H$17:$I$40,2,FALSE))) NOW =IF(E124 =0,0,IF(ISBLANK('New Questions'!H71),0,IF('New Questions'!H71 ="electricity",VLOOKUP('New Questions'!$F$9,'CO2'!$C$4:$F$188,4,FALSE),VLOOKUP('New Questions'!H71,'CO2'!$H$17:$I$40,2,FALSE)))) | WAS =IF(ISBLANK('New Questions'!G71),0,1/+'New Questions'!G71) TO =IF(E124 =0,0,IF(ISBLANK('New Questions'!G71),0,1/+'New Questions'!G71)) |  | WAS =IF(D124 =0,0,1/D124) TO =IF(E124 =0,0,1/D124)
heat source 4 |  | WAS =IF(ISBLANK('New Questions'!H72),0,IF('New Questions'!H72 ="electricity",VLOOKUP('New Questions'!$F$9,'CO2'!$C$4:$F$188,4,FALSE),VLOOKUP('New Questions'!H72,'CO2'!$H$17:$I$40,2,FALSE))) NOW =IF(E125 =0,0,IF(ISBLANK('New Questions'!H72),0,IF('New Questions'!H72 ="electricity",VLOOKUP('New Questions'!$F$9,'CO2'!$C$4:$F$188,4,FALSE),VLOOKUP('New Questions'!H72,'CO2'!$H$17:$I$40,2,FALSE)))) | WAS =IF(ISBLANK('New Questions'!G72),0,1/+'New Questions'!G72) TO =IF(E125 =0,0,IF(ISBLANK('New Questions'!G72),0,1/+'New Questions'!G72)) |  | WAS =IF(D125 =0,0,1/D125) TO =IF(E125 =0,0,1/D125)
heat source 5 |  | WAS =IF(ISBLANK('New Questions'!H73),0,IF('New Questions'!H73 ="electricity",VLOOKUP('New Questions'!$F$9,'CO2'!$C$4:$F$188,4,FALSE),VLOOKUP('New Questions'!H73,'CO2'!$H$17:$I$40,2,FALSE))) NOW =IF(E126 =0,0,IF(ISBLANK('New Questions'!H73),0,IF('New Questions'!H73 ="electricity",VLOOKUP('New Questions'!$F$9,'CO2'!$C$4:$F$188,4,FALSE),VLOOKUP('New Questions'!H73,'CO2'!$H$17:$I$40,2,FALSE)))) | WAS =IF(ISBLANK('New Questions'!G73),0,1/+'New Questions'!G73) TO =IF(E126 =0,0,IF(ISBLANK('New Questions'!G73),0,1/+'New Questions'!G73)) |  | WAS =IF(D126 =0,0,1/D126) TO =IF(E126 =0,0,1/D126)
heat source 6 |  | WAS =IF(ISBLANK('New Questions'!H74),0,IF('New Questions'!H74 ="electricity",VLOOKUP('New Questions'!$F$9,'CO2'!$C$4:$F$188,4,FALSE),VLOOKUP('New Questions'!H74,'CO2'!$H$17:$I$40,2,FALSE))) NOW =IF(E127 =0,0,IF(ISBLANK('New Questions'!H74),0,IF('New Questions'!H74 ="electricity",VLOOKUP('New Questions'!$F$9,'CO2'!$C$4:$F$188,4,FALSE),VLOOKUP('New Questions'!H74,'CO2'!$H$17:$I$40,2,FALSE)))) | WAS =IF(ISBLANK('New Questions'!G74),0,1/+'New Questions'!G74) TO =IF(E127 =0,0,IF(ISBLANK('New Questions'!G74),0,1/+'New Questions'!G74)) |  | WAS =IF(D127 =0,0,1/D127) TO =IF(E127 =0,0,1/D127)
| PE kWh/Kwh | CO2/kWh | 1/efficiency | % | efficiency
cooling source 1 |  | WAS =IF(ISBLANK('New Questions'!H79),0,IF('New Questions'!H79 ="electricity",VLOOKUP('New Questions'!$F$9,'CO2'!$C$4:$F$188,4,FALSE),VLOOKUP('New Questions'!H79,'CO2'!$H$17:$I$41,2,FALSE))) TO =IF(E132 =0,0,IF(ISBLANK('New Questions'!H79),0,IF('New Questions'!H79 ="electricity",VLOOKUP('New Questions'!$F$9,'CO2'!$C$4:$F$188,4,FALSE),VLOOKUP('New Questions'!H79,'CO2'!$H$17:$I$41,2,FALSE)))) | WAS =IF(ISBLANK('New Questions'!G79),0,1/+'New Questions'!G79) TO =IF(E132 =0,0,IF(ISBLANK('New Questions'!G79),0,1/+'New Questions'!G79)) |  | WAS =IF(D132 =0,0,1/D132) TO =IF(E132 =0,0,1/D132)
cooling source 2 |  | WAS =IF(ISBLANK('New Questions'!H80),0,IF('New Questions'!H80 ="electricity",VLOOKUP('New Questions'!$F$9,'CO2'!$C$4:$F$188,4,FALSE),VLOOKUP('New Questions'!H80,'CO2'!$H$17:$I$41,2,FALSE))) TO =IF(E133 =0,0,IF(ISBLANK('New Questions'!H80),0,IF('New Questions'!H80 ="electricity",VLOOKUP('New Questions'!$F$9,'CO2'!$C$4:$F$188,4,FALSE),VLOOKUP('New Questions'!H80,'CO2'!$H$17:$I$41,2,FALSE)))) | WAS =IF(ISBLANK('New Questions'!G80),0,1/+'New Questions'!G80) TO =IF(E133 =0,0,IF(ISBLANK('New Questions'!G80),0,1/+'New Questions'!G80)) |  | WAS =IF(D133 =0,0,1/D133) TO =IF(E133 =0,0,1/D133)
cooling source 3 |  | WAS =IF(ISBLANK('New Questions'!H81),0,IF('New Questions'!H81 ="electricity",VLOOKUP('New Questions'!$F$9,'CO2'!$C$4:$F$188,4,FALSE),VLOOKUP('New Questions'!H81,'CO2'!$H$17:$I$41,2,FALSE))) TO =IF(E134 =0,0,IF(ISBLANK('New Questions'!H81),0,IF('New Questions'!H81 ="electricity",VLOOKUP('New Questions'!$F$9,'CO2'!$C$4:$F$188,4,FALSE),VLOOKUP('New Questions'!H81,'CO2'!$H$17:$I$41,2,FALSE)))) | WAS =IF(ISBLANK('New Questions'!G81),0,1/+'New Questions'!G81) TO =IF(E134 =0,0,IF(ISBLANK('New Questions'!G81),0,1/+'New Questions'!G81)) |  | WAS =IF(D134 =0,0,1/D134) TO =IF(E134 =0,0,1/D134)
cooling source 4 |  | WAS =IF(ISBLANK('New Questions'!H82),0,IF('New Questions'!H82 ="electricity",VLOOKUP('New Questions'!$F$9,'CO2'!$C$4:$F$188,4,FALSE),VLOOKUP('New Questions'!H82,'CO2'!$H$17:$I$41,2,FALSE))) TO =IF(E135 =0,0,IF(ISBLANK('New Questions'!H82),0,IF('New Questions'!H82 ="electricity",VLOOKUP('New Questions'!$F$9,'CO2'!$C$4:$F$188,4,FALSE),VLOOKUP('New Questions'!H82,'CO2'!$H$17:$I$41,2,FALSE)))) | WAS =IF(ISBLANK('New Questions'!G82),0,1/+'New Questions'!G82) TO =IF(E135 =0,0,IF(ISBLANK('New Questions'!G82),0,1/+'New Questions'!G82)) |  | WAS =IF(D135 =0,0,1/D135) TO =IF(E135 =0,0,1/D135)
cooling source 5 |  | WAS =IF(ISBLANK('New Questions'!H83),0,IF('New Questions'!H83 ="electricity",VLOOKUP('New Questions'!$F$9,'CO2'!$C$4:$F$188,4,FALSE),VLOOKUP('New Questions'!H83,'CO2'!$H$17:$I$41,2,FALSE))) TO =IF(E136 =0,0,IF(ISBLANK('New Questions'!H83),0,IF('New Questions'!H83 ="electricity",VLOOKUP('New Questions'!$F$9,'CO2'!$C$4:$F$188,4,FALSE),VLOOKUP('New Questions'!H83,'CO2'!$H$17:$I$41,2,FALSE)))) | WAS =IF(ISBLANK('New Questions'!G83),0,1/+'New Questions'!G83) TO =IF(E136 =0,0,IF(ISBLANK('New Questions'!G83),0,1/+'New Questions'!G83)) |  | WAS =IF(D136 =0,0,1/D136) TO =IF(E136 =0,0,1/D136)
cooling source 6 |  | WAS =IF(ISBLANK('New Questions'!H84),0,IF('New Questions'!H84 ="electricity",VLOOKUP('New Questions'!$F$9,'CO2'!$C$4:$F$188,4,FALSE),VLOOKUP('New Questions'!H84,'CO2'!$H$17:$I$41,2,FALSE))) TO =IF(E137 =0,0,IF(ISBLANK('New Questions'!H84),0,IF('New Questions'!H84 ="electricity",VLOOKUP('New Questions'!$F$9,'CO2'!$C$4:$F$188,4,FALSE),VLOOKUP('New Questions'!H84,'CO2'!$H$17:$I$41,2,FALSE)))) | WAS =IF(ISBLANK('New Questions'!G84),0,1/+'New Questions'!G84) TO =IF(E137 =0,0,IF(ISBLANK('New Questions'!G84),0,1/+'New Questions'!G84)) |  | WAS =IF(D137 =0,0,1/D137) TO =IF(E137 =0,0,1/D137)
Actual
| What is the % of floorarea fitted with LED lamps? | Add default value of 1 where "question not answered" |  |  |  |  | LED lamp
| What % of LED lamps are fitted with local controls which increase power input as the light output reduces over time? | WAS =+'New Questions'!$F$88/100 TO =IF(+'New Questions'!$F88 =0,1,'New Questions'!$F88/100) |  |  |  |  | LED with power input controls
| What is the % of floorarea fitted with compact flourescent lamps? | [5 empty] | Compact fluorescent lamp with diffuser
| What is the % of compact flourescent lamps have diffusers or shades fitted? | WAS =+'New Questions'!$F$90/100 TO =IF(+'New Questions'!$F90 =0,1,'New Questions'!$F90/100) |  |  |  |  | Compact fluorescent lamp without diffuser
| What is the % of floorarea fitted with tungsten halogen lamps? | [5 empty] | Tungsten halogen lamp with diffuser
| What is the % of tungsten halogen lamps have diffusers or shades fitted? | WAS =+'New Questions'!$F$92/100 TO =IF(+'New Questions'!$F92 =0,1,'New Questions'!$F92/100) |  |  |  |  | Tungsten halogen lamp without diffuser
| What is the % of floorarea fitted with incandescent lamps? | [5 empty] | Incandescent lamp lamp with diffuser
| What is the % of incandescent lamps have diffusers or shades fitted? | WAS =+'New Questions'!$F$94/100 TO =IF(+'New Questions'!$F94 =0,1,'New Questions'!$F94/100) |  |  |  |  | Incandescent lamp lamp without diffuser
| What is the % of floorarea fitted with T12 fluorescent tubes? | [5 empty] | T12 fluorescent tube lamp with diffuser
| What is the % of T12 fluorescent tubes have diffusers or shades fitted? | WAS =+'New Questions'!$F$96/100 TO =IF(+'New Questions'!$F96 =0,1,'New Questions'!$F96/100) |  |  |  |  | T12 fluorescent tube lamp without diffuser
| What is the % of floorarea fitted with T8 fluorescent tubes? | [5 empty] | T8 fluorescent tube lamp with diffuser
| What is the % of T8 fluorescent tubes have diffusers or shades fitted? | WAS =+'New Questions'!$F$98/100 TO =IF(+'New Questions'!$F98 =0,1,'New Questions'!$F98/100) |  |  |  |  | T8 fluorescent tube lamp without diffuser
| What is the % of floorarea fitted with T5 fluorescent tubes? | [5 empty] | T5 fluorescent tube lamp with diffuser
| What is the % of T5 fluorescent tubes have diffusers or shades fitted? | WAS =+'New Questions'!$F$100/100 TO =IF(+'New Questions'!$F100 =0,1,'New Questions'!$F100/100) |  |  |  |  | T5 fluorescent tube lamp without diffuser
| What is % of fluorsecent tubes are fitted with local controls which increase power input as light output reduce over time? | [5 empty] | all fluorescent tubes with power input controls
| What is % of fluorsecent tubes are fitted with high frequency ballasts? | [5 empty] | all fluorescent tubes with power input controls and high frequency ballasts
| What is the % of floorarea fitted with metal halide lamps? | [5 empty] | Metal halide lamp with diffuser
| What is the % of metal halide lamps have diffusers or shades fitted? | WAS =+'New Questions'!$F$104/100 TO =IF(+'New Questions'!$F104 =0,1,'New Questions'!$F104/100) |  |  |  |  | Metal halide lamp without diffuser
Average efficacy
What % of floor area is daylit
What % of daylit space is fitted with dimmable photoelectric controls?
What % of daylit space is fitted with photoelectric switching controls?
What % of the floor area is occassionally occupied
What % of occasionally occupied space is fitted with auto off (manual on) presence detection?
What % of occasionally occupied space is fitted with auto on (manual off) presence detection?
% control savings
Average efficacy including control savings
Standard
| What is the % of floorarea fitted with LED lamps? | [5 empty] | LED lamp
| What % of LED lamps are fitted with local controls which increase power input as the light output reduces over time? | [5 empty] | LED with power input controls
| What is the % of floorarea fitted with compact flourescent lamps? | [5 empty] | Compact fluorescent lamp with diffuser
| What is the % of compact flourescent lamps have diffusers or shades fitted? | [5 empty] | Compact fluorescent lamp without diffuser
| What is the % of floorarea fitted with tungsten halogen lamps? | [5 empty] | Tungsten halogen lamp with diffuser
| What is the % of tungsten halogen lamps have diffusers or shades fitted? | [5 empty] | Tungsten halogen lamp without diffuser
| What is the % of floorarea fitted with incandescent lamps? | [5 empty] | Incandescent lamp lamp with diffuser
| What is the % of incandescent lamps have diffusers or shades fitted? | [5 empty] | Incandescent lamp lamp without diffuser
| What is the % of floorarea fitted with T12 fluorescent tubes? | [5 empty] | T12 fluorescent tube lamp with diffuser
| What is the % of T12 fluorescent tubes have diffusers or shades fitted? | [5 empty] | T12 fluorescent tube lamp without diffuser
| What is the % of floorarea fitted with T8 fluorescent tubes? | [5 empty] | T8 fluorescent tube lamp with diffuser
| What is the % of T8 fluorescent tubes have diffusers or shades fitted? | [5 empty] | T8 fluorescent tube lamp without diffuser
| What is the % of floorarea fitted with T5 fluorescent tubes? | [5 empty] | T5 fluorescent tube lamp with diffuser
| What is the % of T5 fluorescent tubes have diffusers or shades fitted? | [5 empty] | T5 fluorescent tube lamp without diffuser
| What is % of fluorsecent tubes are fitted with local controls which increase power input as light output reduce over time? | [5 empty] | all fluorescent tubes with power input controls
| What is % of fluorsecent tubes are fitted with high frequency ballasts? | [5 empty] | all fluorescent tubes with power input controls and high frequency ballasts
| What is the % of floorarea fitted with metal halide lamps? | [5 empty] | Metal halide lamp with diffuser
| What is the % of metal halide lamps have diffusers or shades fitted? | [5 empty] | Metal halide lamp without diffuser
Average efficacy
What % of floor area is daylit
What % of daylit space is fitted with dimmable photoelectric controls?
What % of daylit space is fitted with photoelectric switching controls?
What % of the floor area is occassionally occupied
What % of occasionally occupied space is fitted with auto off (manual on) presence detection?
What % of occasionally occupied space is fitted with auto on (manual off) presence detection?
% control savings
Average efficacy including control savings
Best Practice
| What is the % of floorarea fitted with LED lamps? | [6 empty] | LED lamp
| What % of LED lamps are fitted with local controls which increase power input as the light output reduces over time? | [6 empty] | LED with power input controls
| What is the % of floorarea fitted with compact flourescent lamps? | [6 empty] | Compact fluorescent lamp with diffuser
| What is the % of compact flourescent lamps have diffusers or shades fitted? | [6 empty] | Compact fluorescent lamp without diffuser
| What is the % of floorarea fitted with tungsten halogen lamps? | [6 empty] | Tungsten halogen lamp with diffuser
| What is the % of tungsten halogen lamps have diffusers or shades fitted? | [6 empty] | Tungsten halogen lamp without diffuser
| What is the % of floorarea fitted with incandescent lamps? | [6 empty] | Incandescent lamp lamp with diffuser
| What is the % of incandescent lamps have diffusers or shades fitted? | [6 empty] | Incandescent lamp lamp without diffuser
| What is the % of floorarea fitted with T12 fluorescent tubes? | [6 empty] | T12 fluorescent tube lamp with diffuser
| What is the % of T12 fluorescent tubes have diffusers or shades fitted? | [6 empty] | T12 fluorescent tube lamp without diffuser
| What is the % of floorarea fitted with T8 fluorescent tubes? | [6 empty] | T8 fluorescent tube lamp with diffuser
| What is the % of T8 fluorescent tubes have diffusers or shades fitted? | [6 empty] | T8 fluorescent tube lamp without diffuser
| What is the % of floorarea fitted with T5 fluorescent tubes? | [6 empty] | T5 fluorescent tube lamp with diffuser
| What is the % of T5 fluorescent tubes have diffusers or shades fitted? | [6 empty] | T5 fluorescent tube lamp without diffuser
| What is % of fluorsecent tubes are fitted with local controls which increase power input as light output reduce over time? | [6 empty] | all fluorescent tubes with power input controls
| What is % of fluorsecent tubes are fitted with high frequency ballasts? | [6 empty] | all fluorescent tubes with power input controls and high frequency ballasts
| What is the % of floorarea fitted with metal halide lamps? | [6 empty] | Metal halide lamp with diffuser
| What is the % of metal halide lamps have diffusers or shades fitted? | [6 empty] | Metal halide lamp without diffuser
Average efficacy
What % of floor area is daylit
What % of daylit space is fitted with dimmable photoelectric controls?
What % of daylit space is fitted with photoelectric switching controls?
What % of the floor area is occassionally occupied
What % of occasionally occupied space is fitted with auto off (manual on) presence detection?
What % of occasionally occupied space is fitted with auto on (manual off) presence detection?
% control savings
Average efficacy including control savings

## 2.549-2.64 (hidden)
| Building and component age | Year |  | Q No.
| Year built |  |  | 1 |  |  | Recent change |  | Fixed
| heating system replaced |  |  | 26 |  |  |  |  | Calculated
| cooling system replaced |  |  | 33 |  |  |  |  | General
| ventilation system replaced |  |  | 36 |  |  |  |  | Fabric |  |  | floor area | =+P6/2*P7*P8 | =+Q6/2*Q7*Q8
| windows replaced |  |  | 18 |  |  |  |  | Heating |  |  | height | 14 | 2
[9 empty] | Cooling |  |  | width | 2 | 14
| Fabric and dimensions (Actual and Best practice) | m2 | Actual u value | Best practice U value |  | Q No. |  |  | Ventilation |  |  | depth | 2 | 2
| Asset Floor area |  |  |  |  | 4 |  |  | Hot water |  |  | volume if a square | =+P6*P7*P8 | =+Q6*Q7*Q8
| External wall |  |  |  |  | 7 |  |  | District heating |  |  | crickly volume | =+P9/2 | =+Q9/2
| Roof |  |  |  |  | 8 |  |  | District cooling |  |  | external area | =+P6*P7*2+P6*P8*2+P8*P7 | =+Q6*Q7*2+Q6*Q8*2+Q8*Q7
| Windows |  |  |  |  | 9 |  |  | Lighting
| Asset internal volume |  |  |  |  | 15
=8*4*4
=4*8*4
| Fabric and dimensions (standard) | std m2 |  | Standard U value |  | Q No.
| Asset Floor area |  |  |  |  | 4 |  |  |  |  | =8*4*4
| External wall |  |  |  |  | 7 |  |  |  |  | 4*4
| Roof |  |  |  |  | 8
| Windows |  |  |  |  | 9
Ground floor
| Asset internal volume |  |  |  |  | 15
|  | Credit Score = | Credit Score = | =Credit_Score
| Component/subcomponent | Actual value v2.549 to 2.64 | Standard Value | Best practice value | Actual improvement | Potential improvement
| heat generator efficiency |  | WAS =+'New Questions'!G30+D39 NOW =+'New Questions'!G30
overall heat generation efficieny incl heat recovery
↓ | equipment gains
↓ | lighting gains |  |  | WAS =+D32*$G$70 NOW =+D32*G205/G237
#VALUE! | equipment and lighting gains | [8 empty] | ↓
#VALUE! | people gain | [8 empty] | ↓
| average g value | [8 empty] | ↓
16% | solar gains |  |  |  | WAS =IF(C36 =0,1,+C36/D36) NOW =IF(C36/D36 =0,1,+C36/D36) |  |  |  |  | ↓
| total internal gains heating season | [8 empty] | =
↓ | Air changes per hour (infiltration + ventilation) |  |  |  | WAS NOW =++C38/D38
inc overall heat gen efficiency | heat recovery %
= ↓ | infiltration heat loss |  |  | WAS =0.343*E38*C23 NOW =0.343*E38*C14 | WAS NOW =++C40/D40
average u value
↓ | heat loss through fabric |  |  |  | WAS NOW =+C42/D42
= | Total fabric heat loss
Net change in heat gains
heat generation and heat demand improvement
distribution heat loss
Heating improvement factor
Cooling generator efficiency
cooling fuel factor
overall generation efficiency
↓ | equipment gains
↓ | lighting gains |  |  | WAS =+D52*$G$70 NOW =+D52*$F$70
#VALUE! | equipment and lighting gains | [8 empty] | ↓
#VALUE! | people gain | [8 empty] | ↓
| average g value | [8 empty] | ↓
| solar gains |  |  | WAS =+C$12*E55 NOW =+C$12*E55*E57 | [5 empty] | ↓
| shading factor | WAS =IF('New Questions'!F24 =0,'Lookup tables'!$K$20,VLOOKUP('New Questions'!G24,'Lookup tables'!$J$19:$K$20,2,FALSE)) NOW =IF('New Questions'!F24 =0,'Lookup tables'!$K$20,VLOOKUP('New Questions'!F24,'Lookup tables'!$J$19:$K$20,2,FALSE)) | [7 empty] | ↓
40% | solar gains incl shading factor | [8 empty] | ↓
| total internal gains cooling season | [8 empty] | =
Not used anymore | Air changes per hour
Not used anymore | infiltration heat gain
Not used anymore | average external u-value
Not used anymore | heat loss through fabric
↓ | Total fabric heat loss
| Net change in heat gains |  |  |  |  | WAS =1-((-1+G59)+(1-G64)) NOW =1-((1-G59))
cooling generation and heat demand change
% free cooling
distribution cooling loss
Cooling improvement factor
Yes | Lighting improvement factor
specific fan power improvement
Fan VSD
ductwork leakage
| Mechanical ventilation improvement factor |  |  |  |  | WAS =+E74/D74 NOW =+E74/C74
Pump VSD
heating distribution
cooling distribution
hot water generation efficiency
hot water fuel factor
↓ | overall hot water generation efficieny
↓ | distribution heat loss
= | Hot water improvement factor
|  | Actual | Actual | Standard | Best Practice
| #N/A | =#N/A | =#N/A | =#N/A | =#N/A | =(+C96/100)/1.25+((1-C96/100)) | =(+D96/100)/1.25+((1-D96/100))
| #N/A | =#N/A | =#N/A | =#N/A | =#N/A | =+C97/100 | =+D97/100
| #N/A | =#N/A | =#N/A | =#N/A | =#N/A | =+C98/100 | =+D98/100
| #N/A | =#N/A | =#N/A | =#N/A | =#N/A | =+C99/100 | =+D99/100
| #N/A | =#N/A | =#N/A | =#N/A | =#N/A | =+C100/100*F96 | =+D100/100*G96
| #N/A | =#N/A | =#N/A | =#N/A | =#N/A | =+C101/100*F96 | =+D101/100*G96
| #N/A | =#N/A | =#N/A | =#N/A | =#N/A | =+C102/100*F96 | =+D102/100*G96
| #N/A | =#N/A | =#N/A | =#N/A | =#N/A | =+C103/100 | =+D103/100
| #N/A | =#N/A | =#N/A | =#N/A | =#N/A | =+C104/100 | =+D104/100
| #N/A | =#N/A | =#N/A | =#N/A | =#N/A | =+C105/100 | =+D105/100
| #N/A | =#N/A | =#N/A | =#N/A | =#N/A | =IF(((+C106+C107)/100)/1.25+((1-(C106+C107)/100))<0.8,0.8,((+C106+C107)/100)/1.25+((1-(C106+C107)/100))) | =IF(((+D106+D107)/100)/1.25+((1-(D106+D107)/100))<0.8,0.8,((+D106+D107)/100)/1.25+((1-(D106+D107)/100)))
| #N/A | =#N/A | =#N/A | =#N/A | =#N/A
| #N/A |  |  |  |  | =#N/A | =#N/A
|  | CO2/kwh heat | primary energy per kwh heat | % distribution losses | heat generation efficiency
| district heating | WAS =IF('New Questions'!F67 ="no",'CO2'!I36,SUMPRODUCT(C122:C128,D122:D128,E122:E128))/(1-E115) NOW =IF('New Questions'!F67 ="yes",(SUMPRODUCT(C122:C128,D122:D128,E122:E128))*(1+E115),(0.2025*(1+E115)))
| district cooling | WAS =IF('New Questions'!F77 ="yes",SUMPRODUCT(C132:C138,D132:D138,E132:E138),'CO2'!I37)/(1-E117) NOW =IF('New Questions'!F77 ="yes",(SUMPRODUCT(C132:C138,D132:D138,E132:E138)*(1+E117)),(0.15*(1+E117)))
| PE kWh/Kwh | CO2/kWh | 1/efficiency | % | efficiency
heat source 1 | [6 empty] | C122:D122, F122:F127
heat source 2
heat source 3
heat source 4
heat source 5
heat source 6
| PE kWh/Kwh | CO2/kWh | 1/efficiency | % | efficiency
cooling source 1
cooling source 2
cooling source 3
cooling source 4
cooling source 5
cooling source 6
Actual
| What is the % of floorarea fitted with LED lamps? | [5 empty] | LED lamp
| What % of LED lamps are fitted with local controls which increase power input as the light output reduces over time? | [5 empty] | LED with power input controls
| What is the % of floorarea fitted with compact flourescent lamps? | [5 empty] | Compact fluorescent lamp with diffuser
| What is the % of compact flourescent lamps have diffusers or shades fitted? | [5 empty] | Compact fluorescent lamp without diffuser
| What is the % of floorarea fitted with tungsten halogen lamps? | [5 empty] | Tungsten halogen lamp with diffuser
| What is the % of tungsten halogen lamps have diffusers or shades fitted? | [5 empty] | Tungsten halogen lamp without diffuser
| What is the % of floorarea fitted with incandescent lamps? | [5 empty] | Incandescent lamp lamp with diffuser
| What is the % of incandescent lamps have diffusers or shades fitted? | [5 empty] | Incandescent lamp lamp without diffuser
| What is the % of floorarea fitted with T12 fluorescent tubes? | [5 empty] | T12 fluorescent tube lamp with diffuser
| What is the % of T12 fluorescent tubes have diffusers or shades fitted? | [5 empty] | T12 fluorescent tube lamp without diffuser
| What is the % of floorarea fitted with T8 fluorescent tubes? | [5 empty] | T8 fluorescent tube lamp with diffuser
| What is the % of T8 fluorescent tubes have diffusers or shades fitted? | [5 empty] | T8 fluorescent tube lamp without diffuser
| What is the % of floorarea fitted with T5 fluorescent tubes? | [5 empty] | T5 fluorescent tube lamp with diffuser
| What is the % of T5 fluorescent tubes have diffusers or shades fitted? | [5 empty] | T5 fluorescent tube lamp without diffuser
| What is % of fluorsecent tubes are fitted with local controls which increase power input as light output reduce over time? | [5 empty] | all fluorescent tubes with power input controls
| What is % of fluorsecent tubes are fitted with high frequency ballasts? | [5 empty] | all fluorescent tubes with power input controls and high frequency ballasts
| What is the % of floorarea fitted with metal halide lamps? | [5 empty] | Metal halide lamp with diffuser
| What is the % of metal halide lamps have diffusers or shades fitted? | [5 empty] | Metal halide lamp without diffuser
Average efficacy
What % of floor area is daylit
What % of daylit space is fitted with dimmable photoelectric controls?
What % of daylit space is fitted with photoelectric switching controls?
What % of the floor area is occassionally occupied
What % of occasionally occupied space is fitted with auto off (manual on) presence detection?
What % of occasionally occupied space is fitted with auto on (manual off) presence detection?
% control savings
Average efficacy including control savings
Standard
| What is the % of floorarea fitted with LED lamps? | [5 empty] | LED lamp
| What % of LED lamps are fitted with local controls which increase power input as the light output reduces over time? | [5 empty] | LED with power input controls
| What is the % of floorarea fitted with compact flourescent lamps? | [5 empty] | Compact fluorescent lamp with diffuser
| What is the % of compact flourescent lamps have diffusers or shades fitted? | [5 empty] | Compact fluorescent lamp without diffuser
| What is the % of floorarea fitted with tungsten halogen lamps? | [5 empty] | Tungsten halogen lamp with diffuser
| What is the % of tungsten halogen lamps have diffusers or shades fitted? | [5 empty] | Tungsten halogen lamp without diffuser
| What is the % of floorarea fitted with incandescent lamps? | [5 empty] | Incandescent lamp lamp with diffuser
| What is the % of incandescent lamps have diffusers or shades fitted? | [5 empty] | Incandescent lamp lamp without diffuser
| What is the % of floorarea fitted with T12 fluorescent tubes? | [5 empty] | T12 fluorescent tube lamp with diffuser
| What is the % of T12 fluorescent tubes have diffusers or shades fitted? | [5 empty] | T12 fluorescent tube lamp without diffuser
| What is the % of floorarea fitted with T8 fluorescent tubes? | [5 empty] | T8 fluorescent tube lamp with diffuser
| What is the % of T8 fluorescent tubes have diffusers or shades fitted? | [5 empty] | T8 fluorescent tube lamp without diffuser
| What is the % of floorarea fitted with T5 fluorescent tubes? | [5 empty] | T5 fluorescent tube lamp with diffuser
| What is the % of T5 fluorescent tubes have diffusers or shades fitted? | [5 empty] | T5 fluorescent tube lamp without diffuser
| What is % of fluorsecent tubes are fitted with local controls which increase power input as light output reduce over time? | [5 empty] | all fluorescent tubes with power input controls
| What is % of fluorsecent tubes are fitted with high frequency ballasts? | [5 empty] | all fluorescent tubes with power input controls and high frequency ballasts
| What is the % of floorarea fitted with metal halide lamps? | [5 empty] | Metal halide lamp with diffuser
| What is the % of metal halide lamps have diffusers or shades fitted? | [5 empty] | Metal halide lamp without diffuser
Average efficacy
What % of floor area is daylit
What % of daylit space is fitted with dimmable photoelectric controls?
What % of daylit space is fitted with photoelectric switching controls?
What % of the floor area is occassionally occupied
What % of occasionally occupied space is fitted with auto off (manual on) presence detection?
What % of occasionally occupied space is fitted with auto on (manual off) presence detection?
% control savings
Average efficacy including control savings
Best Practice
| What is the % of floorarea fitted with LED lamps? | [6 empty] | LED lamp
| What % of LED lamps are fitted with local controls which increase power input as the light output reduces over time? | [6 empty] | LED with power input controls
| What is the % of floorarea fitted with compact flourescent lamps? | [6 empty] | Compact fluorescent lamp with diffuser
| What is the % of compact flourescent lamps have diffusers or shades fitted? | [6 empty] | Compact fluorescent lamp without diffuser
| What is the % of floorarea fitted with tungsten halogen lamps? | [6 empty] | Tungsten halogen lamp with diffuser
| What is the % of tungsten halogen lamps have diffusers or shades fitted? | [6 empty] | Tungsten halogen lamp without diffuser
| What is the % of floorarea fitted with incandescent lamps? | [6 empty] | Incandescent lamp lamp with diffuser
| What is the % of incandescent lamps have diffusers or shades fitted? | [6 empty] | Incandescent lamp lamp without diffuser
| What is the % of floorarea fitted with T12 fluorescent tubes? | [6 empty] | T12 fluorescent tube lamp with diffuser
| What is the % of T12 fluorescent tubes have diffusers or shades fitted? | [6 empty] | T12 fluorescent tube lamp without diffuser
| What is the % of floorarea fitted with T8 fluorescent tubes? | [6 empty] | T8 fluorescent tube lamp with diffuser
| What is the % of T8 fluorescent tubes have diffusers or shades fitted? | [6 empty] | T8 fluorescent tube lamp without diffuser
| What is the % of floorarea fitted with T5 fluorescent tubes? | [6 empty] | T5 fluorescent tube lamp with diffuser
| What is the % of T5 fluorescent tubes have diffusers or shades fitted? | [6 empty] | T5 fluorescent tube lamp without diffuser
| What is % of fluorsecent tubes are fitted with local controls which increase power input as light output reduce over time? | [6 empty] | all fluorescent tubes with power input controls
| What is % of fluorsecent tubes are fitted with high frequency ballasts? | [6 empty] | all fluorescent tubes with power input controls and high frequency ballasts
| What is the % of floorarea fitted with metal halide lamps? | [6 empty] | Metal halide lamp with diffuser
| What is the % of metal halide lamps have diffusers or shades fitted? | [6 empty] | Metal halide lamp without diffuser
Average efficacy
What % of floor area is daylit
What % of daylit space is fitted with dimmable photoelectric controls?
What % of daylit space is fitted with photoelectric switching controls?
What % of the floor area is occassionally occupied
What % of occasionally occupied space is fitted with auto off (manual on) presence detection?
What % of occasionally occupied space is fitted with auto on (manual off) presence detection?
% control savings
Average efficacy including control savings

## v2.542 (hidden)
| Building and component age | Year | Q No.
| Year built | =+'New Questions'!F6 | 1 |  |  | Recent change |  | Fixed
| heating system replaced | =IF(+'New Questions'!F34 =0,C2,'New Questions'!F34) | 26 |  |  |  |  | Calculated
| cooling system replaced | =IF(+'New Questions'!F40 =0,C2,'New Questions'!F40) | 33 |  |  |  |  | General
| ventilation system replaced | =IF(+'New Questions'!F47 =0,C2,'New Questions'!F47) | 36 |  |  |  |  | Fabric |  |  |  | floor area | =+P6/2*P7*P8 | =+Q6/2*Q7*Q8
| windows replaced | =IF(+'New Questions'!F25 =0,C2,'New Questions'!F25) | 18 |  |  |  |  | Heating |  |  |  | height | 14 | 2
[8 empty] | Cooling |  |  |  | width | 2 | 14
| Fabric and dimensions (Actual and Best practice) | m2 | Actual u value | Best practice U value | Q No. |  |  | Ventilation |  |  |  | depth | 2 | 2
| Asset Floor area | =Q4_Conv |  |  | 4 |  |  | Hot water |  |  |  | volume if a square | =+P6*P7*P8 | =+Q6*Q7*Q8
| External wall | =IF(+'New Questions'!I18 =0,C19,'New Questions'!F18) | =IF('New Questions'!$F$14 ="",VLOOKUP('New Questions'!$F$6,'Lookup tables'!$K$125:$L$134,2,TRUE),'New Questions'!$F$14) | =+'New Questions'!H14 | 7 |  |  | District heating |  |  |  | crickly volume | =+P9/2 | =+Q9/2
| Roof | =IF(+'New Questions'!I19 =0,C20,'New Questions'!F19) | =IF('New Questions'!$F$15 ="",VLOOKUP('New Questions'!$F$6,'Lookup tables'!V125:W134,2,TRUE),'New Questions'!$F$15) | =+'New Questions'!H15 | 8 |  |  | District cooling |  |  |  | external area | =+P6*P7*2+P6*P8*2+P8*P7 | =+Q6*Q7*2+Q6*Q8*2+Q8*Q7
| Windows | =IF(+'New Questions'!I20 =0,C21,'New Questions'!F20) | =IF('New Questions'!$F$16 ="",VLOOKUP('New Questions'!$F$6,'Lookup tables'!AL125:AM134,2,TRUE),'New Questions'!$F$16) | =+'New Questions'!H16 | 9 |  |  | Lighting
=IF(+'New Questions'!I21 =0,C22,'New Questions'!F21)
| Asset internal volume | =IF(+'New Questions'!I22 =0,C23,'New Questions'!F22) |  |  | 15
=8*4*4
=4*8*4
| Fabric and dimensions (standard) | std m2 | Standard U value |  | Q No.
| Asset Floor area | =Q4_Std |  |  | 4 | [5 empty] | =8*4*4
| External wall | =+'New Questions'!G18 | =+'New Questions'!G14 |  | 7 | [5 empty] | 4*4
| Roof | =+'New Questions'!G19 | =+'New Questions'!G15 |  | 8
| Windows | =+'New Questions'!G20 | =+'New Questions'!G16 |  | 9
Ground floor
| Asset internal volume | =+'New Questions'!G22 |  |  | 15
|  | Credit Score = | =Credit_Score
| Component/subcomponent | Actual value | Standard Value | Best practice value | Actual improvement | Potential improvement | % Potential improvement | % contribution to potential improvement | Carbon saving potential kgCO2eq/m2
| heat generator efficiency | =IF('New Questions'!F28 ="no",'Improvement factors'!F115,IF(AND(+'New Questions'!F30 =0,+'New Questions'!F29 ="Heat Pump"),2.5,IF(+'New Questions'!F30 =0,0.7,'New Questions'!F30))) | =+'New Questions'!G30+D39 | =+'New Questions'!H30
| overall heat generation efficieny incl heat recovery | =(1/C28)*(1-C39) | =(1/D28)*(1-D39) | =(1/E28)*(1-E39) | =+C30/D30 | =+E30/C30 | =1-G30 | =H30/SUM($H$30:$H$46)*$H$47 | =+I30*Outputs!$G$27
↓ | equipment gains | =+Outputs!F34 | =+C31 | =+D31 |  |  |  | =H31/SUM($H$30:$H$46)*$H$47 | =+I31*Outputs!$G$27
↓ | lighting gains | =+D32*F$70 | =Outputs!E31 | =+D32*$G$70 |  |  |  | =H32/SUM($H$30:$H$46)*$H$47 | =+I32*Outputs!$G$27
=1-A34-A36 | equipment and lighting gains | =+C32+C31 | =+D32+D31 | =+E32+E31 | =+C33/D33 | =+E33/C33 |  | =H33/SUM($H$30:$H$46)*$H$47 | =+I33*Outputs!$G$27 | ↓
=+D34/(D33+D34) | people gain | =IF('New Questions'!F7 ="Residential",VLOOKUP('New Questions'!F8,'Lookup tables'!P56:Q120,2,FALSE),VLOOKUP('New Questions'!F7,'Lookup tables'!P56:Q120,2,FALSE)) | =+C34 | =+D34 | =+C34/D34 | =+E34/C34 |  | =H34/SUM($H$30:$H$46)*$H$47 | =+I34*Outputs!$G$27 | ↓
| average g value | =+C55 | =+'New Questions'!G23 | =+'New Questions'!H23 |  |  |  | =H35/SUM($H$30:$H$46)*$H$47 | =+I35*Outputs!$G$27 | ↓
16% | solar gains | =+C$12*C35 | =+C$21*D35 | =+C$12*E35 | =+C36/D36 | =+E36/C36 | =+G36/G37*(1-G37) | =H36/SUM($H$30:$H$46)*$H$47 | =+I36*Outputs!$G$27 | ↓
| total internal gains heating season |  |  |  | =SUMPRODUCT(F33:F36,A33:A36) | =SUMPRODUCT(G33:G36,A33:A36) |  | =H37/SUM($H$30:$H$46)*$H$47 | =+I37*Outputs!$G$27 | =
↓ | Air changes per hour (infiltration + ventilation) | =IF(+'New Questions'!F26 =0,VLOOKUP(+C2,'Lookup tables'!C4:D13,2),'New Questions'!F26)/20 | ='New Questions'!G26/20 | ='New Questions'!H26/20 |  | =+E38/C38 |  | =H38/SUM($H$30:$H$46)*$H$47 | =+I38*Outputs!$G$27
inc overall heat gen efficiency | heat recovery % | =IF(+'New Questions'!F45 ="no",0,IF(AND('New Questions'!F45 ="yes",'New Questions'!F46>0),'New Questions'!F46/100,0.1)) | =IF(+'New Questions'!G45 ="no",0,IF(AND('New Questions'!G45 ="yes",'New Questions'!G46>0),'New Questions'!G46/100,0.1)) | =IF(+'New Questions'!H45 ="no",0,IF(AND('New Questions'!H45 ="yes",'New Questions'!H46>0),'New Questions'!H46/100,0.1)) |  |  |  | =H39/SUM($H$30:$H$46)*$H$47 | =+I39*Outputs!$G$27
= ↓ | infiltration heat loss | =0.343*C38*C14 | =0.343*D38*C23 | =0.343*E38*C23 |  | =+E40/C40 | =1-G40 | =H40/SUM($H$30:$H$46)*$H$47 | =+I40*Outputs!$G$27
| average u value | [6 empty] | =H41/SUM($H$30:$H$46)*$H$47 | =+I41*Outputs!$G$27
↓ | heat loss through fabric | =SUMPRODUCT(C10:C12,D10:D12) | =SUMPRODUCT(C19:C21,D19:D21) | =SUMPRODUCT(C10:C12,E10:E12) |  | =+E42/C42 | =1-G42 | =H42/SUM($H$30:$H$46)*$H$47 | =+I42*Outputs!$G$27
= | Total fabric heat loss | =+C42+C40 | =+D42+D40 | =+E42+E40 | =+C43/D43 | =+E43/C43 |  | =H43/SUM($H$30:$H$46)*$H$47 | =+I43*Outputs!$G$27
| Net change in heat gains |  |  |  | =1-((-1+F37)+(1-F43)) | =1-((-1+G37)+(1-G43)) |  | =H44/SUM($H$30:$H$46)*$H$47 | =+I44*Outputs!$G$27
| heat generation and heat demand improvement |  |  |  | =+F44*F30 | =+G44*G30 |  | =H45/SUM($H$30:$H$46)*$H$47 | =+I45*Outputs!$G$27
| distribution heat loss | =IF('New Questions'!F28 ="no",'Improvement factors'!E115,IF(+'New Questions'!F32 =0,10%,VLOOKUP(+'New Questions'!F32,'Lookup tables'!$C$47:$D$49,2,FALSE))) | =VLOOKUP(+'New Questions'!G32,'Lookup tables'!$C$47:$D$49,2,FALSE) | =VLOOKUP(+'New Questions'!H32,'Lookup tables'!$C$47:$D$49,2,FALSE) | =+C46-D46 | =+E46-C46 | =-G46 | =H46/SUM($H$30:$H$46)*$H$47 | =+I46*Outputs!$G$27
| Heating improvement factor |  |  |  | =+F45*(1+F46) | =+G45*(1+G46) | =1-G47 | =SUM(I30:I46)
| Cooling generator efficiency | =IF('New Questions'!F35 ="no",'Improvement factors'!F117,IF(+'New Questions'!F37 =0,VLOOKUP('Improvement factors'!$C$4,'Lookup tables'!$C$4:$G$13,5,TRUE),'New Questions'!F37)) | =IF(+'New Questions'!G37 =0,VLOOKUP('Improvement factors'!$C$4,'Lookup tables'!$C$4:$G$13,5,TRUE),'New Questions'!G37) | =IF(+'New Questions'!H37 =0,VLOOKUP('Improvement factors'!$C$4,'Lookup tables'!$C$4:$G$13,5,TRUE),'New Questions'!H37) |  |  |  |  | =+I48*Outputs!$G$28
| cooling fuel factor | =VLOOKUP("Electricity",'CO2'!$H$17:$J$38,3,FALSE) | =VLOOKUP("Electricity",'CO2'!$H$17:$J$38,3,FALSE) | =VLOOKUP("Electricity",'CO2'!$H$17:$J$38,3,FALSE) |  |  |  |  | =+I49*Outputs!$G$28
| overall generation efficiency | =(1/C48) | =(1/D48) | =(1/E48) | =+C50/D50 | =+E50/C50 | =1-G50 | =H50/SUM($H$48:$H$64)*$H$69 | =+I50*Outputs!$G$28
↓ | =+B31 | =+C31 | =+C51 | =+D51 |  |  |  | =H51/SUM($H$30:$H$46)*$H$47 | =+I51*Outputs!$G$28
↓ | =+B32 | =+D52*F$70 | =+Outputs!E31 | =+D52*$G$70 |  |  |  | =H52/SUM($H$30:$H$46)*$H$47 | =+I52*Outputs!$G$28
=1-A54-A58 | =+B33 | =+C52+C51 | =+D52+D51 | =+E52+E51 | =+C53/D53 | =+E53/C53 |  | =H53/SUM($H$30:$H$46)*$H$47 | =+I53*Outputs!$G$28 | ↓
=+D54/(D53+D54) | =+B34 | =+C34 | =+D34 | =+E34 | =+C54/D54 | =+E54/C54 |  | =H54/SUM($H$30:$H$46)*$H$47 | =+I54*Outputs!$G$28 | ↓
| =+B35 | =IF('New Questions'!$F$23 ="",VLOOKUP('New Questions'!$F$6,'Lookup tables'!$BM$125:$BN$134,2,TRUE),'New Questions'!$F$23) | =+'New Questions'!G23 | =+'New Questions'!H23 |  |  |  | =H55/SUM($H$30:$H$46)*$H$47 | =+I55*Outputs!$G$28 | ↓
| =+B36 | =+C$12*C55*C57 | =+C$21*D55 | =+C$12*E55 |  | =+E56/C56 | =IF(H58 =0,(1-H58),+G56/H58*(1-H58)) |  | =+I56*Outputs!$G$28 | ↓
| shading factor | =IF('New Questions'!F24 =0,'Lookup tables'!$K$20,VLOOKUP('New Questions'!G24,'Lookup tables'!$J$19:$K$20,2,FALSE)) | =IF('New Questions'!G24 =0,'Lookup tables'!$K$20,VLOOKUP('New Questions'!G24,'Lookup tables'!$J$19:$K$20,2,FALSE)) | =IF('New Questions'!H24 =0,'Lookup tables'!$K$20,VLOOKUP('New Questions'!H24,'Lookup tables'!$J$19:$K$20,2,FALSE)) |  | =+E57/C57 | =1-G57 |  | =+I57*Outputs!$G$28 | ↓
40% | solar gains incl shading factor | =+C56*C57 | =+D56*D57 | =+E56*E57 | =+C58/D58 | =+E58/C58 | =1-G58 | =H58/SUM($H$49:$H$65)*$H$69 | =+I58*Outputs!$G$28 | ↓
| total internal gains cooling season |  |  |  | =SUMPRODUCT(F53:F58,A53:A58) | =SUMPRODUCT(G53:G58,A53:A58) |  | =H59/SUM($H$30:$H$46)*$H$47 | =+I59*Outputs!$G$28 | =
Not used anymore | Air changes per hour | =+C38 | =+D38 | =+E38 |  |  |  | =H60/SUM($H$30:$H$46)*$H$47 | =+I60*Outputs!$G$28
Not used anymore | infiltration heat gain | =+C60*C$14*0.343 | =+D60*C$23*0.343 | =+E60*C$14*0.343 |  |  |  | =H61/SUM($H$48:$H$64)*$H$69 | =+I61*Outputs!$G$28
Not used anymore | average external u-value | =+C41 | =+D41 | =+E41 |  |  |  | =H62/SUM($H$30:$H$46)*$H$47 | =+I62*Outputs!$G$28
Not used anymore | heat loss through fabric | =+C42 | =+D42 | =+E42 |  |  |  | =H63/SUM($H$30:$H$46)*$H$47 | =+I63*Outputs!$G$28
↓ | Total fabric heat loss | =+C63+C61 | =+D63+D61 | =+E63+E61 |  |  |  | =H64/SUM($H$30:$H$46)*$H$47 | =+I64*Outputs!$G$28
| Net change in heat gains |  |  |  | =1-((1-F59)) | =1-((-1+G59)+(1-G64)) |  | =H65/SUM($H$30:$H$46)*$H$47 | =+I65*Outputs!$G$28
| cooling generation and heat demand change |  |  |  | =+F65*F50 | =+G65*G50 |  | =H66/SUM($H$30:$H$46)*$H$47 | =+I66*Outputs!$G$28
| % free cooling |  |  |  | =+C67-D67 | =+C67-E67 | =-G67 | =H67/SUM($H$47:$H$63)*$H$69 | =+I67*Outputs!$G$28
| distribution cooling loss | =IF('New Questions'!F35 ="no",'Improvement factors'!E117,IF(+'New Questions'!F38 =0,10%,VLOOKUP(+'New Questions'!F38,'Lookup tables'!$C$47:$D$49,2,FALSE))) | =VLOOKUP(+'New Questions'!G38,'Lookup tables'!$C$47:$D$49,2,FALSE) | =VLOOKUP(+'New Questions'!H38,'Lookup tables'!$C$47:$D$49,2,FALSE) | =+C68-D68 | =+E68-C68 | =-G68 | =H68/SUM($H$47:$H$63)*$H$69 | =+I68*Outputs!$G$28
| Cooling improvement factor |  |  |  | =+F66*(1+F68) | =+G66*(1+G67)*(1+G68) | =1-G69 | =SUM(I48:I68)
=+'New Questions'!F39 | Lighting improvement factor | =+G173 | =+G205 | =+G237 | =+C70/D70 | =+E70/C70 | =1-G70 | =+H70 | =+I70*Outputs!G46
| specific fan power improvement | =IF(+'New Questions'!F43 =0,D71,+'New Questions'!F43) | =+'New Questions'!G43 | =+'New Questions'!H43 | =+C71/D71 | =+E71/C71 | =1-G71 | =IF(SUM(H$71:H$73) =0,0,(+H71/SUM(H$71:H$73)*$H$74)) | =+I71*Outputs!$G$32
| Fan VSD | =1-(0.4*'New Questions'!F41/100) | =1-(0.4*'New Questions'!G41/100) | =1-(0.4*'New Questions'!H41/100) | =+C72/D72 | =+E72/C72 | =1-G72 | =IF(SUM(H$71:H$73) =0,0,(+H72/SUM(H$71:H$73)*$H$74)) | =+I72*Outputs!$G$32
| ductwork leakage | =IF('New Questions'!F44 ="Yes",VLOOKUP(MIN($C$3:$C$5),'Lookup tables'!$C$32:$E$43,2),VLOOKUP(MIN($C$3:$C$5),'Lookup tables'!$C$32:$E$43,3)) | =IF('New Questions'!G44 ="Yes",VLOOKUP(MIN($C$3:$C$5),'Lookup tables'!$C$32:$E$43,2),VLOOKUP(MIN($C$3:$C$5),'Lookup tables'!$C$32:$E$43,3)) | =IF('New Questions'!H44 ="Yes",VLOOKUP(MIN($C$3:$C$5),'Lookup tables'!$C$32:$E$43,2),VLOOKUP(MIN($C$3:$C$5),'Lookup tables'!$C$32:$E$43,3)) | =+D73/C73 | =+C73/E73 | =1-G73 | =IF(SUM(H$71:H$73) =0,0,(+H73/SUM(H$71:H$73)*$H$74)) | =+I73*Outputs!$G$32
| Mechanical ventilation improvement factor |  |  |  | =+F73*F71*F72 | =+G73*G71*G72 | =1-G74 | =SUM(I71:I73) | =SUM(J71:J73)
| Pump VSD | =1-(0.4*'New Questions'!F42/100) | =1-(0.4*'New Questions'!G42/100) | =1-(0.4*'New Questions'!H42/100) | =+C75/D75 | =+E75/C75
| heating distribution |  |  |  | =IF(IF('New Questions'!F33 =0,'New Questions'!G33) ="Yes",F74,F75) | =IF('New Questions'!G33 ="Yes",G74,G75) | =1-G76 | =+H76 | =I76*Outputs!G44
| cooling distribution |  |  |  | =IF(IF('New Questions'!F39 =0,'New Questions'!G39) ="Yes",F74,F75) | =IF('New Questions'!G39 ="Yes",G74,G75) | =1-G77 | =+H77 | =I77*Outputs!G45
| hot water generation efficiency | =IF(+'New Questions'!F48 ="no",'Improvement factors'!F115,IF(+'New Questions'!F52>0,'New Questions'!F52,IF(+'New Questions'!F51 ="Electricity",1,0.7))) | =+'New Questions'!G52 | =+'New Questions'!H52 | =+D78/C78 | =+C78/E78 |  |  | =+I78*Outputs!$G$33
hot water fuel factor
↓ | overall hot water generation efficieny | =1/C78 | =+(1/'New Questions'!G52) | =+(1/'New Questions'!H52) | =+C80/D80 | =+E80/C80 | =1-G80 | =IF(SUM(H$78:H$82) =0,0,(+H80/SUM(H$78:H$82)*$H$83)) | =+I80*Outputs!$G$33
[8 empty] | =IF((H$78:H$82) =0,0,(+H81/SUM(H$78:H$82)*$H$83)) | =+I81*Outputs!$G$33
↓ | distribution heat loss | =IF('New Questions'!F48 ="no",'Improvement factors'!E115,IF(+'New Questions'!F49 =0,10%,VLOOKUP(+'New Questions'!F49,'Lookup tables'!$C$47:$D$49,2,FALSE))) | =VLOOKUP(+'New Questions'!G49,'Lookup tables'!$C$47:$D$49,2,FALSE) | =VLOOKUP(+'New Questions'!H49,'Lookup tables'!$C$47:$D$49,2,FALSE) | =+C82-D82 | =+E82-C82 | =-G82 | =IF(SUM(H$78:H$82) =0,0,(+H82/SUM(H$78:H$82)*$H$83)) | =+I82*Outputs!$G$33
= | Hot water improvement factor |  |  |  | =(F80)*(1+F82) | =(G80)*(1+G82) | =1-G83 | =SUM(I78:I82)
|  | Actual | Standard | Best Practice
| =#N/A | =#N/A | =#N/A | =#N/A | =(+C96/100)/1.25+((1-C96/100)) | =(+D96/100)/1.25+((1-D96/100)) | =(+E96/100)/1.25+((1-E96/100))
| =#N/A | =#N/A | =#N/A | =#N/A | =+C97/100 | =+D97/100 | =+E97/100
| =#N/A | =#N/A | =#N/A | =#N/A | =+C98/100 | =+D98/100 | =+E98/100
| =#N/A | =#N/A | =#N/A | =#N/A | =+C99/100 | =+D99/100 | =+E99/100
| =#N/A | =#N/A | =#N/A | =#N/A | =+C100/100*F96 | =+D100/100*G96 | =+E100/100*H96
| =#N/A | =#N/A | =#N/A | =#N/A | =+C101/100*F96 | =+D101/100*G96 | =+E101/100*H96
| =#N/A | =#N/A | =#N/A | =#N/A | =+C102/100*F96 | =+D102/100*G96 | =+E102/100*H96
| =#N/A | =#N/A | =#N/A | =#N/A | =+C103/100 | =+D103/100 | =+E103/100
| =#N/A | =#N/A | =#N/A | =#N/A | =+C104/100 | =+D104/100 | =+E104/100
| =#N/A | =#N/A | =#N/A | =#N/A | =+C105/100 | =+D105/100 | =+E105/100
| =#N/A | =#N/A | =#N/A | =#N/A | =IF(((+C106+C107)/100)/1.25+((1-(C106+C107)/100))<0.8,0.8,((+C106+C107)/100)/1.25+((1-(C106+C107)/100))) | =IF(((+D106+D107)/100)/1.25+((1-(D106+D107)/100))<0.8,0.8,((+D106+D107)/100)/1.25+((1-(D106+D107)/100))) | =IF(((+E106+E107)/100)/1.25+((1-(E106+E107)/100))<0.8,0.8,((+E106+E107)/100)/1.25+((1-(E106+E107)/100)))
| =#N/A | =#N/A | =#N/A | =#N/A
| =#N/A |  |  |  | =#N/A | =#N/A | =#N/A
|  | CO2/kwh heat | primary energy per kwh heat | % distribution losses | heat generation efficiency
| district heating | =IF('New Questions'!F67 ="no",'CO2'!I36,SUMPRODUCT(C122:C128,D122:D128,E122:E128))/(1-E115) | =SUMPRODUCT(D122:D128,E122:E128,B122:B128)/(1-E115) | =IF('New Questions'!F76 =0,'Lookup tables'!D49,'New Questions'!F76/100) | =IF(SUMPRODUCT(F122:F128,E122:E128) =0,1,SUMPRODUCT(F122:F128,E122:E128))
| district cooling | =IF('New Questions'!F77 ="yes",SUMPRODUCT(C132:C138,D132:D138,E132:E138),'CO2'!I37)/(1-E117) | =SUMPRODUCT(D132:D138,E132:E138,B132:B138)/(1-E117) | =IF(ISBLANK('New Questions'!F86),'Lookup tables'!D49,'New Questions'!F86/100) | =IF(SUMPRODUCT(E132:E138,F132:F138) =0,1,SUMPRODUCT(E132:E138,F132:F138)*0)
| PE kWh/Kwh | CO2/kWh | 1/efficiency | % | efficiency
heat source 1 | =IF(ISBLANK('New Questions'!H69),0,IF('New Questions'!H69 ="electricity",VLOOKUP('New Questions'!$F$9,'CO2'!$C$4:$F$188,5,FALSE),VLOOKUP('New Questions'!H69,'CO2'!$H$17:$J$40,2,FALSE))) | =IF(ISBLANK('New Questions'!H69),0,IF('New Questions'!H69 ="electricity",VLOOKUP('New Questions'!$F$9,'CO2'!$C$4:$F$188,4,FALSE),VLOOKUP('New Questions'!H69,'CO2'!$H$17:$I$40,2,FALSE))) | =IF(ISBLANK('New Questions'!G69),0,1/+'New Questions'!G69) | =+'New Questions'!I69/100 | =IF(D122 =0,0,1/D122)
heat source 2 | =IF(ISBLANK('New Questions'!H70),0,IF('New Questions'!H70 ="electricity",VLOOKUP('New Questions'!$F$9,'CO2'!$C$4:$F$188,5,FALSE),VLOOKUP('New Questions'!H70,'CO2'!$H$17:$J$40,2,FALSE))) | =IF(ISBLANK('New Questions'!H70),0,IF('New Questions'!H70 ="electricity",VLOOKUP('New Questions'!$F$9,'CO2'!$C$4:$F$188,4,FALSE),VLOOKUP('New Questions'!H70,'CO2'!$H$17:$I$40,2,FALSE))) | =IF(ISBLANK('New Questions'!G70),0,1/+'New Questions'!G70) | =+'New Questions'!I70/100 | =IF(D123 =0,0,1/D123)
heat source 3 | =IF(ISBLANK('New Questions'!H71),0,IF('New Questions'!H71 ="electricity",VLOOKUP('New Questions'!$F$9,'CO2'!$C$4:$F$188,5,FALSE),VLOOKUP('New Questions'!H71,'CO2'!$H$17:$J$40,2,FALSE))) | =IF(ISBLANK('New Questions'!H71),0,IF('New Questions'!H71 ="electricity",VLOOKUP('New Questions'!$F$9,'CO2'!$C$4:$F$188,4,FALSE),VLOOKUP('New Questions'!H71,'CO2'!$H$17:$I$40,2,FALSE))) | =IF(ISBLANK('New Questions'!G71),0,1/+'New Questions'!G71) | =+'New Questions'!I71/100 | =IF(D124 =0,0,1/D124)
heat source 4 | =IF(ISBLANK('New Questions'!H72),0,IF('New Questions'!H72 ="electricity",VLOOKUP('New Questions'!$F$9,'CO2'!$C$4:$F$188,5,FALSE),VLOOKUP('New Questions'!H72,'CO2'!$H$17:$J$40,2,FALSE))) | =IF(ISBLANK('New Questions'!H72),0,IF('New Questions'!H72 ="electricity",VLOOKUP('New Questions'!$F$9,'CO2'!$C$4:$F$188,4,FALSE),VLOOKUP('New Questions'!H72,'CO2'!$H$17:$I$40,2,FALSE))) | =IF(ISBLANK('New Questions'!G72),0,1/+'New Questions'!G72) | =+'New Questions'!I72/100 | =IF(D125 =0,0,1/D125)
heat source 5 | =IF(ISBLANK('New Questions'!H73),0,IF('New Questions'!H73 ="electricity",VLOOKUP('New Questions'!$F$9,'CO2'!$C$4:$F$188,5,FALSE),VLOOKUP('New Questions'!H73,'CO2'!$H$17:$J$40,2,FALSE))) | =IF(ISBLANK('New Questions'!H73),0,IF('New Questions'!H73 ="electricity",VLOOKUP('New Questions'!$F$9,'CO2'!$C$4:$F$188,4,FALSE),VLOOKUP('New Questions'!H73,'CO2'!$H$17:$I$40,2,FALSE))) | =IF(ISBLANK('New Questions'!G73),0,1/+'New Questions'!G73) | =+'New Questions'!I73/100 | =IF(D126 =0,0,1/D126)
heat source 6 | =IF(ISBLANK('New Questions'!H74),0,IF('New Questions'!H74 ="electricity",VLOOKUP('New Questions'!$F$9,'CO2'!$C$4:$F$188,5,FALSE),VLOOKUP('New Questions'!H74,'CO2'!$H$17:$J$40,2,FALSE))) | =IF(ISBLANK('New Questions'!H74),0,IF('New Questions'!H74 ="electricity",VLOOKUP('New Questions'!$F$9,'CO2'!$C$4:$F$188,4,FALSE),VLOOKUP('New Questions'!H74,'CO2'!$H$17:$I$40,2,FALSE))) | =IF(ISBLANK('New Questions'!G74),0,1/+'New Questions'!G74) | =+'New Questions'!I74/100 | =IF(D127 =0,0,1/D127)
| PE kWh/Kwh | CO2/kWh | 1/efficiency | % | efficiency
cooling source 1 | =IF(ISBLANK('New Questions'!H79),0,IF('New Questions'!H79 ="electricity",VLOOKUP('New Questions'!$F$9,'CO2'!$C$4:$F$188,5,FALSE),VLOOKUP('New Questions'!H79,'CO2'!$H$17:$J$41,2,FALSE))) | =IF(ISBLANK('New Questions'!H79),0,IF('New Questions'!H79 ="electricity",VLOOKUP('New Questions'!$F$9,'CO2'!$C$4:$F$188,4,FALSE),VLOOKUP('New Questions'!H79,'CO2'!$H$17:$I$41,2,FALSE))) | =IF(ISBLANK('New Questions'!G79),0,1/+'New Questions'!G79) | =+'New Questions'!I79/100 | =IF(D132 =0,0,1/D132)
cooling source 2 | =IF(ISBLANK('New Questions'!H80),0,IF('New Questions'!H80 ="electricity",VLOOKUP('New Questions'!$F$9,'CO2'!$C$4:$F$188,5,FALSE),VLOOKUP('New Questions'!H80,'CO2'!$H$17:$J$41,2,FALSE))) | =IF(ISBLANK('New Questions'!H80),0,IF('New Questions'!H80 ="electricity",VLOOKUP('New Questions'!$F$9,'CO2'!$C$4:$F$188,4,FALSE),VLOOKUP('New Questions'!H80,'CO2'!$H$17:$I$41,2,FALSE))) | =IF(ISBLANK('New Questions'!G80),0,1/+'New Questions'!G80) | =+'New Questions'!I80/100 | =IF(D133 =0,0,1/D133)
cooling source 3 | =IF(ISBLANK('New Questions'!H81),0,IF('New Questions'!H81 ="electricity",VLOOKUP('New Questions'!$F$9,'CO2'!$C$4:$F$188,5,FALSE),VLOOKUP('New Questions'!H81,'CO2'!$H$17:$J$41,2,FALSE))) | =IF(ISBLANK('New Questions'!H81),0,IF('New Questions'!H81 ="electricity",VLOOKUP('New Questions'!$F$9,'CO2'!$C$4:$F$188,4,FALSE),VLOOKUP('New Questions'!H81,'CO2'!$H$17:$I$41,2,FALSE))) | =IF(ISBLANK('New Questions'!G81),0,1/+'New Questions'!G81) | =+'New Questions'!I81/100 | =IF(D134 =0,0,1/D134)
cooling source 4 | =IF(ISBLANK('New Questions'!H82),0,IF('New Questions'!H82 ="electricity",VLOOKUP('New Questions'!$F$9,'CO2'!$C$4:$F$188,5,FALSE),VLOOKUP('New Questions'!H82,'CO2'!$H$17:$J$41,2,FALSE))) | =IF(ISBLANK('New Questions'!H82),0,IF('New Questions'!H82 ="electricity",VLOOKUP('New Questions'!$F$9,'CO2'!$C$4:$F$188,4,FALSE),VLOOKUP('New Questions'!H82,'CO2'!$H$17:$I$41,2,FALSE))) | =IF(ISBLANK('New Questions'!G82),0,1/+'New Questions'!G82) | =+'New Questions'!I82/100 | =IF(D135 =0,0,1/D135)
cooling source 5 | =IF(ISBLANK('New Questions'!H83),0,IF('New Questions'!H83 ="electricity",VLOOKUP('New Questions'!$F$9,'CO2'!$C$4:$F$188,5,FALSE),VLOOKUP('New Questions'!H83,'CO2'!$H$17:$J$41,2,FALSE))) | =IF(ISBLANK('New Questions'!H83),0,IF('New Questions'!H83 ="electricity",VLOOKUP('New Questions'!$F$9,'CO2'!$C$4:$F$188,4,FALSE),VLOOKUP('New Questions'!H83,'CO2'!$H$17:$I$41,2,FALSE))) | =IF(ISBLANK('New Questions'!G83),0,1/+'New Questions'!G83) | =+'New Questions'!I83/100 | =IF(D136 =0,0,1/D136)
cooling source 6 | =IF(ISBLANK('New Questions'!H84),0,IF('New Questions'!H84 ="electricity",VLOOKUP('New Questions'!$F$9,'CO2'!$C$4:$F$188,5,FALSE),VLOOKUP('New Questions'!H84,'CO2'!$H$17:$J$41,2,FALSE))) | =IF(ISBLANK('New Questions'!H84),0,IF('New Questions'!H84 ="electricity",VLOOKUP('New Questions'!$F$9,'CO2'!$C$4:$F$188,4,FALSE),VLOOKUP('New Questions'!H84,'CO2'!$H$17:$I$41,2,FALSE))) | =IF(ISBLANK('New Questions'!G84),0,1/+'New Questions'!G84) | =+'New Questions'!I84/100 | =IF(D137 =0,0,1/D137)
Actual
| What is the % of floorarea fitted with LED lamps? | =+'New Questions'!$F$87/100 | =+C146 |  | =+'Lookup tables'!H$18 |  | LED lamp
| What % of LED lamps are fitted with local controls which increase power input as the light output reduces over time? | =+'New Questions'!$F$88/100 |  | 15% | =(1+C147*E147)*F146 | =+D146*F147 | LED with power input controls
| What is the % of floorarea fitted with compact flourescent lamps? | =+'New Questions'!F89/100 | =+C148*(1-C149) |  | =+'Lookup tables'!H$19 | =+D148*F148 | Compact fluorescent lamp with diffuser
| What is the % of compact flourescent lamps have diffusers or shades fitted? | =+'New Questions'!$F$90/100 | =+C148*C149 |  | =+'Lookup tables'!H$20 | =+D149*F149 | Compact fluorescent lamp without diffuser
| What is the % of floorarea fitted with tungsten halogen lamps? | =+'New Questions'!$F$91/100 | =+C150*(1-C151) |  | =+'Lookup tables'!H$21 | =+D150*F150 | Tungsten halogen lamp with diffuser
| What is the % of tungsten halogen lamps have diffusers or shades fitted? | =+'New Questions'!$F$92/100 | =+C150*C151 |  | =+'Lookup tables'!H$22 | =+D151*F151 | Tungsten halogen lamp without diffuser
| What is the % of floorarea fitted with incandescent lamps? | =+'New Questions'!$F$93/100 | =+C152*(1-C153) |  | =+'Lookup tables'!H$23 | =+D152*F152 | Incandescent lamp lamp with diffuser
| What is the % of incandescent lamps have diffusers or shades fitted? | =+'New Questions'!$F$94/100 | =+C152*C153 |  | =+'Lookup tables'!H$24 | =+D153*F153 | Incandescent lamp lamp without diffuser
| What is the % of floorarea fitted with T12 fluorescent tubes? | =+'New Questions'!$F$95/100 | =+C154*(1-C155) |  | =+'Lookup tables'!H$25 | =+D154*F154 | T12 fluorescent tube lamp with diffuser
| What is the % of T12 fluorescent tubes have diffusers or shades fitted? | =+'New Questions'!$F$96/100 | =+C154*C155 |  | =+'Lookup tables'!H$26 | =+D155*F155 | T12 fluorescent tube lamp without diffuser
| What is the % of floorarea fitted with T8 fluorescent tubes? | =(1-C146-C148-C150-C152-C154-C158-C162) | =+C156*(1-C157) |  | =+'Lookup tables'!H$27 | =+D156*F156 | T8 fluorescent tube lamp with diffuser
| What is the % of T8 fluorescent tubes have diffusers or shades fitted? | =+'New Questions'!$F$98/100 | =+C156*C157 |  | =+'Lookup tables'!H$28 | =+D157*F157 | T8 fluorescent tube lamp without diffuser
| What is the % of floorarea fitted with T5 fluorescent tubes? | =+'New Questions'!$F$99/100 | =+C158*(1-C159) |  | =+'Lookup tables'!H$29 | =+D158*F158 | T5 fluorescent tube lamp with diffuser
| What is the % of T5 fluorescent tubes have diffusers or shades fitted? | =+'New Questions'!$F$100/100 | =+C158*C159 |  | =+'Lookup tables'!H$30 | =+D159*F159 | T5 fluorescent tube lamp without diffuser
| What is % of fluorsecent tubes are fitted with local controls which increase power input as light output reduce over time? | =+'New Questions'!$F$101/100 |  | 8% |  | =SUM(G154:G159)*(1+E160) | all fluorescent tubes with power input controls
| What is % of fluorsecent tubes are fitted with high frequency ballasts? | =+'New Questions'!$F$102/100 |  | 20% |  | =+G160*(1+E161*C161) | all fluorescent tubes with power input controls and high frequency ballasts
| What is the % of floorarea fitted with metal halide lamps? | =+'New Questions'!$F$103/100 | =+C162*(1-C163) |  | =+'Lookup tables'!H$31 | =+D162*F162 | Metal halide lamp with diffuser
| What is the % of metal halide lamps have diffusers or shades fitted? | =+'New Questions'!$F$104/100 | =+C162*C163 |  | =+'Lookup tables'!H$32 | =+D163*F163 | Metal halide lamp without diffuser
[6 empty] | =+G147+G148+G149+G150+G151+G152+G153+G161+G162+G163 | Average efficacy
| What % of floor area is daylit | =+'New Questions'!$F$106/100
| What % of daylit space is fitted with dimmable photoelectric controls? | =+'New Questions'!$F$107/100 | =+C166*C165 | 15% | =+E166*D166
| What % of daylit space is fitted with photoelectric switching controls? | =+'New Questions'!$F$108/100 | =+C167*C165 | 25% | =+E167*D167
| What % of the floor area is occassionally occupied | =+'New Questions'!$F$110/100
| What % of occasionally occupied space is fitted with auto off (manual on) presence detection? | =+'New Questions'!$F$111/100 | =+C170*C169 | 15% | =+E170*D170
| What % of occasionally occupied space is fitted with auto on (manual off) presence detection? | =+'New Questions'!$F$112/100 | =+C171*C169 | 10% | =+E171*D171
[6 empty] | =+F166+F167+F170+F171 | % control savings
[6 empty] | =+G164*(1+G172) | Average efficacy including control savings
Standard
| What is the % of floorarea fitted with LED lamps? | =+'New Questions'!$G$87/100 | =+C178 |  | =+'Lookup tables'!H$18 |  | LED lamp
| What % of LED lamps are fitted with local controls which increase power input as the light output reduces over time? | =+'New Questions'!$G$88/100 |  | 15% | =(1+C179*E179)*F178 | =+D178*F179 | LED with power input controls
| What is the % of floorarea fitted with compact flourescent lamps? | =+'New Questions'!$G$89/100 | =+C180*(1-C181) |  | =+'Lookup tables'!H$19 | =+D180*F180 | Compact fluorescent lamp with diffuser
| What is the % of compact flourescent lamps have diffusers or shades fitted? | =+'New Questions'!$G$90/100 | =+C180*C181 |  | =+'Lookup tables'!H$20 | =+D181*F181 | Compact fluorescent lamp without diffuser
| What is the % of floorarea fitted with tungsten halogen lamps? | =+'New Questions'!$G$91/100 | =+C182*(1-C183) |  | =+'Lookup tables'!H$21 | =+D182*F182 | Tungsten halogen lamp with diffuser
| What is the % of tungsten halogen lamps have diffusers or shades fitted? | =+'New Questions'!$G$92/100 | =+C182*C183 |  | =+'Lookup tables'!H$22 | =+D183*F183 | Tungsten halogen lamp without diffuser
| What is the % of floorarea fitted with incandescent lamps? | =+'New Questions'!$G$93/100 | =+C184*(1-C185) |  | =+'Lookup tables'!H$23 | =+D184*F184 | Incandescent lamp lamp with diffuser
| What is the % of incandescent lamps have diffusers or shades fitted? | =+'New Questions'!$G$94/100 | =+C184*C185 |  | =+'Lookup tables'!H$24 | =+D185*F185 | Incandescent lamp lamp without diffuser
| What is the % of floorarea fitted with T12 fluorescent tubes? | =+'New Questions'!$G$95/100 | =+C186*(1-C187) |  | =+'Lookup tables'!H$25 | =+D186*F186 | T12 fluorescent tube lamp with diffuser
| What is the % of T12 fluorescent tubes have diffusers or shades fitted? | =+'New Questions'!$G$96/100 | =+C186*C187 |  | =+'Lookup tables'!H$26 | =+D187*F187 | T12 fluorescent tube lamp without diffuser
| What is the % of floorarea fitted with T8 fluorescent tubes? | =+'New Questions'!$G$97/100 | =+C188*(1-C189) |  | =+'Lookup tables'!H$27 | =+D188*F188 | T8 fluorescent tube lamp with diffuser
| What is the % of T8 fluorescent tubes have diffusers or shades fitted? | =+'New Questions'!$G$98/100 | =+C188*C189 |  | =+'Lookup tables'!H$28 | =+D189*F189 | T8 fluorescent tube lamp without diffuser
| What is the % of floorarea fitted with T5 fluorescent tubes? | =+'New Questions'!$G$99/100 | =+C190*(1-C191) |  | =+'Lookup tables'!H$29 | =+D190*F190 | T5 fluorescent tube lamp with diffuser
| What is the % of T5 fluorescent tubes have diffusers or shades fitted? | =+'New Questions'!$G$100/100 | =+C190*C191 |  | =+'Lookup tables'!H$30 | =+D191*F191 | T5 fluorescent tube lamp without diffuser
| What is % of fluorsecent tubes are fitted with local controls which increase power input as light output reduce over time? | =+'New Questions'!$G$101/100 |  | 8% |  | =SUM(G186:G191)*(1+E192) | all fluorescent tubes with power input controls
| What is % of fluorsecent tubes are fitted with high frequency ballasts? | =+'New Questions'!$G$102/100 |  | 20% |  | =+G192*(1+E193*C193) | all fluorescent tubes with power input controls and high frequency ballasts
| What is the % of floorarea fitted with metal halide lamps? | =+'New Questions'!$G$103/100 | =+C194*(1-C195) |  | =+'Lookup tables'!H$31 | =+D194*F194 | Metal halide lamp with diffuser
| What is the % of metal halide lamps have diffusers or shades fitted? | =+'New Questions'!$G$104/100 | =+C194*C195 |  | =+'Lookup tables'!H$32 | =+D195*F195 | Metal halide lamp without diffuser
[6 empty] | =+G179+G180+G181+G182+G183+G184+G185+G193+G194+G195 | Average efficacy
| What % of floor area is daylit | =+'New Questions'!$G$106/100
| What % of daylit space is fitted with dimmable photoelectric controls? | =+'New Questions'!$G$107/100 | =+C198*C197 | 15% | =+E198*D198
| What % of daylit space is fitted with photoelectric switching controls? | =+'New Questions'!$G$108/100 | =+C199*C197 | 25% | =+E199*D199
| What % of the floor area is occassionally occupied | =+'New Questions'!$G$110/100
| What % of occasionally occupied space is fitted with auto off (manual on) presence detection? | =+'New Questions'!$G$111/100 | =+C202*C201 | 15% | =+E202*D202
| What % of occasionally occupied space is fitted with auto on (manual off) presence detection? | =+'New Questions'!$G$112/100 | =+C203*C201 | 10% | =+E203*D203
[6 empty] | =+F198+F199+F202+F203 | % control savings
[6 empty] | =+G196*(1+G204) | Average efficacy including control savings
Best Practice
| What is the % of floorarea fitted with LED lamps? | =+'New Questions'!$H$87/100 | =+C210 |  | =+'Lookup tables'!H$18 |  | LED lamp
| What % of LED lamps are fitted with local controls which increase power input as the light output reduces over time? | =+'New Questions'!$H$88/100 |  | 15% | =(1+C211*E211)*F210 | =+D210*F211 | LED with power input controls
| What is the % of floorarea fitted with compact flourescent lamps? | =+'New Questions'!$H$89/100 | =+C212*(1-C213) |  | =+'Lookup tables'!H$19 | =+D212*F212 | Compact fluorescent lamp with diffuser
| What is the % of compact flourescent lamps have diffusers or shades fitted? | =+'New Questions'!$H$90/100 | =+C212*C213 |  | =+'Lookup tables'!H$20 | =+D213*F213 | Compact fluorescent lamp without diffuser
| What is the % of floorarea fitted with tungsten halogen lamps? | =+'New Questions'!$H$91/100 | =+C214*(1-C215) |  | =+'Lookup tables'!H$21 | =+D214*F214 | Tungsten halogen lamp with diffuser
| What is the % of tungsten halogen lamps have diffusers or shades fitted? | =+'New Questions'!$H$92/100 | =+C214*C215 |  | =+'Lookup tables'!H$22 | =+D215*F215 | Tungsten halogen lamp without diffuser
| What is the % of floorarea fitted with incandescent lamps? | =+'New Questions'!$H$93/100 | =+C216*(1-C217) |  | =+'Lookup tables'!H$23 | =+D216*F216 | Incandescent lamp lamp with diffuser
| What is the % of incandescent lamps have diffusers or shades fitted? | =+'New Questions'!$H$94/100 | =+C216*C217 |  | =+'Lookup tables'!H$24 | =+D217*F217 | Incandescent lamp lamp without diffuser
| What is the % of floorarea fitted with T12 fluorescent tubes? | =+'New Questions'!$H$95/100 | =+C218*(1-C219) |  | =+'Lookup tables'!H$25 | =+D218*F218 | T12 fluorescent tube lamp with diffuser
| What is the % of T12 fluorescent tubes have diffusers or shades fitted? | =+'New Questions'!$H$96/100 | =+C218*C219 |  | =+'Lookup tables'!H$26 | =+D219*F219 | T12 fluorescent tube lamp without diffuser
| What is the % of floorarea fitted with T8 fluorescent tubes? | =+'New Questions'!$H$97/100 | =+C220*(1-C221) |  | =+'Lookup tables'!H$27 | =+D220*F220 | T8 fluorescent tube lamp with diffuser
| What is the % of T8 fluorescent tubes have diffusers or shades fitted? | =+'New Questions'!$H$98/100 | =+C220*C221 |  | =+'Lookup tables'!H$28 | =+D221*F221 | T8 fluorescent tube lamp without diffuser
| What is the % of floorarea fitted with T5 fluorescent tubes? | =+'New Questions'!$H$99/100 | =+C222*(1-C223) |  | =+'Lookup tables'!H$29 | =+D222*F222 | T5 fluorescent tube lamp with diffuser
| What is the % of T5 fluorescent tubes have diffusers or shades fitted? | =+'New Questions'!$H$100/100 | =+C222*C223 |  | =+'Lookup tables'!H$30 | =+D223*F223 | T5 fluorescent tube lamp without diffuser
| What is % of fluorsecent tubes are fitted with local controls which increase power input as light output reduce over time? | =+'New Questions'!$H$101/100 |  | 8% |  | =SUM(G218:G223)*(1+E224) | all fluorescent tubes with power input controls
| What is % of fluorsecent tubes are fitted with high frequency ballasts? | =+'New Questions'!$H$102/100 |  | 20% |  | =+G224*(1+E225*C225) | all fluorescent tubes with power input controls and high frequency ballasts
| What is the % of floorarea fitted with metal halide lamps? | =+'New Questions'!$H$103/100 | =+C226*(1-C227) |  | =+'Lookup tables'!H$31 | =+D226*F226 | Metal halide lamp with diffuser
| What is the % of metal halide lamps have diffusers or shades fitted? | =+'New Questions'!$H$104/100 | =+C226*C227 |  | =+'Lookup tables'!H$32 | =+D227*F227 | Metal halide lamp without diffuser
[6 empty] | =+G211+G212+G213+G214+G215+G216+G217+G225+G226+G227 | Average efficacy
| What % of floor area is daylit | =+'New Questions'!$H$106/100
| What % of daylit space is fitted with dimmable photoelectric controls? | =+'New Questions'!$H$107/100 | =+C230*C229 | 15% | =+E230*D230
| What % of daylit space is fitted with photoelectric switching controls? | =+'New Questions'!$H$108/100 | =+C231*C229 | 25% | =+E231*D231
| What % of the floor area is occassionally occupied | =+'New Questions'!$H$110/100
| What % of occasionally occupied space is fitted with auto off (manual on) presence detection? | =+'New Questions'!$H$111/100 | =+C234*C233 | 15% | =+E234*D234
| What % of occasionally occupied space is fitted with auto on (manual off) presence detection? | =+'New Questions'!$H$112/100 | =+C235*C233 | 10% | =+E235*D235
[6 empty] | =+F230+F231+F234+F235 | % control savings
[6 empty] | =+G228*(1+G236) | Average efficacy including control savings

## v2.549 (hidden)
| Building and component age | Year | Q No.
| Year built | =+'New Questions'!F6 | 1 |  |  | Recent change |  | Fixed
| heating system replaced | =IF(+'New Questions'!F34 =0,C2,'New Questions'!F34) | 26 |  |  |  |  | Calculated
| cooling system replaced | =IF(+'New Questions'!F40 =0,C2,'New Questions'!F40) | 33 |  |  |  |  | General
| ventilation system replaced | =IF(+'New Questions'!F47 =0,C2,'New Questions'!F47) | 36 |  |  |  |  | Fabric |  |  |  | floor area | =+P6/2*P7*P8 | =+Q6/2*Q7*Q8
| windows replaced | =IF(+'New Questions'!F25 =0,C2,'New Questions'!F25) | 18 |  |  |  |  | Heating |  |  |  | height | 14 | 2
[8 empty] | Cooling |  |  |  | width | 2 | 14
| Fabric and dimensions (Actual and Best practice) | m2 | Actual u value | Best practice U value | Q No. |  |  | Ventilation |  |  |  | depth | 2 | 2
| Asset Floor area | =Q4_Conv |  |  | 4 |  |  | Hot water |  |  |  | volume if a square | =+P6*P7*P8 | =+Q6*Q7*Q8
| External wall | =IF(+'New Questions'!I18 =0,C19,'New Questions'!F18) | =IF('New Questions'!$F$14 =0,VLOOKUP('New Questions'!$F$6,'Lookup tables'!$K$125:$L$134,2,TRUE),'New Questions'!$F$14) | =+'New Questions'!H14 | 7 |  |  | District heating |  |  |  | crickly volume | =+P9/2 | =+Q9/2
| Roof | =IF(+'New Questions'!I19 =0,C20,'New Questions'!F19) | =IF('New Questions'!$F$15 =0,VLOOKUP('New Questions'!$F$6,'Lookup tables'!V125:W134,2,TRUE),'New Questions'!$F$15) | =+'New Questions'!H15 | 8 |  |  | District cooling |  |  |  | external area | =+P6*P7*2+P6*P8*2+P8*P7 | =+Q6*Q7*2+Q6*Q8*2+Q8*Q7
| Windows | =IF(+'New Questions'!I20 =0,C21,'New Questions'!F20) | =IF('New Questions'!$F$16 =0,VLOOKUP('New Questions'!$F$6,'Lookup tables'!AL125:AM134,2,TRUE),'New Questions'!$F$16) | =+'New Questions'!H16 | 9 |  |  | Lighting
=IF(+'New Questions'!I21 =0,C22,'New Questions'!F21)
| Asset internal volume | =IF(+'New Questions'!I22 =0,C23,'New Questions'!F22) |  |  | 15
=8*4*4
=4*8*4
| Fabric and dimensions (standard) | std m2 | Standard U value | =+C10*D10+C11*D11+C12*D12 | Q No.
| Asset Floor area | =Q4_Std |  |  | 4 | [5 empty] | =8*4*4
| External wall | =+'New Questions'!G18 | =+'New Questions'!G14 |  | 7 | [5 empty] | 4*4
| Roof | =+'New Questions'!G19 | =+'New Questions'!G15 |  | 8
| Windows | =+'New Questions'!G20 | =+'New Questions'!G16 |  | 9
Ground floor
| Asset internal volume | =+'New Questions'!G22 |  |  | 15
|  | Credit Score = | =Credit_Score
| Component/subcomponent | Actual value | Standard Value | Best practice value | Actual improvement | Potential improvement | % Potential improvement | % contribution to potential improvement | Carbon saving potential kgCO2eq/m2
| heat generator efficiency | =IF('New Questions'!F28 ="no",'Improvement factors'!F115,IF(AND(+'New Questions'!F30 =0,+'New Questions'!F29 ="Heat Pump"),2.5,IF(+'New Questions'!F30 =0,0.7,'New Questions'!F30))) | =+'New Questions'!G30+D39 | =+'New Questions'!H30
| overall heat generation efficieny incl heat recovery | =(1/C28)*(1-C39) | =(1/D28)*(1-D39) | =(1/E28)*(1-E39) | =+C30/D30 | =+E30/C30 | =1-G30 | =H30/SUM($H$30:$H$46)*$H$47 | =+I30*Outputs!$G$27
↓ | equipment gains | =+Outputs!F34 | =+C31 | =+D31 |  |  |  | =H31/SUM($H$30:$H$46)*$H$47 | =+I31*Outputs!$G$27
↓ | lighting gains | =+D32*F$70 | =Outputs!E31 | =+D32*$G$70 |  |  |  | =H32/SUM($H$30:$H$46)*$H$47 | =+I32*Outputs!$G$27
=1-A34-A36 | equipment and lighting gains | =+C32+C31 | =+D32+D31 | =+E32+E31 | =+C33/D33 | =+E33/C33 |  | =H33/SUM($H$30:$H$46)*$H$47 | =+I33*Outputs!$G$27 | ↓
=+D34/(D33+D34) | people gain | =IF('New Questions'!F7 ="Residential",VLOOKUP('New Questions'!F8,'Lookup tables'!P56:Q120,2,FALSE),VLOOKUP('New Questions'!F7,'Lookup tables'!P56:Q120,2,FALSE)) | =+C34 | =+D34 | =+C34/D34 | =+E34/C34 |  | =H34/SUM($H$30:$H$46)*$H$47 | =+I34*Outputs!$G$27 | ↓
| average g value | =+C55 | =+'New Questions'!G23 | =+'New Questions'!H23 |  |  |  | =H35/SUM($H$30:$H$46)*$H$47 | =+I35*Outputs!$G$27 | ↓
16% | solar gains | =+C$12*C35 | =+C$21*D35 | =+C$12*E35 | =IF(C36 =0,1,+C36/D36) | =IF(C36 =0,E36/D36,+E36/C36) | =+G36/G37*(1-G37) | =H36/SUM($H$30:$H$46)*$H$47 | =+I36*Outputs!$G$27 | ↓
| total internal gains heating season |  |  |  | =SUMPRODUCT(F33:F36,A33:A36) | =SUMPRODUCT(G33:G36,A33:A36) |  | =H37/SUM($H$30:$H$46)*$H$47 | =+I37*Outputs!$G$27 | =
↓ | Air changes per hour (infiltration + ventilation) | =IF(+'New Questions'!F26 =0,VLOOKUP(+C2,'Lookup tables'!C4:D13,2),'New Questions'!F26)/20 | ='New Questions'!G26/20 | ='New Questions'!H26/20 |  | =+E38/C38 |  | =H38/SUM($H$30:$H$46)*$H$47 | =+I38*Outputs!$G$27
inc overall heat gen efficiency | heat recovery % | =IF(+'New Questions'!F45 ="no",0,IF(AND('New Questions'!F45 ="yes",'New Questions'!F46>0),'New Questions'!F46/100,0)) | =IF(+'New Questions'!G45 ="no",0,IF(AND('New Questions'!G45 ="yes",'New Questions'!G46>0),'New Questions'!G46/100,0.1)) | =IF(+'New Questions'!H45 ="no",0,IF(AND('New Questions'!H45 ="yes",'New Questions'!H46>0),'New Questions'!H46/100,0.1)) |  |  |  | =H39/SUM($H$30:$H$46)*$H$47 | =+I39*Outputs!$G$27
= ↓ | infiltration heat loss | =0.343*C38*C14 | =0.343*D38*C23 | =0.343*E38*C23 |  | =+E40/C40 | =1-G40 | =H40/SUM($H$30:$H$46)*$H$47 | =+I40*Outputs!$G$27
| average u value | [6 empty] | =H41/SUM($H$30:$H$46)*$H$47 | =+I41*Outputs!$G$27
↓ | heat loss through fabric | =SUMPRODUCT(C10:C12,D10:D12) | =SUMPRODUCT(C19:C21,D19:D21) | =SUMPRODUCT(C10:C12,E10:E12) |  | =IF(C42 =0,E42/D42,+E42/C42) | =1-G42 | =H42/SUM($H$30:$H$46)*$H$47 | =+I42*Outputs!$G$27
= | Total fabric heat loss | =+C42+C40 | =+D42+D40 | =+E42+E40 | =+C43/D43 | =+E43/C43 |  | =H43/SUM($H$30:$H$46)*$H$47 | =+I43*Outputs!$G$27
| Net change in heat gains |  |  |  | =1-((-1+F37)+(1-F43)) | =1-((-1+G37)+(1-G43)) |  | =H44/SUM($H$30:$H$46)*$H$47 | =+I44*Outputs!$G$27
| heat generation and heat demand improvement |  |  |  | =+F44*F30 | =+G44*G30 |  | =H45/SUM($H$30:$H$46)*$H$47 | =+I45*Outputs!$G$27
| distribution heat loss | =IF('New Questions'!F28 ="no",'Improvement factors'!E115,IF(+'New Questions'!F32 =0,10%,VLOOKUP(+'New Questions'!F32,'Lookup tables'!$C$47:$D$49,2,FALSE))) | =VLOOKUP(+'New Questions'!G32,'Lookup tables'!$C$47:$D$49,2,FALSE) | =VLOOKUP(+'New Questions'!H32,'Lookup tables'!$C$47:$D$49,2,FALSE) | =+C46-D46 | =+E46-C46 | =-G46 | =H46/SUM($H$30:$H$46)*$H$47 | =+I46*Outputs!$G$27
| Heating improvement factor |  |  |  | =+F45*(1+F46) | =+G45*(1+G46) | =1-G47 | =SUM(I30:I46)
| Cooling generator efficiency | =IF('New Questions'!F35 ="no",'Improvement factors'!F117,IF(+'New Questions'!F37 =0,VLOOKUP('Improvement factors'!$C$4,'Lookup tables'!$C$4:$G$13,5,TRUE),'New Questions'!F37)) | =IF(+'New Questions'!G37 =0,VLOOKUP('Improvement factors'!$C$4,'Lookup tables'!$C$4:$G$13,5,TRUE),'New Questions'!G37) | =IF(+'New Questions'!H37 =0,VLOOKUP('Improvement factors'!$C$4,'Lookup tables'!$C$4:$G$13,5,TRUE),'New Questions'!H37) |  |  |  |  | =+I48*Outputs!$G$28
| cooling fuel factor | =VLOOKUP("Electricity",'CO2'!$H$17:$J$38,3,FALSE) | =VLOOKUP("Electricity",'CO2'!$H$17:$J$38,3,FALSE) | =VLOOKUP("Electricity",'CO2'!$H$17:$J$38,3,FALSE) |  |  |  |  | =+I49*Outputs!$G$28
| overall generation efficiency | =(1/C48) | =(1/D48) | =(1/E48) | =+C50/D50 | =+E50/C50 | =1-G50 | =H50/SUM($H$48:$H$64)*$H$69 | =+I50*Outputs!$G$28
↓ | =+B31 | =+C31 | =+C51 | =+D51 |  |  |  | =H51/SUM($H$30:$H$46)*$H$47 | =+I51*Outputs!$G$28
↓ | =+B32 | =+D52*F$70 | =+Outputs!E31 | =+D52*$G$70 |  |  |  | =H52/SUM($H$30:$H$46)*$H$47 | =+I52*Outputs!$G$28
=1-A54-A58 | =+B33 | =+C52+C51 | =+D52+D51 | =+E52+E51 | =+C53/D53 | =+E53/C53 |  | =H53/SUM($H$30:$H$46)*$H$47 | =+I53*Outputs!$G$28 | ↓
=+D54/(D53+D54) | =+B34 | =+C34 | =+D34 | =+E34 | =+C54/D54 | =+E54/C54 |  | =H54/SUM($H$30:$H$46)*$H$47 | =+I54*Outputs!$G$28 | ↓
| =+B35 | =IF('New Questions'!$F$23 =0,VLOOKUP('New Questions'!$F$6,'Lookup tables'!$BM$125:$BN$134,2,TRUE),'New Questions'!$F$23) | =+'New Questions'!G23 | =+'New Questions'!H23 |  |  |  | =H55/SUM($H$30:$H$46)*$H$47 | =+I55*Outputs!$G$28 | ↓
| =+B36 | =+C$12*C55*C57 | =+C$21*D55 | =+C$12*E55 |  | =IF(C56 =0,E56/D56,+E56/C56) | =IF(H58 =0,(1-H58),+G56/H58*(1-H58)) |  | =+I56*Outputs!$G$28 | ↓
| shading factor | =IF('New Questions'!F24 =0,'Lookup tables'!$K$20,VLOOKUP('New Questions'!G24,'Lookup tables'!$J$19:$K$20,2,FALSE)) | =IF('New Questions'!G24 =0,'Lookup tables'!$K$20,VLOOKUP('New Questions'!G24,'Lookup tables'!$J$19:$K$20,2,FALSE)) | =IF('New Questions'!H24 =0,'Lookup tables'!$K$20,VLOOKUP('New Questions'!H24,'Lookup tables'!$J$19:$K$20,2,FALSE)) |  | =+E57/C57 | =1-G57 |  | =+I57*Outputs!$G$28 | ↓
40% | solar gains incl shading factor | =+C56*C57 | =+D56*D57 | =+E56*E57 | =IF(C58 =0,1,+C58/D58) | =IF(C58 =0,E58/D58,+E58/C58) | =1-G58 | =H58/SUM($H$49:$H$65)*$H$69 | =+I58*Outputs!$G$28 | ↓
| total internal gains cooling season |  |  |  | =SUMPRODUCT(F53:F58,A53:A58) | =SUMPRODUCT(G53:G58,A53:A58) |  | =H59/SUM($H$30:$H$46)*$H$47 | =+I59*Outputs!$G$28 | =
Not used anymore | Air changes per hour | =+C38 | =+D38 | =+E38 |  |  |  | =H60/SUM($H$30:$H$46)*$H$47 | =+I60*Outputs!$G$28
Not used anymore | infiltration heat gain | =+C60*C$14*0.343 | =+D60*C$23*0.343 | =+E60*C$14*0.343 |  |  |  | =H61/SUM($H$48:$H$64)*$H$69 | =+I61*Outputs!$G$28
Not used anymore | average external u-value | =+C41 | =+D41 | =+E41 |  |  |  | =H62/SUM($H$30:$H$46)*$H$47 | =+I62*Outputs!$G$28
Not used anymore | heat loss through fabric | =+C42 | =+D42 | =+E42 |  |  |  | =H63/SUM($H$30:$H$46)*$H$47 | =+I63*Outputs!$G$28
↓ | Total fabric heat loss | =+C63+C61 | =+D63+D61 | =+E63+E61 |  |  |  | =H64/SUM($H$30:$H$46)*$H$47 | =+I64*Outputs!$G$28
| Net change in heat gains |  |  |  | =1-((1-F59)) | =1-((-1+G59)+(1-G64)) |  | =H65/SUM($H$30:$H$46)*$H$47 | =+I65*Outputs!$G$28
| cooling generation and heat demand change |  |  |  | =+F65*F50 | =+G65*G50 |  | =H66/SUM($H$30:$H$46)*$H$47 | =+I66*Outputs!$G$28
| % free cooling |  |  |  | =+C67-D67 | =+C67-E67 | =-G67 | =H67/SUM($H$47:$H$63)*$H$69 | =+I67*Outputs!$G$28
| distribution cooling loss | =IF('New Questions'!F35 ="no",'Improvement factors'!E117,IF(+'New Questions'!F38 =0,10%,VLOOKUP(+'New Questions'!F38,'Lookup tables'!$C$47:$D$49,2,FALSE))) | =VLOOKUP(+'New Questions'!G38,'Lookup tables'!$C$47:$D$49,2,FALSE) | =VLOOKUP(+'New Questions'!H38,'Lookup tables'!$C$47:$D$49,2,FALSE) | =+C68-D68 | =+E68-C68 | =-G68 | =H68/SUM($H$47:$H$63)*$H$69 | =+I68*Outputs!$G$28
| Cooling improvement factor |  |  |  | =+F66*(1+F68) | =+G66*(1+G67)*(1+G68) | =1-G69 | =SUM(I48:I68)
=+'New Questions'!F39 | Lighting improvement factor | =+G173 | =+G205 | =+G237 | =+D70/C70 | =+C70/E70 | =1-G70 | =+H70 | =+I70*Outputs!G46
| specific fan power improvement | =IF(+'New Questions'!F43 =0,D71,+'New Questions'!F43) | =+'New Questions'!G43 | =+'New Questions'!H43 |  |  | =1-G71 | =IF(SUM(H$71:H$73) =0,0,(+H71/SUM(H$71:H$73)*$H$74)) | =+I71*Outputs!$G$32
| Fan VSD | =1-(0.4*'New Questions'!F41/100) | =1-(0.4*'New Questions'!G41/100) | =1-(0.4*'New Questions'!H41/100) |  |  | =1-G72 | =IF(SUM(H$71:H$73) =0,0,(+H72/SUM(H$71:H$73)*$H$74)) | =+I72*Outputs!$G$32
| ductwork leakage | =IF('New Questions'!F44 ="Yes",VLOOKUP(MIN($C$3:$C$5),'Lookup tables'!$C$32:$E$43,2),VLOOKUP(MIN($C$3:$C$5),'Lookup tables'!$C$32:$E$43,3)) | =IF('New Questions'!G44 ="Yes",VLOOKUP(MIN($C$3:$C$5),'Lookup tables'!$C$32:$E$43,2),VLOOKUP(MIN($C$3:$C$5),'Lookup tables'!$C$32:$E$43,3)) | =IF('New Questions'!H44 ="Yes",VLOOKUP(MIN($C$3:$C$5),'Lookup tables'!$C$32:$E$43,2),VLOOKUP(MIN($C$3:$C$5),'Lookup tables'!$C$32:$E$43,3)) |  |  | =1-G73 | =IF(SUM(H$71:H$73) =0,0,(+H73/SUM(H$71:H$73)*$H$74)) | =+I73*Outputs!$G$32
| Mechanical ventilation improvement factor | =+C73*C72*C71 | =+D73*D72*D71 | =+E73*E72*E71 | =+C74/D74 | =+E74/D74 | =1-G74 | =SUM(I71:I73) | =SUM(J71:J73)
| Pump VSD | =1-(0.4*'New Questions'!F42/100) | =1-(0.4*'New Questions'!G42/100) | =1-(0.4*'New Questions'!H42/100) | =+C75/D75 | =+E75/C75
| heating distribution | =IF('New Questions'!F33 ="No",'Improvement factors'!C75,'Improvement factors'!C74) | =+D74 | =+E74 | =+C76/D76 | =+E76/C76 | =1-G76 | =+H76 | =I76*Outputs!G44
| cooling distribution | =IF('New Questions'!F39 ="no",'Improvement factors'!C75,'Improvement factors'!C74) | =+D76 | =+E75 | =+C77/D77 | =+E77/C77 | =1-G77 | =+H77 | =I77*Outputs!G45
| hot water generation efficiency | =IF(+'New Questions'!F48 ="no",'Improvement factors'!F115,IF(+'New Questions'!F52>0,'New Questions'!F52,IF(+'New Questions'!F51 ="Electricity",1,0.7))) | =+'New Questions'!G52 | =+'New Questions'!H52 | =+D78/C78 | =+C78/E78 |  |  | =+I78*Outputs!$G$33
hot water fuel factor
↓ | overall hot water generation efficieny | =1/C78 | =+(1/'New Questions'!G52) | =+(1/'New Questions'!H52) | =+C80/D80 | =+E80/C80 | =1-G80 | =IF(SUM(H$78:H$82) =0,0,(+H80/SUM(H$78:H$82)*$H$83)) | =+I80*Outputs!$G$33
[8 empty] | =IF((H$78:H$82) =0,0,(+H81/SUM(H$78:H$82)*$H$83)) | =+I81*Outputs!$G$33
↓ | distribution heat loss | =IF('New Questions'!F48 ="no",'Improvement factors'!E115,IF(+'New Questions'!F49 =0,10%,VLOOKUP(+'New Questions'!F49,'Lookup tables'!$C$47:$D$49,2,FALSE))) | =VLOOKUP(+'New Questions'!G49,'Lookup tables'!$C$47:$D$49,2,FALSE) | =VLOOKUP(+'New Questions'!H49,'Lookup tables'!$C$47:$D$49,2,FALSE) | =+C82-D82 | =+E82-C82 | =-G82 | =IF(SUM(H$78:H$82) =0,0,(+H82/SUM(H$78:H$82)*$H$83)) | =+I82*Outputs!$G$33
= | Hot water improvement factor |  |  |  | =(F80)*(1+F82) | =(G80)*(1+G82) | =1-G83 | =SUM(I78:I82)
|  | Actual | Standard | Best Practice
| =#N/A | =#N/A | =#N/A | =#N/A | =(+C96/100)/1.25+((1-C96/100)) | =(+D96/100)/1.25+((1-D96/100)) | =(+E96/100)/1.25+((1-E96/100))
| =#N/A | =#N/A | =#N/A | =#N/A | =+C97/100 | =+D97/100 | =+E97/100
| =#N/A | =#N/A | =#N/A | =#N/A | =+C98/100 | =+D98/100 | =+E98/100
| =#N/A | =#N/A | =#N/A | =#N/A | =+C99/100 | =+D99/100 | =+E99/100
| =#N/A | =#N/A | =#N/A | =#N/A | =+C100/100*F96 | =+D100/100*G96 | =+E100/100*H96
| =#N/A | =#N/A | =#N/A | =#N/A | =+C101/100*F96 | =+D101/100*G96 | =+E101/100*H96
| =#N/A | =#N/A | =#N/A | =#N/A | =+C102/100*F96 | =+D102/100*G96 | =+E102/100*H96
| =#N/A | =#N/A | =#N/A | =#N/A | =+C103/100 | =+D103/100 | =+E103/100
| =#N/A | =#N/A | =#N/A | =#N/A | =+C104/100 | =+D104/100 | =+E104/100
| =#N/A | =#N/A | =#N/A | =#N/A | =+C105/100 | =+D105/100 | =+E105/100
| =#N/A | =#N/A | =#N/A | =#N/A | =IF(((+C106+C107)/100)/1.25+((1-(C106+C107)/100))<0.8,0.8,((+C106+C107)/100)/1.25+((1-(C106+C107)/100))) | =IF(((+D106+D107)/100)/1.25+((1-(D106+D107)/100))<0.8,0.8,((+D106+D107)/100)/1.25+((1-(D106+D107)/100))) | =IF(((+E106+E107)/100)/1.25+((1-(E106+E107)/100))<0.8,0.8,((+E106+E107)/100)/1.25+((1-(E106+E107)/100)))
| =#N/A | =#N/A | =#N/A | =#N/A
| =#N/A |  |  |  | =#N/A | =#N/A | =#N/A
|  | CO2/kwh heat | primary energy per kwh heat | % distribution losses | heat generation efficiency
| district heating | =IF('New Questions'!F67 ="no",'CO2'!I36,SUMPRODUCT(C122:C128,D122:D128,E122:E128))/(1-E115) | =SUMPRODUCT(D122:D128,E122:E128,B122:B128)/(1-E115) | =IF('New Questions'!F76 =0,'Lookup tables'!D49,'New Questions'!F76/100) | =IF(SUMPRODUCT(F122:F128,E122:E128) =0,1,SUMPRODUCT(F122:F128,E122:E128))
| district cooling | =IF('New Questions'!F77 ="yes",SUMPRODUCT(C132:C138,D132:D138,E132:E138),'CO2'!I37)/(1-E117) | =SUMPRODUCT(D132:D138,E132:E138,B132:B138)/(1-E117) | =IF(('New Questions'!F86) =0,'Lookup tables'!D49,'New Questions'!F86/100) | =IF(SUMPRODUCT(E132:E138,F132:F138) =0,1,SUMPRODUCT(E132:E138,F132:F138))
| PE kWh/Kwh | CO2/kWh | 1/efficiency | % | efficiency
heat source 1 | =IF(ISBLANK('New Questions'!H69),0,IF('New Questions'!H69 ="electricity",VLOOKUP('New Questions'!$F$9,'CO2'!$C$4:$F$188,5,FALSE),VLOOKUP('New Questions'!H69,'CO2'!$H$17:$J$40,2,FALSE))) | =IF(E122 =0,0,IF(ISBLANK('New Questions'!H69),0,IF('New Questions'!H69 ="electricity",VLOOKUP('New Questions'!$F$9,'CO2'!$C$4:$F$188,4,FALSE),VLOOKUP('New Questions'!H69,'CO2'!$H$17:$I$40,2,FALSE)))) | =IF(E122 =0,0,IF(ISBLANK('New Questions'!G69),0,1/+'New Questions'!G69)) | =+'New Questions'!I69/100 | =IF(E122 =0,0,1/D122) | C122:D122, F122:F127
heat source 2 | =IF(ISBLANK('New Questions'!H70),0,IF('New Questions'!H70 ="electricity",VLOOKUP('New Questions'!$F$9,'CO2'!$C$4:$F$188,5,FALSE),VLOOKUP('New Questions'!H70,'CO2'!$H$17:$J$40,2,FALSE))) | =IF(E123 =0,0,IF(ISBLANK('New Questions'!H70),0,IF('New Questions'!H70 ="electricity",VLOOKUP('New Questions'!$F$9,'CO2'!$C$4:$F$188,4,FALSE),VLOOKUP('New Questions'!H70,'CO2'!$H$17:$I$40,2,FALSE)))) | =IF(E123 =0,0,IF(ISBLANK('New Questions'!G70),0,1/+'New Questions'!G70)) | =+'New Questions'!I70/100 | =IF(E123 =0,0,1/D123)
heat source 3 | =IF(ISBLANK('New Questions'!H71),0,IF('New Questions'!H71 ="electricity",VLOOKUP('New Questions'!$F$9,'CO2'!$C$4:$F$188,5,FALSE),VLOOKUP('New Questions'!H71,'CO2'!$H$17:$J$40,2,FALSE))) | =IF(E124 =0,0,IF(ISBLANK('New Questions'!H71),0,IF('New Questions'!H71 ="electricity",VLOOKUP('New Questions'!$F$9,'CO2'!$C$4:$F$188,4,FALSE),VLOOKUP('New Questions'!H71,'CO2'!$H$17:$I$40,2,FALSE)))) | =IF(E124 =0,0,IF(ISBLANK('New Questions'!G71),0,1/+'New Questions'!G71)) | =+'New Questions'!I71/100 | =IF(E124 =0,0,1/D124)
heat source 4 | =IF(ISBLANK('New Questions'!H72),0,IF('New Questions'!H72 ="electricity",VLOOKUP('New Questions'!$F$9,'CO2'!$C$4:$F$188,5,FALSE),VLOOKUP('New Questions'!H72,'CO2'!$H$17:$J$40,2,FALSE))) | =IF(E125 =0,0,IF(ISBLANK('New Questions'!H72),0,IF('New Questions'!H72 ="electricity",VLOOKUP('New Questions'!$F$9,'CO2'!$C$4:$F$188,4,FALSE),VLOOKUP('New Questions'!H72,'CO2'!$H$17:$I$40,2,FALSE)))) | =IF(E125 =0,0,IF(ISBLANK('New Questions'!G72),0,1/+'New Questions'!G72)) | =+'New Questions'!I72/100 | =IF(E125 =0,0,1/D125)
heat source 5 | =IF(ISBLANK('New Questions'!H73),0,IF('New Questions'!H73 ="electricity",VLOOKUP('New Questions'!$F$9,'CO2'!$C$4:$F$188,5,FALSE),VLOOKUP('New Questions'!H73,'CO2'!$H$17:$J$40,2,FALSE))) | =IF(E126 =0,0,IF(ISBLANK('New Questions'!H73),0,IF('New Questions'!H73 ="electricity",VLOOKUP('New Questions'!$F$9,'CO2'!$C$4:$F$188,4,FALSE),VLOOKUP('New Questions'!H73,'CO2'!$H$17:$I$40,2,FALSE)))) | =IF(E126 =0,0,IF(ISBLANK('New Questions'!G73),0,1/+'New Questions'!G73)) | =+'New Questions'!I73/100 | =IF(E126 =0,0,1/D126)
heat source 6 | =IF(ISBLANK('New Questions'!H74),0,IF('New Questions'!H74 ="electricity",VLOOKUP('New Questions'!$F$9,'CO2'!$C$4:$F$188,5,FALSE),VLOOKUP('New Questions'!H74,'CO2'!$H$17:$J$40,2,FALSE))) | =IF(E127 =0,0,IF(ISBLANK('New Questions'!H74),0,IF('New Questions'!H74 ="electricity",VLOOKUP('New Questions'!$F$9,'CO2'!$C$4:$F$188,4,FALSE),VLOOKUP('New Questions'!H74,'CO2'!$H$17:$I$40,2,FALSE)))) | =IF(E127 =0,0,IF(ISBLANK('New Questions'!G74),0,1/+'New Questions'!G74)) | =+'New Questions'!I74/100 | =IF(E127 =0,0,1/D127)
| PE kWh/Kwh | CO2/kWh | 1/efficiency | % | efficiency
cooling source 1 | =IF(ISBLANK('New Questions'!H79),0,IF('New Questions'!H79 ="electricity",VLOOKUP('New Questions'!$F$9,'CO2'!$C$4:$F$188,5,FALSE),VLOOKUP('New Questions'!H79,'CO2'!$H$17:$J$41,2,FALSE))) | =IF(E132 =0,0,IF(ISBLANK('New Questions'!H79),0,IF('New Questions'!H79 ="electricity",VLOOKUP('New Questions'!$F$9,'CO2'!$C$4:$F$188,4,FALSE),VLOOKUP('New Questions'!H79,'CO2'!$H$17:$I$41,2,FALSE)))) | =IF(E132 =0,0,IF(ISBLANK('New Questions'!G79),0,1/+'New Questions'!G79)) | =+'New Questions'!I79/100 | =IF(E132 =0,0,1/D132)
cooling source 2 | =IF(ISBLANK('New Questions'!H80),0,IF('New Questions'!H80 ="electricity",VLOOKUP('New Questions'!$F$9,'CO2'!$C$4:$F$188,5,FALSE),VLOOKUP('New Questions'!H80,'CO2'!$H$17:$J$41,2,FALSE))) | =IF(E133 =0,0,IF(ISBLANK('New Questions'!H80),0,IF('New Questions'!H80 ="electricity",VLOOKUP('New Questions'!$F$9,'CO2'!$C$4:$F$188,4,FALSE),VLOOKUP('New Questions'!H80,'CO2'!$H$17:$I$41,2,FALSE)))) | =IF(E133 =0,0,IF(ISBLANK('New Questions'!G80),0,1/+'New Questions'!G80)) | =+'New Questions'!I80/100 | =IF(E133 =0,0,1/D133)
cooling source 3 | =IF(ISBLANK('New Questions'!H81),0,IF('New Questions'!H81 ="electricity",VLOOKUP('New Questions'!$F$9,'CO2'!$C$4:$F$188,5,FALSE),VLOOKUP('New Questions'!H81,'CO2'!$H$17:$J$41,2,FALSE))) | =IF(E134 =0,0,IF(ISBLANK('New Questions'!H81),0,IF('New Questions'!H81 ="electricity",VLOOKUP('New Questions'!$F$9,'CO2'!$C$4:$F$188,4,FALSE),VLOOKUP('New Questions'!H81,'CO2'!$H$17:$I$41,2,FALSE)))) | =IF(E134 =0,0,IF(ISBLANK('New Questions'!G81),0,1/+'New Questions'!G81)) | =+'New Questions'!I81/100 | =IF(E134 =0,0,1/D134)
cooling source 4 | =IF(ISBLANK('New Questions'!H82),0,IF('New Questions'!H82 ="electricity",VLOOKUP('New Questions'!$F$9,'CO2'!$C$4:$F$188,5,FALSE),VLOOKUP('New Questions'!H82,'CO2'!$H$17:$J$41,2,FALSE))) | =IF(E135 =0,0,IF(ISBLANK('New Questions'!H82),0,IF('New Questions'!H82 ="electricity",VLOOKUP('New Questions'!$F$9,'CO2'!$C$4:$F$188,4,FALSE),VLOOKUP('New Questions'!H82,'CO2'!$H$17:$I$41,2,FALSE)))) | =IF(E135 =0,0,IF(ISBLANK('New Questions'!G82),0,1/+'New Questions'!G82)) | =+'New Questions'!I82/100 | =IF(E135 =0,0,1/D135)
cooling source 5 | =IF(ISBLANK('New Questions'!H83),0,IF('New Questions'!H83 ="electricity",VLOOKUP('New Questions'!$F$9,'CO2'!$C$4:$F$188,5,FALSE),VLOOKUP('New Questions'!H83,'CO2'!$H$17:$J$41,2,FALSE))) | =IF(E136 =0,0,IF(ISBLANK('New Questions'!H83),0,IF('New Questions'!H83 ="electricity",VLOOKUP('New Questions'!$F$9,'CO2'!$C$4:$F$188,4,FALSE),VLOOKUP('New Questions'!H83,'CO2'!$H$17:$I$41,2,FALSE)))) | =IF(E136 =0,0,IF(ISBLANK('New Questions'!G83),0,1/+'New Questions'!G83)) | =+'New Questions'!I83/100 | =IF(E136 =0,0,1/D136)
cooling source 6 | =IF(ISBLANK('New Questions'!H84),0,IF('New Questions'!H84 ="electricity",VLOOKUP('New Questions'!$F$9,'CO2'!$C$4:$F$188,5,FALSE),VLOOKUP('New Questions'!H84,'CO2'!$H$17:$J$41,2,FALSE))) | =IF(E137 =0,0,IF(ISBLANK('New Questions'!H84),0,IF('New Questions'!H84 ="electricity",VLOOKUP('New Questions'!$F$9,'CO2'!$C$4:$F$188,4,FALSE),VLOOKUP('New Questions'!H84,'CO2'!$H$17:$I$41,2,FALSE)))) | =IF(E137 =0,0,IF(ISBLANK('New Questions'!G84),0,1/+'New Questions'!G84)) | =+'New Questions'!I84/100 | =IF(E137 =0,0,1/D137)
Actual
| What is the % of floorarea fitted with LED lamps? | =+'New Questions'!$F$87/100 | =+C146 |  | =+'Lookup tables'!H$18 |  | LED lamp
| What % of LED lamps are fitted with local controls which increase power input as the light output reduces over time? | =IF(+'New Questions'!$F88 =0,1,'New Questions'!$F88/100) |  | 15% | =(1+C147*E147)*F146 | =+D146*F147 | LED with power input controls
| What is the % of floorarea fitted with compact flourescent lamps? | =+'New Questions'!F89/100 | =+C148*(1-C149) |  | =+'Lookup tables'!H$19 | =+D148*F148 | Compact fluorescent lamp with diffuser
| What is the % of compact flourescent lamps have diffusers or shades fitted? | =IF(+'New Questions'!$F90 =0,1,'New Questions'!$F90/100) | =+C148*C149 |  | =+'Lookup tables'!H$20 | =+D149*F149 | Compact fluorescent lamp without diffuser
| What is the % of floorarea fitted with tungsten halogen lamps? | =+'New Questions'!$F$91/100 | =+C150*(1-C151) |  | =+'Lookup tables'!H$21 | =+D150*F150 | Tungsten halogen lamp with diffuser
| What is the % of tungsten halogen lamps have diffusers or shades fitted? | =IF(+'New Questions'!$F92 =0,1,'New Questions'!$F92/100) | =+C150*C151 |  | =+'Lookup tables'!H$22 | =+D151*F151 | Tungsten halogen lamp without diffuser
| What is the % of floorarea fitted with incandescent lamps? | =+'New Questions'!$F$93/100 | =+C152*(1-C153) |  | =+'Lookup tables'!H$23 | =+D152*F152 | Incandescent lamp lamp with diffuser
| What is the % of incandescent lamps have diffusers or shades fitted? | =IF(+'New Questions'!$F94 =0,1,'New Questions'!$F94/100) | =+C152*C153 |  | =+'Lookup tables'!H$24 | =+D153*F153 | Incandescent lamp lamp without diffuser
| What is the % of floorarea fitted with T12 fluorescent tubes? | =+'New Questions'!$F$95/100 | =+C154*(1-C155) |  | =+'Lookup tables'!H$25 | =+D154*F154 | T12 fluorescent tube lamp with diffuser
| What is the % of T12 fluorescent tubes have diffusers or shades fitted? | =IF(+'New Questions'!$F96 =0,1,'New Questions'!$F96/100) | =+C154*C155 |  | =+'Lookup tables'!H$26 | =+D155*F155 | T12 fluorescent tube lamp without diffuser
| What is the % of floorarea fitted with T8 fluorescent tubes? | =(1-C146-C148-C150-C152-C154-C158-C162) | =+C156*(1-C157) |  | =+'Lookup tables'!H$27 | =+D156*F156 | T8 fluorescent tube lamp with diffuser
| What is the % of T8 fluorescent tubes have diffusers or shades fitted? | =IF(+'New Questions'!$F98 =0,1,'New Questions'!$F98/100) | =+C156*C157 |  | =+'Lookup tables'!H$28 | =+D157*F157 | T8 fluorescent tube lamp without diffuser
| What is the % of floorarea fitted with T5 fluorescent tubes? | =+'New Questions'!$F$99/100 | =+C158*(1-C159) |  | =+'Lookup tables'!H$29 | =+D158*F158 | T5 fluorescent tube lamp with diffuser
| What is the % of T5 fluorescent tubes have diffusers or shades fitted? | =IF(+'New Questions'!$F100 =0,1,'New Questions'!$F100/100) | =+C158*C159 |  | =+'Lookup tables'!H$30 | =+D159*F159 | T5 fluorescent tube lamp without diffuser
| What is % of fluorsecent tubes are fitted with local controls which increase power input as light output reduce over time? | =+'New Questions'!$F$101/100 |  | 8% |  | =SUM(G154:G159)*(1+E160) | all fluorescent tubes with power input controls
| What is % of fluorsecent tubes are fitted with high frequency ballasts? | =+'New Questions'!$F$102/100 |  | 20% |  | =+G160*(1+E161*C161) | all fluorescent tubes with power input controls and high frequency ballasts
| What is the % of floorarea fitted with metal halide lamps? | =+'New Questions'!$F$103/100 | =+C162*(1-C163) |  | =+'Lookup tables'!H$31 | =+D162*F162 | Metal halide lamp with diffuser
| What is the % of metal halide lamps have diffusers or shades fitted? | =IF(+'New Questions'!$F104 =0,1,'New Questions'!$F104/100) | =+C162*C163 |  | =+'Lookup tables'!H$32 | =+D163*F163 | Metal halide lamp without diffuser
[6 empty] | =+G147+G148+G149+G150+G151+G152+G153+G161+G162+G163 | Average efficacy
| What % of floor area is daylit | =+'New Questions'!$F$106/100
| What % of daylit space is fitted with dimmable photoelectric controls? | =+'New Questions'!$F$107/100 | =+C166*C165 | 15% | =+E166*D166
| What % of daylit space is fitted with photoelectric switching controls? | =+'New Questions'!$F$108/100 | =+C167*C165 | 25% | =+E167*D167
| What % of the floor area is occassionally occupied | =+'New Questions'!$F$110/100
| What % of occasionally occupied space is fitted with auto off (manual on) presence detection? | =+'New Questions'!$F$111/100 | =+C170*C169 | 15% | =+E170*D170
| What % of occasionally occupied space is fitted with auto on (manual off) presence detection? | =+'New Questions'!$F$112/100 | =+C171*C169 | 10% | =+E171*D171
[6 empty] | =+F166+F167+F170+F171 | % control savings
[6 empty] | =+G164*(1+G172) | Average efficacy including control savings
Standard
| What is the % of floorarea fitted with LED lamps? | =+'New Questions'!$G$87/100 | =+C178 |  | =+'Lookup tables'!H$18 |  | LED lamp
| What % of LED lamps are fitted with local controls which increase power input as the light output reduces over time? | =+'New Questions'!$G$88/100 |  | 15% | =(1+C179*E179)*F178 | =+D178*F179 | LED with power input controls
| What is the % of floorarea fitted with compact flourescent lamps? | =+'New Questions'!$G$89/100 | =+C180*(1-C181) |  | =+'Lookup tables'!H$19 | =+D180*F180 | Compact fluorescent lamp with diffuser
| What is the % of compact flourescent lamps have diffusers or shades fitted? | =+'New Questions'!$G$90/100 | =+C180*C181 |  | =+'Lookup tables'!H$20 | =+D181*F181 | Compact fluorescent lamp without diffuser
| What is the % of floorarea fitted with tungsten halogen lamps? | =+'New Questions'!$G$91/100 | =+C182*(1-C183) |  | =+'Lookup tables'!H$21 | =+D182*F182 | Tungsten halogen lamp with diffuser
| What is the % of tungsten halogen lamps have diffusers or shades fitted? | =+'New Questions'!$G$92/100 | =+C182*C183 |  | =+'Lookup tables'!H$22 | =+D183*F183 | Tungsten halogen lamp without diffuser
| What is the % of floorarea fitted with incandescent lamps? | =+'New Questions'!$G$93/100 | =+C184*(1-C185) |  | =+'Lookup tables'!H$23 | =+D184*F184 | Incandescent lamp lamp with diffuser
| What is the % of incandescent lamps have diffusers or shades fitted? | =+'New Questions'!$G$94/100 | =+C184*C185 |  | =+'Lookup tables'!H$24 | =+D185*F185 | Incandescent lamp lamp without diffuser
| What is the % of floorarea fitted with T12 fluorescent tubes? | =+'New Questions'!$G$95/100 | =+C186*(1-C187) |  | =+'Lookup tables'!H$25 | =+D186*F186 | T12 fluorescent tube lamp with diffuser
| What is the % of T12 fluorescent tubes have diffusers or shades fitted? | =+'New Questions'!$G$96/100 | =+C186*C187 |  | =+'Lookup tables'!H$26 | =+D187*F187 | T12 fluorescent tube lamp without diffuser
| What is the % of floorarea fitted with T8 fluorescent tubes? | =+'New Questions'!$G$97/100 | =+C188*(1-C189) |  | =+'Lookup tables'!H$27 | =+D188*F188 | T8 fluorescent tube lamp with diffuser
| What is the % of T8 fluorescent tubes have diffusers or shades fitted? | =+'New Questions'!$G$98/100 | =+C188*C189 |  | =+'Lookup tables'!H$28 | =+D189*F189 | T8 fluorescent tube lamp without diffuser
| What is the % of floorarea fitted with T5 fluorescent tubes? | =+'New Questions'!$G$99/100 | =+C190*(1-C191) |  | =+'Lookup tables'!H$29 | =+D190*F190 | T5 fluorescent tube lamp with diffuser
| What is the % of T5 fluorescent tubes have diffusers or shades fitted? | =+'New Questions'!$G$100/100 | =+C190*C191 |  | =+'Lookup tables'!H$30 | =+D191*F191 | T5 fluorescent tube lamp without diffuser
| What is % of fluorsecent tubes are fitted with local controls which increase power input as light output reduce over time? | =+'New Questions'!$G$101/100 |  | 8% |  | =SUM(G186:G191)*(1+E192) | all fluorescent tubes with power input controls
| What is % of fluorsecent tubes are fitted with high frequency ballasts? | =+'New Questions'!$G$102/100 |  | 20% |  | =+G192*(1+E193*C193) | all fluorescent tubes with power input controls and high frequency ballasts
| What is the % of floorarea fitted with metal halide lamps? | =+'New Questions'!$G$103/100 | =+C194*(1-C195) |  | =+'Lookup tables'!H$31 | =+D194*F194 | Metal halide lamp with diffuser
| What is the % of metal halide lamps have diffusers or shades fitted? | =+'New Questions'!$G$104/100 | =+C194*C195 |  | =+'Lookup tables'!H$32 | =+D195*F195 | Metal halide lamp without diffuser
[6 empty] | =+G179+G180+G181+G182+G183+G184+G185+G193+G194+G195 | Average efficacy
| What % of floor area is daylit | =+'New Questions'!$G$106/100
| What % of daylit space is fitted with dimmable photoelectric controls? | =+'New Questions'!$G$107/100 | =+C198*C197 | 15% | =+E198*D198
| What % of daylit space is fitted with photoelectric switching controls? | =+'New Questions'!$G$108/100 | =+C199*C197 | 25% | =+E199*D199
| What % of the floor area is occassionally occupied | =+'New Questions'!$G$110/100
| What % of occasionally occupied space is fitted with auto off (manual on) presence detection? | =+'New Questions'!$G$111/100 | =+C202*C201 | 15% | =+E202*D202
| What % of occasionally occupied space is fitted with auto on (manual off) presence detection? | =+'New Questions'!$G$112/100 | =+C203*C201 | 10% | =+E203*D203
[6 empty] | =+F198+F199+F202+F203 | % control savings
[6 empty] | =+G196*(1+G204) | Average efficacy including control savings
Best Practice
| What is the % of floorarea fitted with LED lamps? | =+'New Questions'!$H$87/100 | =+C210 |  | =+'Lookup tables'!H$18 |  | LED lamp
| What % of LED lamps are fitted with local controls which increase power input as the light output reduces over time? | =+'New Questions'!$H$88/100 |  | 15% | =(1+C211*E211)*F210 | =+D210*F211 | LED with power input controls
| What is the % of floorarea fitted with compact flourescent lamps? | =+'New Questions'!$H$89/100 | =+C212*(1-C213) |  | =+'Lookup tables'!H$19 | =+D212*F212 | Compact fluorescent lamp with diffuser
| What is the % of compact flourescent lamps have diffusers or shades fitted? | =+'New Questions'!$H$90/100 | =+C212*C213 |  | =+'Lookup tables'!H$20 | =+D213*F213 | Compact fluorescent lamp without diffuser
| What is the % of floorarea fitted with tungsten halogen lamps? | =+'New Questions'!$H$91/100 | =+C214*(1-C215) |  | =+'Lookup tables'!H$21 | =+D214*F214 | Tungsten halogen lamp with diffuser
| What is the % of tungsten halogen lamps have diffusers or shades fitted? | =+'New Questions'!$H$92/100 | =+C214*C215 |  | =+'Lookup tables'!H$22 | =+D215*F215 | Tungsten halogen lamp without diffuser
| What is the % of floorarea fitted with incandescent lamps? | =+'New Questions'!$H$93/100 | =+C216*(1-C217) |  | =+'Lookup tables'!H$23 | =+D216*F216 | Incandescent lamp lamp with diffuser
| What is the % of incandescent lamps have diffusers or shades fitted? | =+'New Questions'!$H$94/100 | =+C216*C217 |  | =+'Lookup tables'!H$24 | =+D217*F217 | Incandescent lamp lamp without diffuser
| What is the % of floorarea fitted with T12 fluorescent tubes? | =+'New Questions'!$H$95/100 | =+C218*(1-C219) |  | =+'Lookup tables'!H$25 | =+D218*F218 | T12 fluorescent tube lamp with diffuser
| What is the % of T12 fluorescent tubes have diffusers or shades fitted? | =+'New Questions'!$H$96/100 | =+C218*C219 |  | =+'Lookup tables'!H$26 | =+D219*F219 | T12 fluorescent tube lamp without diffuser
| What is the % of floorarea fitted with T8 fluorescent tubes? | =+'New Questions'!$H$97/100 | =+C220*(1-C221) |  | =+'Lookup tables'!H$27 | =+D220*F220 | T8 fluorescent tube lamp with diffuser
| What is the % of T8 fluorescent tubes have diffusers or shades fitted? | =+'New Questions'!$H$98/100 | =+C220*C221 |  | =+'Lookup tables'!H$28 | =+D221*F221 | T8 fluorescent tube lamp without diffuser
| What is the % of floorarea fitted with T5 fluorescent tubes? | =+'New Questions'!$H$99/100 | =+C222*(1-C223) |  | =+'Lookup tables'!H$29 | =+D222*F222 | T5 fluorescent tube lamp with diffuser
| What is the % of T5 fluorescent tubes have diffusers or shades fitted? | =+'New Questions'!$H$100/100 | =+C222*C223 |  | =+'Lookup tables'!H$30 | =+D223*F223 | T5 fluorescent tube lamp without diffuser
| What is % of fluorsecent tubes are fitted with local controls which increase power input as light output reduce over time? | =+'New Questions'!$H$101/100 |  | 8% |  | =SUM(G218:G223)*(1+E224) | all fluorescent tubes with power input controls
| What is % of fluorsecent tubes are fitted with high frequency ballasts? | =+'New Questions'!$H$102/100 |  | 20% |  | =+G224*(1+E225*C225) | all fluorescent tubes with power input controls and high frequency ballasts
| What is the % of floorarea fitted with metal halide lamps? | =+'New Questions'!$H$103/100 | =+C226*(1-C227) |  | =+'Lookup tables'!H$31 | =+D226*F226 | Metal halide lamp with diffuser
| What is the % of metal halide lamps have diffusers or shades fitted? | =+'New Questions'!$H$104/100 | =+C226*C227 |  | =+'Lookup tables'!H$32 | =+D227*F227 | Metal halide lamp without diffuser
[6 empty] | =+G211+G212+G213+G214+G215+G216+G217+G225+G226+G227 | Average efficacy
| What % of floor area is daylit | =+'New Questions'!$H$106/100
| What % of daylit space is fitted with dimmable photoelectric controls? | =+'New Questions'!$H$107/100 | =+C230*C229 | 15% | =+E230*D230
| What % of daylit space is fitted with photoelectric switching controls? | =+'New Questions'!$H$108/100 | =+C231*C229 | 25% | =+E231*D231
| What % of the floor area is occassionally occupied | =+'New Questions'!$H$110/100
| What % of occasionally occupied space is fitted with auto off (manual on) presence detection? | =+'New Questions'!$H$111/100 | =+C234*C233 | 15% | =+E234*D234
| What % of occasionally occupied space is fitted with auto on (manual off) presence detection? | =+'New Questions'!$H$112/100 | =+C235*C233 | 10% | =+E235*D235
[6 empty] | =+F230+F231+F234+F235 | % control savings
[6 empty] | =+G228*(1+G236) | Average efficacy including control savings

## v2.6 (hidden)
| Building and component age | Year | Q No.
| Year built | =+'New Questions'!F6 | 1 |  |  | Recent change |  | Fixed
| heating system replaced | =IF(+'New Questions'!F34 =0,C2,'New Questions'!F34) | 26 |  |  |  |  | Calculated
| cooling system replaced | =IF(+'New Questions'!F40 =0,C2,'New Questions'!F40) | 33 |  |  |  |  | General
| ventilation system replaced | =IF(+'New Questions'!F47 =0,C2,'New Questions'!F47) | 36 |  |  |  |  | Fabric |  |  |  | floor area | =+P6/2*P7*P8 | =+Q6/2*Q7*Q8
| windows replaced | =IF(+'New Questions'!F25 =0,C2,'New Questions'!F25) | 18 |  |  |  |  | Heating |  |  |  | height | 14 | 2
[8 empty] | Cooling |  |  |  | width | 2 | 14
| Fabric and dimensions (Actual and Best practice) | m2 | Actual u value | Best practice U value | Q No. |  |  | Ventilation |  |  |  | depth | 2 | 2
| Asset Floor area | =Q4_Conv |  |  | 4 |  |  | Hot water |  |  |  | volume if a square | =+P6*P7*P8 | =+Q6*Q7*Q8
| External wall | =IF(+'New Questions'!I18 =0,C19,'New Questions'!F18) | =IF('New Questions'!$F$14 =0,VLOOKUP('New Questions'!$F$6,'Lookup tables'!$K$125:$L$134,2,TRUE),'New Questions'!$F$14) | =+'New Questions'!H14 | 7 |  |  | District heating |  |  |  | crickly volume | =+P9/2 | =+Q9/2
| Roof | =IF(+'New Questions'!I19 =0,C20,'New Questions'!F19) | =IF('New Questions'!$F$15 =0,VLOOKUP('New Questions'!$F$6,'Lookup tables'!V125:W134,2,TRUE),'New Questions'!$F$15) | =+'New Questions'!H15 | 8 |  |  | District cooling |  |  |  | external area | =+P6*P7*2+P6*P8*2+P8*P7 | =+Q6*Q7*2+Q6*Q8*2+Q8*Q7
| Windows | =IF(+'New Questions'!I20 =0,C21,'New Questions'!F20) | =IF('New Questions'!$F$16 =0,VLOOKUP('New Questions'!$F$6,'Lookup tables'!AL125:AM134,2,TRUE),'New Questions'!$F$16) | =+'New Questions'!H16 | 9 |  |  | Lighting
=IF(+'New Questions'!I21 =0,C22,'New Questions'!F21)
| Asset internal volume | =IF(+'New Questions'!I22 =0,C23,'New Questions'!F22) |  |  | 15
=8*4*4
=4*8*4
| Fabric and dimensions (standard) | std m2 | Standard U value |  | Q No.
| Asset Floor area | =Q4_Std |  |  | 4 | [5 empty] | =8*4*4
| External wall | =+'New Questions'!G18 | =+'New Questions'!G14 |  | 7 | [5 empty] | 4*4
| Roof | =+'New Questions'!G19 | =+'New Questions'!G15 |  | 8
| Windows | =+'New Questions'!G20 | =+'New Questions'!G16 |  | 9
Ground floor
| Asset internal volume | =+'New Questions'!G22 |  |  | 15
|  | Credit Score = | =Credit_Score
| Component/subcomponent | Actual value | Standard Value | Best practice value | Actual improvement | Potential improvement | % Potential improvement | % contribution to potential improvement | Carbon saving potential kgCO2eq/m2
| heat generator efficiency | =IF('New Questions'!F28 ="no",'Improvement factors'!F115,IF(AND(+'New Questions'!F30 =0,+'New Questions'!F29 ="Heat Pump"),2.5,IF(+'New Questions'!F30 =0,0.7,'New Questions'!F30))) | =+'New Questions'!G30+D39 | =+'New Questions'!H30
| overall heat generation efficieny incl heat recovery | =(1/C28)*(1-C39) | =(1/D28)*(1-D39) | =(1/E28)*(1-E39) | =+C30/D30 | =+E30/C30 | =1-G30 | =IF($H$47 =0,0,H30/SUM($H$30:$H$46)*$H$47) | =+I30*Outputs!$G$27
↓ | equipment gains | =+Outputs!F34 | =+C31 | =+D31 |  |  |  | =IF($H$47 =0,0,H31/SUM($H$30:$H$46)*$H$47) | =+I31*Outputs!$G$27
↓ | lighting gains | =+D32*F$70 | =Outputs!E31 | =+D32*$F$70 |  |  |  | =IF($H$47 =0,0,H32/SUM($H$30:$H$46)*$H$47) | =+I32*Outputs!$G$27
=1-A34-A36 | equipment and lighting gains | =+C32+C31 | =+D32+D31 | =+E32+E31 | =+C33/D33 | =+E33/C33 |  | =IF($H$47 =0,0,H33/SUM($H$30:$H$46)*$H$47) | =+I33*Outputs!$G$27 | ↓
=+D34/(D33+D34) | people gain | =IF('New Questions'!F7 ="Residential",VLOOKUP('New Questions'!F8,'Lookup tables'!P56:Q120,2,FALSE),VLOOKUP('New Questions'!F7,'Lookup tables'!P56:Q120,2,FALSE)) | =+C34 | =+D34 | =+C34/D34 | =+E34/C34 |  | =IF($H$47 =0,0,H34/SUM($H$30:$H$46)*$H$47) | =+I34*Outputs!$G$27 | ↓
| average g value | =+C55 | =+'New Questions'!G23 | =+'New Questions'!H23 |  |  |  | =IF($H$47 =0,0,H35/SUM($H$30:$H$46)*$H$47) | =+I35*Outputs!$G$27 | ↓
16% | solar gains | =+C$12*C35 | =+C$21*D35 | =+C$12*E35 | =IF(C36 =0,1,+C36/D36) | =IF(C36 =0,E36/D36,+E36/C36) | =+G36/G37*(1-G37) | =IF($H$47 =0,0,H36/SUM($H$30:$H$46)*$H$47) | =+I36*Outputs!$G$27 | ↓
| total internal gains heating season |  |  |  | =SUMPRODUCT(F33:F36,A33:A36) | =SUMPRODUCT(G33:G36,A33:A36) |  | =IF($H$47 =0,0,H37/SUM($H$30:$H$46)*$H$47) | =+I37*Outputs!$G$27 | =
↓ | Air changes per hour (infiltration + ventilation) | =IF(+'New Questions'!F26 =0,VLOOKUP(+C2,'Lookup tables'!C4:D13,2),'New Questions'!F26)/20 | ='New Questions'!G26/20 | ='New Questions'!H26/20 |  | =+E38/C38 |  | =IF($H$47 =0,0,H38/SUM($H$30:$H$46)*$H$47) | =+I38*Outputs!$G$27
inc overall heat gen efficiency | heat recovery % | =IF(+'New Questions'!F45 ="no",0,IF(AND('New Questions'!F45 ="yes",'New Questions'!F46>0),'New Questions'!F46/100,0)) | =IF(+'New Questions'!G45 ="no",0,IF(AND('New Questions'!G45 ="yes",'New Questions'!G46>0),'New Questions'!G46/100,0.1)) | =IF(+'New Questions'!H45 ="no",0,IF(AND('New Questions'!H45 ="yes",'New Questions'!H46>0),'New Questions'!H46/100,0.1)) |  |  |  | =IF($H$47 =0,0,H39/SUM($H$30:$H$46)*$H$47) | =+I39*Outputs!$G$27
= ↓ | infiltration heat loss | =0.343*C38*C14 | =0.343*D38*C23 | =0.343*E38*C14 |  | =+E40/C40 | =1-G40 | =IF($H$47 =0,0,H40/SUM($H$30:$H$46)*$H$47) | =+I40*Outputs!$G$27
| average u value | [6 empty] | =IF($H$47 =0,0,H41/SUM($H$30:$H$46)*$H$47) | =+I41*Outputs!$G$27
↓ | heat loss through fabric | =SUMPRODUCT(C10:C12,D10:D12) | =SUMPRODUCT(C19:C21,D19:D21) | =SUMPRODUCT(C10:C12,E10:E12) |  | =IF(C42 =0,E42/D42,+E42/C42) | =1-G42 | =IF($H$47 =0,0,H42/SUM($H$30:$H$46)*$H$47) | =+I42*Outputs!$G$27
= | Total fabric heat loss | =+C42+C40 | =+D42+D40 | =+E42+E40 | =+C43/D43 | =+E43/C43 |  | =IF($H$47 =0,0,H43/SUM($H$30:$H$46)*$H$47) | =+I43*Outputs!$G$27
| Net change in heat gains |  |  |  | =1-((-1+F37)+(1-F43)) | =1-((-1+G37)+(1-G43)) |  | =IF($H$47 =0,0,H44/SUM($H$30:$H$46)*$H$47) | =+I44*Outputs!$G$27
| heat generation and heat demand improvement |  |  |  | =+F44*F30 | =+G44*G30 |  | =IF($H$47 =0,0,H45/SUM($H$30:$H$46)*$H$47) | =+I45*Outputs!$G$27
| distribution heat loss | =IF('New Questions'!F28 ="no",'Improvement factors'!E115,IF(+'New Questions'!F32 =0,10%,VLOOKUP(+'New Questions'!F32,'Lookup tables'!$C$47:$D$49,2,FALSE))) | =VLOOKUP(+'New Questions'!G32,'Lookup tables'!$C$47:$D$49,2,FALSE) | =VLOOKUP(+'New Questions'!H32,'Lookup tables'!$C$47:$D$49,2,FALSE) | =+C46-D46 | =+E46-C46 | =-G46 | =IF($H$47 =0,0,H46/SUM($H$30:$H$46)*$H$47) | =+I46*Outputs!$G$27
| Heating improvement factor |  |  |  | =+F45*(1+F46) | =+G45*(1+G46) | =1-G47 | =SUM(I30:I46)
| Cooling generator efficiency | =IF('New Questions'!F35 ="no",'Improvement factors'!F117,IF(+'New Questions'!F37 =0,VLOOKUP('Improvement factors'!$C$4,'Lookup tables'!$C$4:$G$13,5,TRUE),'New Questions'!F37)) | =IF(+'New Questions'!G37 =0,VLOOKUP('Improvement factors'!$C$4,'Lookup tables'!$C$4:$G$13,5,TRUE),'New Questions'!G37) | =IF(+'New Questions'!H37 =0,VLOOKUP('Improvement factors'!$C$4,'Lookup tables'!$C$4:$G$13,5,TRUE),'New Questions'!H37) |  |  |  |  | =+I48*Outputs!$G$28
| cooling fuel factor | =VLOOKUP("Electricity",'CO2'!$H$17:$J$38,3,FALSE) | =VLOOKUP("Electricity",'CO2'!$H$17:$J$38,3,FALSE) | =VLOOKUP("Electricity",'CO2'!$H$17:$J$38,3,FALSE) |  |  |  |  | =+I49*Outputs!$G$28
| overall generation efficiency | =(1/C48) | =(1/D48) | =(1/E48) | =+C50/D50 | =+E50/C50 | =1-G50 | =IF(SUM($H$48:$H$59) =0,0,H50/SUM($H$48:$H$64)*$H$69) | =+I50*Outputs!$G$28
↓ | =+B31 | =+C31 | =+C51 | =+D51 |  |  |  | =IF(SUM($H$48:$H$59) =0,0,H51/SUM($H$48:$H$64)*$H$69) | =+I51*Outputs!$G$28
↓ | =+B32 | =+D52*F$70 | =+Outputs!E31 | =+D52*$F$70 |  |  |  | =IF(SUM($H$48:$H$59) =0,0,H52/SUM($H$48:$H$64)*$H$69) | =+I52*Outputs!$G$28
=1-A54-A58 | =+B33 | =+C52+C51 | =+D52+D51 | =+E52+E51 | =+C53/D53 | =+E53/C53 |  | =IF(SUM($H$48:$H$59) =0,0,H53/SUM($H$48:$H$64)*$H$69) | =+I53*Outputs!$G$28 | ↓
=+D54/(D53+D54) | =+B34 | =+C34 | =+D34 | =+E34 | =+C54/D54 | =+E54/C54 |  | =IF(SUM($H$48:$H$59) =0,0,H54/SUM($H$48:$H$64)*$H$69) | =+I54*Outputs!$G$28 | ↓
| =+B35 | =IF('New Questions'!$F$23 =0,VLOOKUP('New Questions'!$F$6,'Lookup tables'!$BM$125:$BN$134,2,TRUE),'New Questions'!$F$23) | =+'New Questions'!G23 | =+'New Questions'!H23 |  |  |  | =IF(SUM($H$48:$H$59) =0,0,H55/SUM($H$48:$H$64)*$H$69) | =+I55*Outputs!$G$28 | ↓
| =+B36 | =+C$12*C55*C57 | =+C$21*D55 | =+C$12*E55*E57 |  | =IF(C56 =0,E56/D56,+E56/C56) | =IF(H58 =0,(1-H58),+G56/H58*(1-H58)) | =IF(SUM($H$48:$H$59) =0,0,H56/SUM($H$48:$H$64)*$H$69) | =+I56*Outputs!$G$28 | ↓
| shading factor | =IF('New Questions'!F24 =0,'Lookup tables'!$K$20,VLOOKUP('New Questions'!F24,''Lookup tables'!$J$19:$K$20,2,FALSE)) | =IF('New Questions'!G24 =0,'Lookup tables'!$K$20,VLOOKUP('New Questions'!G24,'Lookup tables'!$J$19:$K$20,2,FALSE)) | =IF('New Questions'!H24 =0,'Lookup tables'!$K$20,VLOOKUP('New Questions'!H24,'Lookup tables'!$J$19:$K$20,2,FALSE)) |  | =+E57/C57 | =1-G57 | =IF(SUM($H$48:$H$59) =0,0,H57/SUM($H$48:$H$64)*$H$69) | =+I57*Outputs!$G$28 | ↓
40% | solar gains incl shading factor | =+C56*C57 | =+D56*D57 | =+E56*E57 | =IF(C58 =0,1,+C58/D58) | =IF(C58 =0,E58/D58,+E58/C58) | =1-G58 | =IF(SUM($H$48:$H$59) =0,0,H58/SUM($H$48:$H$64)*$H$69) | =+I58*Outputs!$G$28 | ↓
| total internal gains cooling season |  |  |  | =SUMPRODUCT(F53:F58,A53:A58) | =SUMPRODUCT(G53:G58,A53:A58) |  | =IF(SUM($H$48:$H$59) =0,0,H59/SUM($H$48:$H$64)*$H$69) | =+I59*Outputs!$G$28 | =
Not used anymore | Air changes per hour | =+C38 | =+D38 | =+E38 |  |  |  | =H60/SUM($H$30:$H$46)*$H$47 | =+I60*Outputs!$G$28
Not used anymore | infiltration heat gain | =+C60*C$14*0.343 | =+D60*C$23*0.343 | =+E60*C$14*0.343 |  |  |  | =H61/SUM($H$48:$H$64)*$H$69 | =+I61*Outputs!$G$28
Not used anymore | average external u-value | =+C41 | =+D41 | =+E41 |  |  |  | =H62/SUM($H$30:$H$46)*$H$47 | =+I62*Outputs!$G$28
Not used anymore | heat loss through fabric | =+C42 | =+D42 | =+E42 |  |  |  | =H63/SUM($H$30:$H$46)*$H$47 | =+I63*Outputs!$G$28
↓ | Total fabric heat loss | =+C63+C61 | =+D63+D61 | =+E63+E61 |  |  |  | =H64/SUM($H$30:$H$46)*$H$47 | =+I64*Outputs!$G$28
| Net change in heat gains |  |  |  | =1-((1-F59)) | =1-((1-G59)) |  | =IF(SUM($H$30:$H$46) =0,0,H65/SUM($H$30:$H$46)*$H$47) | =+I65*Outputs!$G$28
| cooling generation and heat demand change |  |  |  | =+F65*F50 | =+G65*G50 |  | =IF(SUM($H$30:$H$46) =0,0,H66/SUM($H$30:$H$46)*$H$47) | =+I66*Outputs!$G$28
| % free cooling |  |  |  | =+C67-D67 | =+C67-E67 | =-G67 | =IF(SUM($H$30:$H$46) =0,0,H67/SUM($H$30:$H$46)*$H$47) | =+I67*Outputs!$G$28
| distribution cooling loss | =IF('New Questions'!F35 ="no",'Improvement factors'!E117,IF(+'New Questions'!F38 =0,10%,VLOOKUP(+'New Questions'!F38,'Lookup tables'!$C$47:$D$49,2,FALSE))) | =VLOOKUP(+'New Questions'!G38,'Lookup tables'!$C$47:$D$49,2,FALSE) | =VLOOKUP(+'New Questions'!H38,'Lookup tables'!$C$47:$D$49,2,FALSE) | =+C68-D68 | =+E68-C68 | =-G68 | =IF(SUM($H$30:$H$46) =0,0,H68/SUM($H$30:$H$46)*$H$47) | =+I68*Outputs!$G$28
| Cooling improvement factor |  |  |  | =+F66*(1+F68) | =+G66*(1+G67)*(1+G68) | =1-G69 | =IF(SUM($H$30:$H$46) =0,0,H69/SUM($H$30:$H$46)*$H$47)
=+'New Questions'!F39 | Lighting improvement factor | =+G173 | =+G205 | =+G237 | =+D70/C70 | =+C70/E70 | =1-G70 | =+H70 | =+I70*Outputs!G46
| specific fan power improvement | =IF(+'New Questions'!F43 =0,D71,+'New Questions'!F43) | =+'New Questions'!G43 | =+'New Questions'!H43 |  |  | =1-G71 | =IF(SUM(H$71:H$73) =0,0,(+H71/SUM(H$71:H$73)*$H$74)) | =+I71*Outputs!$G$32
| Fan VSD | =1-(0.4*'New Questions'!F41/100) | =1-(0.4*'New Questions'!G41/100) | =1-(0.4*'New Questions'!H41/100) |  |  | =1-G72 | =IF(SUM(H$71:H$73) =0,0,(+H72/SUM(H$71:H$73)*$H$74)) | =+I72*Outputs!$G$32
| ductwork leakage | =IF('New Questions'!F44 ="Yes",VLOOKUP(MIN($C$3:$C$5),'Lookup tables'!$C$32:$E$43,2),VLOOKUP(MIN($C$3:$C$5),'Lookup tables'!$C$32:$E$43,3)) | =IF('New Questions'!G44 ="Yes",VLOOKUP(MIN($C$3:$C$5),'Lookup tables'!$C$32:$E$43,2),VLOOKUP(MIN($C$3:$C$5),'Lookup tables'!$C$32:$E$43,3)) | =IF('New Questions'!H44 ="Yes",VLOOKUP(MIN($C$3:$C$5),'Lookup tables'!$C$32:$E$43,2),VLOOKUP(MIN($C$3:$C$5),'Lookup tables'!$C$32:$E$43,3)) |  |  | =1-G73 | =IF(SUM(H$71:H$73) =0,0,(+H73/SUM(H$71:H$73)*$H$74)) | =+I73*Outputs!$G$32
| Mechanical ventilation improvement factor | =+C73*C72*C71 | =+D73*D72*D71 | =+E73*E72*E71 | =+C74/D74 | =+E74/C74 | =1-G74 | =SUM(I71:I73) | =SUM(J71:J73)
| Pump VSD | =1-(0.4*'New Questions'!F42/100) | =1-(0.4*'New Questions'!G42/100) | =1-(0.4*'New Questions'!H42/100) | =+C75/D75 | =+E75/C75
| heating distribution | =IF('New Questions'!F33 ="No",'Improvement factors'!C75,'Improvement factors'!C74) | =+D74 | =+E74 | =+C76/D76 | =+E76/C76 | =1-G76 | =+H76 | =I76*Outputs!G44
| cooling distribution | =IF('New Questions'!F39 ="no",'Improvement factors'!C75,'Improvement factors'!C74) | =+D76 | =+E75 | =+C77/D77 | =+E77/C77 | =1-G77 | =+H77 | =I77*Outputs!G45
| hot water generation efficiency | =IF(+'New Questions'!F48 ="no",'Improvement factors'!F115,IF(+'New Questions'!F52>0,'New Questions'!F52,IF(+'New Questions'!F51 ="Electricity",1,0.7))) | =+'New Questions'!G52 | =+'New Questions'!H52 | =+D78/C78 | =+C78/E78 |  |  | =+I78*Outputs!$G$33
hot water fuel factor
↓ | overall hot water generation efficieny | =1/C78 | =+(1/'New Questions'!G52) | =+(1/'New Questions'!H52) | =+C80/D80 | =+E80/C80 | =1-G80 | =IF(SUM(H$78:H$82) =0,0,(+H80/SUM(H$78:H$82)*$H$83)) | =+I80*Outputs!$G$33
[8 empty] | =IF((H$78:H$82) =0,0,(+H81/SUM(H$78:H$82)*$H$83)) | =+I81*Outputs!$G$33
↓ | distribution heat loss | =IF('New Questions'!F48 ="no",'Improvement factors'!E115,IF(+'New Questions'!F49 =0,10%,VLOOKUP(+'New Questions'!F49,'Lookup tables'!$C$47:$D$49,2,FALSE))) | =VLOOKUP(+'New Questions'!G49,'Lookup tables'!$C$47:$D$49,2,FALSE) | =VLOOKUP(+'New Questions'!H49,'Lookup tables'!$C$47:$D$49,2,FALSE) | =+C82-D82 | =+E82-C82 | =-G82 | =IF(SUM(H$78:H$82) =0,0,(+H82/SUM(H$78:H$82)*$H$83)) | =+I82*Outputs!$G$33
= | Hot water improvement factor |  |  |  | =(F80)*(1+F82) | =(G80)*(1+G82) | =1-G83 | =SUM(I78:I82)
|  | Actual | Standard | Best Practice
| =#N/A | =#N/A | =#N/A | =#N/A | =(+C96/100)/1.25+((1-C96/100)) | =(+D96/100)/1.25+((1-D96/100)) | =(+E96/100)/1.25+((1-E96/100))
| =#N/A | =#N/A | =#N/A | =#N/A | =+C97/100 | =+D97/100 | =+E97/100
| =#N/A | =#N/A | =#N/A | =#N/A | =+C98/100 | =+D98/100 | =+E98/100
| =#N/A | =#N/A | =#N/A | =#N/A | =+C99/100 | =+D99/100 | =+E99/100
| =#N/A | =#N/A | =#N/A | =#N/A | =+C100/100*F96 | =+D100/100*G96 | =+E100/100*H96
| =#N/A | =#N/A | =#N/A | =#N/A | =+C101/100*F96 | =+D101/100*G96 | =+E101/100*H96
| =#N/A | =#N/A | =#N/A | =#N/A | =+C102/100*F96 | =+D102/100*G96 | =+E102/100*H96
| =#N/A | =#N/A | =#N/A | =#N/A | =+C103/100 | =+D103/100 | =+E103/100
| =#N/A | =#N/A | =#N/A | =#N/A | =+C104/100 | =+D104/100 | =+E104/100
| =#N/A | =#N/A | =#N/A | =#N/A | =+C105/100 | =+D105/100 | =+E105/100
| =#N/A | =#N/A | =#N/A | =#N/A | =IF(((+C106+C107)/100)/1.25+((1-(C106+C107)/100))<0.8,0.8,((+C106+C107)/100)/1.25+((1-(C106+C107)/100))) | =IF(((+D106+D107)/100)/1.25+((1-(D106+D107)/100))<0.8,0.8,((+D106+D107)/100)/1.25+((1-(D106+D107)/100))) | =IF(((+E106+E107)/100)/1.25+((1-(E106+E107)/100))<0.8,0.8,((+E106+E107)/100)/1.25+((1-(E106+E107)/100)))
| =#N/A | =#N/A | =#N/A | =#N/A
| =#N/A |  |  |  | =#N/A | =#N/A | =#N/A
|  | CO2/kwh heat | primary energy per kwh heat | % distribution losses | heat generation efficiency
| district heating | =IF('New Questions'!F67 ="no",'CO2'!I36,SUMPRODUCT(C122:C128,D122:D128,E122:E128))/(1-E115) | =SUMPRODUCT(D122:D128,E122:E128,B122:B128)/(1-E115) | =IF('New Questions'!F76 =0,'Lookup tables'!D49,'New Questions'!F76/100) | =IF(SUMPRODUCT(F122:F128,E122:E128) =0,1,SUMPRODUCT(F122:F128,E122:E128))
| district cooling | =IF('New Questions'!F77 ="yes",SUMPRODUCT(C132:C138,D132:D138,E132:E138),'CO2'!I37)/(1-E117) | =SUMPRODUCT(D132:D138,E132:E138,B132:B138)/(1-E117) | =IF(('New Questions'!F86) =0,'Lookup tables'!D49,'New Questions'!F86/100) | =IF(SUMPRODUCT(E132:E138,F132:F138) =0,1,SUMPRODUCT(E132:E138,F132:F138))
| PE kWh/Kwh | CO2/kWh | 1/efficiency | % | efficiency
heat source 1 | =IF(ISBLANK('New Questions'!H69),0,IF('New Questions'!H69 ="electricity",VLOOKUP('New Questions'!$F$9,'CO2'!$C$4:$F$188,5,FALSE),VLOOKUP('New Questions'!H69,'CO2'!$H$17:$J$40,2,FALSE))) | =IF(E122 =0,0,IF(ISBLANK('New Questions'!H69),0,IF('New Questions'!H69 ="electricity",VLOOKUP('New Questions'!$F$9,'CO2'!$C$4:$F$188,4,FALSE),VLOOKUP('New Questions'!H69,'CO2'!$H$17:$I$40,2,FALSE)))) | =IF(E122 =0,0,IF(ISBLANK('New Questions'!G69),0,1/+'New Questions'!G69)) | =+'New Questions'!I69/100 | =IF(E122 =0,0,1/D122)
heat source 2 | =IF(ISBLANK('New Questions'!H70),0,IF('New Questions'!H70 ="electricity",VLOOKUP('New Questions'!$F$9,'CO2'!$C$4:$F$188,5,FALSE),VLOOKUP('New Questions'!H70,'CO2'!$H$17:$J$40,2,FALSE))) | =IF(E123 =0,0,IF(ISBLANK('New Questions'!H70),0,IF('New Questions'!H70 ="electricity",VLOOKUP('New Questions'!$F$9,'CO2'!$C$4:$F$188,4,FALSE),VLOOKUP('New Questions'!H70,'CO2'!$H$17:$I$40,2,FALSE)))) | =IF(E123 =0,0,IF(ISBLANK('New Questions'!G70),0,1/+'New Questions'!G70)) | =+'New Questions'!I70/100 | =IF(E123 =0,0,1/D123)
heat source 3 | =IF(ISBLANK('New Questions'!H71),0,IF('New Questions'!H71 ="electricity",VLOOKUP('New Questions'!$F$9,'CO2'!$C$4:$F$188,5,FALSE),VLOOKUP('New Questions'!H71,'CO2'!$H$17:$J$40,2,FALSE))) | =IF(E124 =0,0,IF(ISBLANK('New Questions'!H71),0,IF('New Questions'!H71 ="electricity",VLOOKUP('New Questions'!$F$9,'CO2'!$C$4:$F$188,4,FALSE),VLOOKUP('New Questions'!H71,'CO2'!$H$17:$I$40,2,FALSE)))) | =IF(E124 =0,0,IF(ISBLANK('New Questions'!G71),0,1/+'New Questions'!G71)) | =+'New Questions'!I71/100 | =IF(E124 =0,0,1/D124)
heat source 4 | =IF(ISBLANK('New Questions'!H72),0,IF('New Questions'!H72 ="electricity",VLOOKUP('New Questions'!$F$9,'CO2'!$C$4:$F$188,5,FALSE),VLOOKUP('New Questions'!H72,'CO2'!$H$17:$J$40,2,FALSE))) | =IF(E125 =0,0,IF(ISBLANK('New Questions'!H72),0,IF('New Questions'!H72 ="electricity",VLOOKUP('New Questions'!$F$9,'CO2'!$C$4:$F$188,4,FALSE),VLOOKUP('New Questions'!H72,'CO2'!$H$17:$I$40,2,FALSE)))) | =IF(E125 =0,0,IF(ISBLANK('New Questions'!G72),0,1/+'New Questions'!G72)) | =+'New Questions'!I72/100 | =IF(E125 =0,0,1/D125)
heat source 5 | =IF(ISBLANK('New Questions'!H73),0,IF('New Questions'!H73 ="electricity",VLOOKUP('New Questions'!$F$9,'CO2'!$C$4:$F$188,5,FALSE),VLOOKUP('New Questions'!H73,'CO2'!$H$17:$J$40,2,FALSE))) | =IF(E126 =0,0,IF(ISBLANK('New Questions'!H73),0,IF('New Questions'!H73 ="electricity",VLOOKUP('New Questions'!$F$9,'CO2'!$C$4:$F$188,4,FALSE),VLOOKUP('New Questions'!H73,'CO2'!$H$17:$I$40,2,FALSE)))) | =IF(E126 =0,0,IF(ISBLANK('New Questions'!G73),0,1/+'New Questions'!G73)) | =+'New Questions'!I73/100 | =IF(E126 =0,0,1/D126)
heat source 6 | =IF(ISBLANK('New Questions'!H74),0,IF('New Questions'!H74 ="electricity",VLOOKUP('New Questions'!$F$9,'CO2'!$C$4:$F$188,5,FALSE),VLOOKUP('New Questions'!H74,'CO2'!$H$17:$J$40,2,FALSE))) | =IF(E127 =0,0,IF(ISBLANK('New Questions'!H74),0,IF('New Questions'!H74 ="electricity",VLOOKUP('New Questions'!$F$9,'CO2'!$C$4:$F$188,4,FALSE),VLOOKUP('New Questions'!H74,'CO2'!$H$17:$I$40,2,FALSE)))) | =IF(E127 =0,0,IF(ISBLANK('New Questions'!G74),0,1/+'New Questions'!G74)) | =+'New Questions'!I74/100 | =IF(E127 =0,0,1/D127)
| PE kWh/Kwh | CO2/kWh | 1/efficiency | % | efficiency
cooling source 1 | =IF(ISBLANK('New Questions'!H79),0,IF('New Questions'!H79 ="electricity",VLOOKUP('New Questions'!$F$9,'CO2'!$C$4:$F$188,5,FALSE),VLOOKUP('New Questions'!H79,'CO2'!$H$17:$J$41,2,FALSE))) | =IF(E132 =0,0,IF(ISBLANK('New Questions'!H79),0,IF('New Questions'!H79 ="electricity",VLOOKUP('New Questions'!$F$9,'CO2'!$C$4:$F$188,4,FALSE),VLOOKUP('New Questions'!H79,'CO2'!$H$17:$I$41,2,FALSE)))) | =IF(E132 =0,0,IF(ISBLANK('New Questions'!G79),0,1/+'New Questions'!G79)) | =+'New Questions'!I79/100 | =IF(E132 =0,0,1/D132)
cooling source 2 | =IF(ISBLANK('New Questions'!H80),0,IF('New Questions'!H80 ="electricity",VLOOKUP('New Questions'!$F$9,'CO2'!$C$4:$F$188,5,FALSE),VLOOKUP('New Questions'!H80,'CO2'!$H$17:$J$41,2,FALSE))) | =IF(E133 =0,0,IF(ISBLANK('New Questions'!H80),0,IF('New Questions'!H80 ="electricity",VLOOKUP('New Questions'!$F$9,'CO2'!$C$4:$F$188,4,FALSE),VLOOKUP('New Questions'!H80,'CO2'!$H$17:$I$41,2,FALSE)))) | =IF(E133 =0,0,IF(ISBLANK('New Questions'!G80),0,1/+'New Questions'!G80)) | =+'New Questions'!I80/100 | =IF(E133 =0,0,1/D133)
cooling source 3 | =IF(ISBLANK('New Questions'!H81),0,IF('New Questions'!H81 ="electricity",VLOOKUP('New Questions'!$F$9,'CO2'!$C$4:$F$188,5,FALSE),VLOOKUP('New Questions'!H81,'CO2'!$H$17:$J$41,2,FALSE))) | =IF(E134 =0,0,IF(ISBLANK('New Questions'!H81),0,IF('New Questions'!H81 ="electricity",VLOOKUP('New Questions'!$F$9,'CO2'!$C$4:$F$188,4,FALSE),VLOOKUP('New Questions'!H81,'CO2'!$H$17:$I$41,2,FALSE)))) | =IF(E134 =0,0,IF(ISBLANK('New Questions'!G81),0,1/+'New Questions'!G81)) | =+'New Questions'!I81/100 | =IF(E134 =0,0,1/D134)
cooling source 4 | =IF(ISBLANK('New Questions'!H82),0,IF('New Questions'!H82 ="electricity",VLOOKUP('New Questions'!$F$9,'CO2'!$C$4:$F$188,5,FALSE),VLOOKUP('New Questions'!H82,'CO2'!$H$17:$J$41,2,FALSE))) | =IF(E135 =0,0,IF(ISBLANK('New Questions'!H82),0,IF('New Questions'!H82 ="electricity",VLOOKUP('New Questions'!$F$9,'CO2'!$C$4:$F$188,4,FALSE),VLOOKUP('New Questions'!H82,'CO2'!$H$17:$I$41,2,FALSE)))) | =IF(E135 =0,0,IF(ISBLANK('New Questions'!G82),0,1/+'New Questions'!G82)) | =+'New Questions'!I82/100 | =IF(E135 =0,0,1/D135)
cooling source 5 | =IF(ISBLANK('New Questions'!H83),0,IF('New Questions'!H83 ="electricity",VLOOKUP('New Questions'!$F$9,'CO2'!$C$4:$F$188,5,FALSE),VLOOKUP('New Questions'!H83,'CO2'!$H$17:$J$41,2,FALSE))) | =IF(E136 =0,0,IF(ISBLANK('New Questions'!H83),0,IF('New Questions'!H83 ="electricity",VLOOKUP('New Questions'!$F$9,'CO2'!$C$4:$F$188,4,FALSE),VLOOKUP('New Questions'!H83,'CO2'!$H$17:$I$41,2,FALSE)))) | =IF(E136 =0,0,IF(ISBLANK('New Questions'!G83),0,1/+'New Questions'!G83)) | =+'New Questions'!I83/100 | =IF(E136 =0,0,1/D136)
cooling source 6 | =IF(ISBLANK('New Questions'!H84),0,IF('New Questions'!H84 ="electricity",VLOOKUP('New Questions'!$F$9,'CO2'!$C$4:$F$188,5,FALSE),VLOOKUP('New Questions'!H84,'CO2'!$H$17:$J$41,2,FALSE))) | =IF(E137 =0,0,IF(ISBLANK('New Questions'!H84),0,IF('New Questions'!H84 ="electricity",VLOOKUP('New Questions'!$F$9,'CO2'!$C$4:$F$188,4,FALSE),VLOOKUP('New Questions'!H84,'CO2'!$H$17:$I$41,2,FALSE)))) | =IF(E137 =0,0,IF(ISBLANK('New Questions'!G84),0,1/+'New Questions'!G84)) | =+'New Questions'!I84/100 | =IF(E137 =0,0,1/D137)
Actual
| What is the % of floorarea fitted with LED lamps? | =+'New Questions'!$F$87/100 | =+C146 |  | =+'Lookup tables'!H$18 |  | LED lamp
| What % of LED lamps are fitted with local controls which increase power input as the light output reduces over time? | =IF(+'New Questions'!$F88 =0,1,'New Questions'!$F88/100) |  | 15% | =(1+C147*E147)*F146 | =+D146*F147 | LED with power input controls
| What is the % of floorarea fitted with compact flourescent lamps? | =+'New Questions'!F89/100 | =+C148*(1-C149) |  | =+'Lookup tables'!H$19 | =+D148*F148 | Compact fluorescent lamp with diffuser
| What is the % of compact flourescent lamps have diffusers or shades fitted? | =IF(+'New Questions'!$F90 =0,1,'New Questions'!$F90/100) | =+C148*C149 |  | =+'Lookup tables'!H$20 | =+D149*F149 | Compact fluorescent lamp without diffuser
| What is the % of floorarea fitted with tungsten halogen lamps? | =+'New Questions'!$F$91/100 | =+C150*(1-C151) |  | =+'Lookup tables'!H$21 | =+D150*F150 | Tungsten halogen lamp with diffuser
| What is the % of tungsten halogen lamps have diffusers or shades fitted? | =IF(+'New Questions'!$F92 =0,1,'New Questions'!$F92/100) | =+C150*C151 |  | =+'Lookup tables'!H$22 | =+D151*F151 | Tungsten halogen lamp without diffuser
| What is the % of floorarea fitted with incandescent lamps? | =+'New Questions'!$F$93/100 | =+C152*(1-C153) |  | =+'Lookup tables'!H$23 | =+D152*F152 | Incandescent lamp lamp with diffuser
| What is the % of incandescent lamps have diffusers or shades fitted? | =IF(+'New Questions'!$F94 =0,1,'New Questions'!$F94/100) | =+C152*C153 |  | =+'Lookup tables'!H$24 | =+D153*F153 | Incandescent lamp lamp without diffuser
| What is the % of floorarea fitted with T12 fluorescent tubes? | =+'New Questions'!$F$95/100 | =+C154*(1-C155) |  | =+'Lookup tables'!H$25 | =+D154*F154 | T12 fluorescent tube lamp with diffuser
| What is the % of T12 fluorescent tubes have diffusers or shades fitted? | =IF(+'New Questions'!$F96 =0,1,'New Questions'!$F96/100) | =+C154*C155 |  | =+'Lookup tables'!H$26 | =+D155*F155 | T12 fluorescent tube lamp without diffuser
| What is the % of floorarea fitted with T8 fluorescent tubes? | =(1-C146-C148-C150-C152-C154-C158-C162) | =+C156*(1-C157) |  | =+'Lookup tables'!H$27 | =+D156*F156 | T8 fluorescent tube lamp with diffuser
| What is the % of T8 fluorescent tubes have diffusers or shades fitted? | =IF(+'New Questions'!$F98 =0,1,'New Questions'!$F98/100) | =+C156*C157 |  | =+'Lookup tables'!H$28 | =+D157*F157 | T8 fluorescent tube lamp without diffuser
| What is the % of floorarea fitted with T5 fluorescent tubes? | =+'New Questions'!$F$99/100 | =+C158*(1-C159) |  | =+'Lookup tables'!H$29 | =+D158*F158 | T5 fluorescent tube lamp with diffuser
| What is the % of T5 fluorescent tubes have diffusers or shades fitted? | =IF(+'New Questions'!$F100 =0,1,'New Questions'!$F100/100) | =+C158*C159 |  | =+'Lookup tables'!H$30 | =+D159*F159 | T5 fluorescent tube lamp without diffuser
| What is % of fluorsecent tubes are fitted with local controls which increase power input as light output reduce over time? | =+'New Questions'!$F$101/100 |  | 8% |  | =SUM(G154:G159)*(1+E160) | all fluorescent tubes with power input controls
| What is % of fluorsecent tubes are fitted with high frequency ballasts? | =+'New Questions'!$F$102/100 |  | 20% |  | =+G160*(1+E161*C161) | all fluorescent tubes with power input controls and high frequency ballasts
| What is the % of floorarea fitted with metal halide lamps? | =+'New Questions'!$F$103/100 | =+C162*(1-C163) |  | =+'Lookup tables'!H$31 | =+D162*F162 | Metal halide lamp with diffuser
| What is the % of metal halide lamps have diffusers or shades fitted? | =IF(+'New Questions'!$F104 =0,1,'New Questions'!$F104/100) | =+C162*C163 |  | =+'Lookup tables'!H$32 | =+D163*F163 | Metal halide lamp without diffuser
[6 empty] | =+G147+G148+G149+G150+G151+G152+G153+G161+G162+G163 | Average efficacy
| What % of floor area is daylit | =+'New Questions'!$F$106/100
| What % of daylit space is fitted with dimmable photoelectric controls? | =+'New Questions'!$F$107/100 | =+C166*C165 | 15% | =+E166*D166
| What % of daylit space is fitted with photoelectric switching controls? | =+'New Questions'!$F$108/100 | =+C167*C165 | 25% | =+E167*D167
| What % of the floor area is occassionally occupied | =+'New Questions'!$F$110/100
| What % of occasionally occupied space is fitted with auto off (manual on) presence detection? | =+'New Questions'!$F$111/100 | =+C170*C169 | 15% | =+E170*D170
| What % of occasionally occupied space is fitted with auto on (manual off) presence detection? | =+'New Questions'!$F$112/100 | =+C171*C169 | 10% | =+E171*D171
[6 empty] | =+F166+F167+F170+F171 | % control savings
[6 empty] | =+G164*(1+G172) | Average efficacy including control savings
Standard
| What is the % of floorarea fitted with LED lamps? | =+'New Questions'!$G$87/100 | =+C178 |  | =+'Lookup tables'!H$18 |  | LED lamp
| What % of LED lamps are fitted with local controls which increase power input as the light output reduces over time? | =+'New Questions'!$G$88/100 |  | 15% | =(1+C179*E179)*F178 | =+D178*F179 | LED with power input controls
| What is the % of floorarea fitted with compact flourescent lamps? | =+'New Questions'!$G$89/100 | =+C180*(1-C181) |  | =+'Lookup tables'!H$19 | =+D180*F180 | Compact fluorescent lamp with diffuser
| What is the % of compact flourescent lamps have diffusers or shades fitted? | =+'New Questions'!$G$90/100 | =+C180*C181 |  | =+'Lookup tables'!H$20 | =+D181*F181 | Compact fluorescent lamp without diffuser
| What is the % of floorarea fitted with tungsten halogen lamps? | =+'New Questions'!$G$91/100 | =+C182*(1-C183) |  | =+'Lookup tables'!H$21 | =+D182*F182 | Tungsten halogen lamp with diffuser
| What is the % of tungsten halogen lamps have diffusers or shades fitted? | =+'New Questions'!$G$92/100 | =+C182*C183 |  | =+'Lookup tables'!H$22 | =+D183*F183 | Tungsten halogen lamp without diffuser
| What is the % of floorarea fitted with incandescent lamps? | =+'New Questions'!$G$93/100 | =+C184*(1-C185) |  | =+'Lookup tables'!H$23 | =+D184*F184 | Incandescent lamp lamp with diffuser
| What is the % of incandescent lamps have diffusers or shades fitted? | =+'New Questions'!$G$94/100 | =+C184*C185 |  | =+'Lookup tables'!H$24 | =+D185*F185 | Incandescent lamp lamp without diffuser
| What is the % of floorarea fitted with T12 fluorescent tubes? | =+'New Questions'!$G$95/100 | =+C186*(1-C187) |  | =+'Lookup tables'!H$25 | =+D186*F186 | T12 fluorescent tube lamp with diffuser
| What is the % of T12 fluorescent tubes have diffusers or shades fitted? | =+'New Questions'!$G$96/100 | =+C186*C187 |  | =+'Lookup tables'!H$26 | =+D187*F187 | T12 fluorescent tube lamp without diffuser
| What is the % of floorarea fitted with T8 fluorescent tubes? | =+'New Questions'!$G$97/100 | =+C188*(1-C189) |  | =+'Lookup tables'!H$27 | =+D188*F188 | T8 fluorescent tube lamp with diffuser
| What is the % of T8 fluorescent tubes have diffusers or shades fitted? | =+'New Questions'!$G$98/100 | =+C188*C189 |  | =+'Lookup tables'!H$28 | =+D189*F189 | T8 fluorescent tube lamp without diffuser
| What is the % of floorarea fitted with T5 fluorescent tubes? | =+'New Questions'!$G$99/100 | =+C190*(1-C191) |  | =+'Lookup tables'!H$29 | =+D190*F190 | T5 fluorescent tube lamp with diffuser
| What is the % of T5 fluorescent tubes have diffusers or shades fitted? | =+'New Questions'!$G$100/100 | =+C190*C191 |  | =+'Lookup tables'!H$30 | =+D191*F191 | T5 fluorescent tube lamp without diffuser
| What is % of fluorsecent tubes are fitted with local controls which increase power input as light output reduce over time? | =+'New Questions'!$G$101/100 |  | 8% |  | =SUM(G186:G191)*(1+E192) | all fluorescent tubes with power input controls
| What is % of fluorsecent tubes are fitted with high frequency ballasts? | =+'New Questions'!$G$102/100 |  | 20% |  | =+G192*(1+E193*C193) | all fluorescent tubes with power input controls and high frequency ballasts
| What is the % of floorarea fitted with metal halide lamps? | =+'New Questions'!$G$103/100 | =+C194*(1-C195) |  | =+'Lookup tables'!H$31 | =+D194*F194 | Metal halide lamp with diffuser
| What is the % of metal halide lamps have diffusers or shades fitted? | =+'New Questions'!$G$104/100 | =+C194*C195 |  | =+'Lookup tables'!H$32 | =+D195*F195 | Metal halide lamp without diffuser
[6 empty] | =+G179+G180+G181+G182+G183+G184+G185+G193+G194+G195 | Average efficacy
| What % of floor area is daylit | =+'New Questions'!$G$106/100
| What % of daylit space is fitted with dimmable photoelectric controls? | =+'New Questions'!$G$107/100 | =+C198*C197 | 15% | =+E198*D198
| What % of daylit space is fitted with photoelectric switching controls? | =+'New Questions'!$G$108/100 | =+C199*C197 | 25% | =+E199*D199
| What % of the floor area is occassionally occupied | =+'New Questions'!$G$110/100
| What % of occasionally occupied space is fitted with auto off (manual on) presence detection? | =+'New Questions'!$G$111/100 | =+C202*C201 | 15% | =+E202*D202
| What % of occasionally occupied space is fitted with auto on (manual off) presence detection? | =+'New Questions'!$G$112/100 | =+C203*C201 | 10% | =+E203*D203
[6 empty] | =+F198+F199+F202+F203 | % control savings
[6 empty] | =+G196*(1+G204) | Average efficacy including control savings
Best Practice
| What is the % of floorarea fitted with LED lamps? | =+'New Questions'!$H$87/100 | =+C210 |  | =+'Lookup tables'!H$18 |  | LED lamp
| What % of LED lamps are fitted with local controls which increase power input as the light output reduces over time? | =+'New Questions'!$H$88/100 |  | 15% | =(1+C211*E211)*F210 | =+D210*F211 | LED with power input controls
| What is the % of floorarea fitted with compact flourescent lamps? | =+'New Questions'!$H$89/100 | =+C212*(1-C213) |  | =+'Lookup tables'!H$19 | =+D212*F212 | Compact fluorescent lamp with diffuser
| What is the % of compact flourescent lamps have diffusers or shades fitted? | =+'New Questions'!$H$90/100 | =+C212*C213 |  | =+'Lookup tables'!H$20 | =+D213*F213 | Compact fluorescent lamp without diffuser
| What is the % of floorarea fitted with tungsten halogen lamps? | =+'New Questions'!$H$91/100 | =+C214*(1-C215) |  | =+'Lookup tables'!H$21 | =+D214*F214 | Tungsten halogen lamp with diffuser
| What is the % of tungsten halogen lamps have diffusers or shades fitted? | =+'New Questions'!$H$92/100 | =+C214*C215 |  | =+'Lookup tables'!H$22 | =+D215*F215 | Tungsten halogen lamp without diffuser
| What is the % of floorarea fitted with incandescent lamps? | =+'New Questions'!$H$93/100 | =+C216*(1-C217) |  | =+'Lookup tables'!H$23 | =+D216*F216 | Incandescent lamp lamp with diffuser
| What is the % of incandescent lamps have diffusers or shades fitted? | =+'New Questions'!$H$94/100 | =+C216*C217 |  | =+'Lookup tables'!H$24 | =+D217*F217 | Incandescent lamp lamp without diffuser
| What is the % of floorarea fitted with T12 fluorescent tubes? | =+'New Questions'!$H$95/100 | =+C218*(1-C219) |  | =+'Lookup tables'!H$25 | =+D218*F218 | T12 fluorescent tube lamp with diffuser
| What is the % of T12 fluorescent tubes have diffusers or shades fitted? | =+'New Questions'!$H$96/100 | =+C218*C219 |  | =+'Lookup tables'!H$26 | =+D219*F219 | T12 fluorescent tube lamp without diffuser
| What is the % of floorarea fitted with T8 fluorescent tubes? | =+'New Questions'!$H$97/100 | =+C220*(1-C221) |  | =+'Lookup tables'!H$27 | =+D220*F220 | T8 fluorescent tube lamp with diffuser
| What is the % of T8 fluorescent tubes have diffusers or shades fitted? | =+'New Questions'!$H$98/100 | =+C220*C221 |  | =+'Lookup tables'!H$28 | =+D221*F221 | T8 fluorescent tube lamp without diffuser
| What is the % of floorarea fitted with T5 fluorescent tubes? | =+'New Questions'!$H$99/100 | =+C222*(1-C223) |  | =+'Lookup tables'!H$29 | =+D222*F222 | T5 fluorescent tube lamp with diffuser
| What is the % of T5 fluorescent tubes have diffusers or shades fitted? | =+'New Questions'!$H$100/100 | =+C222*C223 |  | =+'Lookup tables'!H$30 | =+D223*F223 | T5 fluorescent tube lamp without diffuser
| What is % of fluorsecent tubes are fitted with local controls which increase power input as light output reduce over time? | =+'New Questions'!$H$101/100 |  | 8% |  | =SUM(G218:G223)*(1+E224) | all fluorescent tubes with power input controls
| What is % of fluorsecent tubes are fitted with high frequency ballasts? | =+'New Questions'!$H$102/100 |  | 20% |  | =+G224*(1+E225*C225) | all fluorescent tubes with power input controls and high frequency ballasts
| What is the % of floorarea fitted with metal halide lamps? | =+'New Questions'!$H$103/100 | =+C226*(1-C227) |  | =+'Lookup tables'!H$31 | =+D226*F226 | Metal halide lamp with diffuser
| What is the % of metal halide lamps have diffusers or shades fitted? | =+'New Questions'!$H$104/100 | =+C226*C227 |  | =+'Lookup tables'!H$32 | =+D227*F227 | Metal halide lamp without diffuser
[6 empty] | =+G211+G212+G213+G214+G215+G216+G217+G225+G226+G227 | Average efficacy
| What % of floor area is daylit | =+'New Questions'!$H$106/100
| What % of daylit space is fitted with dimmable photoelectric controls? | =+'New Questions'!$H$107/100 | =+C230*C229 | 15% | =+E230*D230
| What % of daylit space is fitted with photoelectric switching controls? | =+'New Questions'!$H$108/100 | =+C231*C229 | 25% | =+E231*D231
| What % of the floor area is occassionally occupied | =+'New Questions'!$H$110/100
| What % of occasionally occupied space is fitted with auto off (manual on) presence detection? | =+'New Questions'!$H$111/100 | =+C234*C233 | 15% | =+E234*D234
| What % of occasionally occupied space is fitted with auto on (manual off) presence detection? | =+'New Questions'!$H$112/100 | =+C235*C233 | 10% | =+E235*D235
[6 empty] | =+F230+F231+F234+F235 | % control savings
[6 empty] | =+G228*(1+G236) | Average efficacy including control savings

## v2.62 (hidden)
| Building and component age | Year | Q No.
| Year built | =+'New Questions'!F6 | 1 |  |  | Recent change |  | Fixed
| heating system replaced | =IF(+'New Questions'!F34 =0,C2,'New Questions'!F34) | 26 |  |  |  |  | Calculated
| cooling system replaced | =IF(+'New Questions'!F40 =0,C2,'New Questions'!F40) | 33 |  |  |  |  | General
| ventilation system replaced | =IF(+'New Questions'!F47 =0,C2,'New Questions'!F47) | 36 |  |  |  |  | Fabric |  |  |  | floor area | =+P6/2*P7*P8 | =+Q6/2*Q7*Q8
| windows replaced | =IF(+'New Questions'!F25 =0,C2,'New Questions'!F25) | 18 |  |  |  |  | Heating |  |  |  | height | 14 | 2
[8 empty] | Cooling |  |  |  | width | 2 | 14
| Fabric and dimensions (Actual and Best practice) | m2 | Actual u value | Best practice U value | Q No. |  |  | Ventilation |  |  |  | depth | 2 | 2
| Asset Floor area | =Q4_Conv |  |  | 4 |  |  | Hot water |  |  |  | volume if a square | =+P6*P7*P8 | =+Q6*Q7*Q8
| External wall | =IF(+'New Questions'!I18 =0,C19,'New Questions'!F18) | =IF('New Questions'!$F$14 =0,VLOOKUP('New Questions'!$F$6,'Lookup tables'!$K$125:$L$134,2,TRUE),'New Questions'!$F$14) | =+'New Questions'!H14 | 7 |  |  | District heating |  |  |  | crickly volume | =+P9/2 | =+Q9/2
| Roof | =IF(+'New Questions'!I19 =0,C20,'New Questions'!F19) | =IF('New Questions'!$F$15 =0,VLOOKUP('New Questions'!$F$6,'Lookup tables'!V125:W134,2,TRUE),'New Questions'!$F$15) | =+'New Questions'!H15 | 8 |  |  | District cooling |  |  |  | external area | =+P6*P7*2+P6*P8*2+P8*P7 | =+Q6*Q7*2+Q6*Q8*2+Q8*Q7
| Windows | =IF(+'New Questions'!I20 =0,C21,'New Questions'!F20) | =IF('New Questions'!$F$16 =0,VLOOKUP('New Questions'!$F$6,'Lookup tables'!AL125:AM134,2,TRUE),'New Questions'!$F$16) | =+'New Questions'!H16 | 9 |  |  | Lighting
=IF(+'New Questions'!I21 =0,C22,'New Questions'!F21)
| Asset internal volume | =IF(+'New Questions'!I22 =0,C23,'New Questions'!F22) |  |  | 15
=8*4*4
=4*8*4
| Fabric and dimensions (standard) | std m2 | Standard U value |  | Q No.
| Asset Floor area | =Q4_Std |  |  | 4 | [5 empty] | =8*4*4
| External wall | =+'New Questions'!G18 | =+'New Questions'!G14 |  | 7 | [5 empty] | 4*4
| Roof | =+'New Questions'!G19 | =+'New Questions'!G15 |  | 8
| Windows | =+'New Questions'!G20 | =+'New Questions'!G16 |  | 9
Ground floor
| Asset internal volume | =+'New Questions'!G22 |  |  | 15
|  | Credit Score = | =Credit_Score
| Component/subcomponent | Actual value | Standard Value | Best practice value | Actual improvement | Potential improvement | % Potential improvement | % contribution to potential improvement | Carbon saving potential kgCO2eq/m2
| heat generator efficiency | =IF('New Questions'!F28 ="no",'Improvement factors'!F115,IF(AND(+'New Questions'!F30 =0,+'New Questions'!F29 ="Heat Pump"),2.5,IF(+'New Questions'!F30 =0,0.7,'New Questions'!F30))) | =+'New Questions'!G30 | =+'New Questions'!H30
| overall heat generation efficieny incl heat recovery | =(1/C28)*(1-C39) | =(1/D28)*(1-D39) | =(1/E28)*(1-E39) | =+C30/D30 | =+E30/C30 | =1-G30 | =IF($H$47 =0,0,H30/SUM($H$30:$H$46)*$H$47) | =+I30*Outputs!$G$27
↓ | equipment gains | =+Outputs!F34 | =+C31 | =+D31 |  |  |  | =IF($H$47 =0,0,H31/SUM($H$30:$H$46)*$H$47) | =+I31*Outputs!$G$27
↓ | lighting gains | =+D32*F$70 | =Outputs!E31 | =+D32*$G$70 |  |  |  | =IF($H$47 =0,0,H32/SUM($H$30:$H$46)*$H$47) | =+I32*Outputs!$G$27
=1-A34-A36 | equipment and lighting gains | =+C32+C31 | =+D32+D31 | =+E32+E31 | =+C33/D33 | =+E33/C33 |  | =IF($H$47 =0,0,H33/SUM($H$30:$H$46)*$H$47) | =+I33*Outputs!$G$27 | ↓
=+D34/(D33+D34) | people gain | =IF('New Questions'!F7 ="Residential",VLOOKUP('New Questions'!F8,'Lookup tables'!P56:Q120,2,FALSE),VLOOKUP('New Questions'!F7,'Lookup tables'!P56:Q120,2,FALSE)) | =+C34 | =+D34 | =+C34/D34 | =+E34/C34 |  | =IF($H$47 =0,0,H34/SUM($H$30:$H$46)*$H$47) | =+I34*Outputs!$G$27 | ↓
| average g value | =+C55 | =+'New Questions'!G23 | =+'New Questions'!H23 |  |  |  | =IF($H$47 =0,0,H35/SUM($H$30:$H$46)*$H$47) | =+I35*Outputs!$G$27 | ↓
16% | solar gains | =+C$12*C35 | =+C$21*D35 | =+C$12*E35 | =IF(C36/D36 =0,1,+C36/D36) | =IF(C36 =0,E36/D36,+E36/C36) | =+G36/G37*(1-G37) | =IF($H$47 =0,0,H36/SUM($H$30:$H$46)*$H$47) | =+I36*Outputs!$G$27 | ↓
| total internal gains heating season |  |  |  | =SUMPRODUCT(F33:F36,A33:A36) | =SUMPRODUCT(G33:G36,A33:A36) |  | =IF($H$47 =0,0,H37/SUM($H$30:$H$46)*$H$47) | =+I37*Outputs!$G$27 | =
↓ | Air changes per hour (infiltration + ventilation) | =IF(+'New Questions'!F26 =0,VLOOKUP(+C2,'Lookup tables'!C4:D13,2),'New Questions'!F26)/20 | ='New Questions'!G26/20 | ='New Questions'!H26/20 | =++C38/D38 | =+E38/C38 |  | =IF($H$47 =0,0,H38/SUM($H$30:$H$46)*$H$47) | =+I38*Outputs!$G$27
inc overall heat gen efficiency | heat recovery % | =IF(+'New Questions'!F45 ="no",0,IF(AND('New Questions'!F45 ="yes",'New Questions'!F46>0),'New Questions'!F46/100,0)) | =IF(+'New Questions'!G45 ="no",0,IF(AND('New Questions'!G45 ="yes",'New Questions'!G46>0),'New Questions'!G46/100,0.1)) | =IF(+'New Questions'!H45 ="no",0,IF(AND('New Questions'!H45 ="yes",'New Questions'!H46>0),'New Questions'!H46/100,0.1)) |  |  |  | =IF($H$47 =0,0,H39/SUM($H$30:$H$46)*$H$47) | =+I39*Outputs!$G$27
= ↓ | infiltration heat loss | =0.343*C38*C14 | =0.343*D38*C23 | =0.343*E38*C14 | =++C40/D40 | =+E40/C40 | =1-G40 | =IF($H$47 =0,0,H40/SUM($H$30:$H$46)*$H$47) | =+I40*Outputs!$G$27
| average u value | [6 empty] | =IF($H$47 =0,0,H41/SUM($H$30:$H$46)*$H$47) | =+I41*Outputs!$G$27
↓ | heat loss through fabric | =SUMPRODUCT(C10:C12,D10:D12) | =SUMPRODUCT(C19:C21,D19:D21) | =SUMPRODUCT(C10:C12,E10:E12) | =+D42/C42 | =IF(C42 =0,E42/D42,+E42/C42) | =1-G42 | =IF($H$47 =0,0,H42/SUM($H$30:$H$46)*$H$47) | =+I42*Outputs!$G$27
= | Total fabric heat loss | =+C42+C40 | =+D42+D40 | =+E42+E40 | =+C43/D43 | =+E43/C43 |  | =IF($H$47 =0,0,H43/SUM($H$30:$H$46)*$H$47) | =+I43*Outputs!$G$27
| Net change in heat gains |  |  |  | =1-((-1+F37)+(1-F43)) | =1-((-1+G37)+(1-G43)) |  | =IF($H$47 =0,0,H44/SUM($H$30:$H$46)*$H$47) | =+I44*Outputs!$G$27
| heat generation and heat demand improvement |  |  |  | =+F44*F30 | =+G44*G30 |  | =IF($H$47 =0,0,H45/SUM($H$30:$H$46)*$H$47) | =+I45*Outputs!$G$27
| distribution heat loss | =IF('New Questions'!F28 ="no",'Improvement factors'!E115,IF(+'New Questions'!F32 =0,10%,VLOOKUP(+'New Questions'!F32,'Lookup tables'!$C$47:$D$49,2,FALSE))) | =VLOOKUP(+'New Questions'!G32,'Lookup tables'!$C$47:$D$49,2,FALSE) | =VLOOKUP(+'New Questions'!H32,'Lookup tables'!$C$47:$D$49,2,FALSE) | =+C46-D46 | =+E46-C46 | =-G46 | =IF($H$47 =0,0,H46/SUM($H$30:$H$46)*$H$47) | =+I46*Outputs!$G$27
| Heating improvement factor |  |  |  | =+F45*(1+F46) | =+G45*(1+G46) | =1-G47 | =SUM(I30:I46)
| Cooling generator efficiency | =IF('New Questions'!F35 ="no",'Improvement factors'!F117,IF(+'New Questions'!F37 =0,VLOOKUP('Improvement factors'!$C$4,'Lookup tables'!$C$4:$G$13,5,TRUE),'New Questions'!F37)) | =IF(+'New Questions'!G37 =0,VLOOKUP('Improvement factors'!$C$4,'Lookup tables'!$C$4:$G$13,5,TRUE),'New Questions'!G37) | =IF(+'New Questions'!H37 =0,VLOOKUP('Improvement factors'!$C$4,'Lookup tables'!$C$4:$G$13,5,TRUE),'New Questions'!H37) |  |  |  |  | =+I48*Outputs!$G$28
| cooling fuel factor | =VLOOKUP("Electricity",'CO2'!$H$17:$J$38,3,FALSE) | =VLOOKUP("Electricity",'CO2'!$H$17:$J$38,3,FALSE) | =VLOOKUP("Electricity",'CO2'!$H$17:$J$38,3,FALSE) |  |  |  |  | =+I49*Outputs!$G$28
| overall generation efficiency | =(1/C48) | =(1/D48) | =(1/E48) | =+C50/D50 | =+E50/C50 | =1-G50 | =IF(SUM($H$48:$H$59) =0,0,H50/SUM($H$48:$H$64)*$H$69) | =+I50*Outputs!$G$28
↓ | =+B31 | =+C31 | =+C51 | =+D51 |  |  |  | =IF(SUM($H$48:$H$59) =0,0,H51/SUM($H$48:$H$64)*$H$69) | =+I51*Outputs!$G$28
↓ | =+B32 | =+D52*F$70 | =+Outputs!E31 | =+D52*$F$70 |  |  |  | =IF(SUM($H$48:$H$59) =0,0,H52/SUM($H$48:$H$64)*$H$69) | =+I52*Outputs!$G$28
=1-A54-A58 | =+B33 | =+C52+C51 | =+D52+D51 | =+E52+E51 | =+C53/D53 | =+E53/C53 |  | =IF(SUM($H$48:$H$59) =0,0,H53/SUM($H$48:$H$64)*$H$69) | =+I53*Outputs!$G$28 | ↓
=+D54/(D53+D54) | =+B34 | =+C34 | =+D34 | =+E34 | =+C54/D54 | =+E54/C54 |  | =IF(SUM($H$48:$H$59) =0,0,H54/SUM($H$48:$H$64)*$H$69) | =+I54*Outputs!$G$28 | ↓
| =+B35 | =IF('New Questions'!$F$23 =0,VLOOKUP('New Questions'!$F$6,'Lookup tables'!$BM$125:$BN$134,2,TRUE),'New Questions'!$F$23) | =+'New Questions'!G23 | =+'New Questions'!H23 |  |  |  | =IF(SUM($H$48:$H$59) =0,0,H55/SUM($H$48:$H$64)*$H$69) | =+I55*Outputs!$G$28 | ↓
| =+B36 | =+C$12*C55*C57 | =+C$21*D55 | =+C$12*E55*E57 |  | =IF(C56 =0,E56/D56,+E56/C56) | =IF(H58 =0,(1-H58),+G56/H58*(1-H58)) | =IF(SUM($H$48:$H$59) =0,0,H56/SUM($H$48:$H$64)*$H$69) | =+I56*Outputs!$G$28 | ↓
| shading factor | =IF('New Questions'!F24 =0,'Lookup tables'!$K$20,VLOOKUP('New Questions'!F24,'Lookup tables'!$J$19:$K$20,2,FALSE)) | =IF('New Questions'!G24 =0,'Lookup tables'!$K$20,VLOOKUP('New Questions'!G24,'Lookup tables'!$J$19:$K$20,2,FALSE)) | =IF('New Questions'!H24 =0,'Lookup tables'!$K$20,VLOOKUP('New Questions'!H24,'Lookup tables'!$J$19:$K$20,2,FALSE)) |  | =+E57/C57 | =1-G57 | =IF(SUM($H$48:$H$59) =0,0,H57/SUM($H$48:$H$64)*$H$69) | =+I57*Outputs!$G$28 | ↓
40% | solar gains incl shading factor | =+C56*C57 | =+D56*D57 | =+E56*E57 | =IF(C58 =0,1,+C58/D58) | =IF(C58 =0,E58/D58,+E58/C58) | =1-G58 | =IF(SUM($H$48:$H$59) =0,0,H58/SUM($H$48:$H$64)*$H$69) | =+I58*Outputs!$G$28 | ↓
| total internal gains cooling season |  |  |  | =SUMPRODUCT(F53:F58,A53:A58) | =SUMPRODUCT(G53:G58,A53:A58) |  | =IF(SUM($H$48:$H$59) =0,0,H59/SUM($H$48:$H$64)*$H$69) | =+I59*Outputs!$G$28 | =
Not used anymore | Air changes per hour | =+C38 | =+D38 | =+E38 |  |  |  | =H60/SUM($H$30:$H$46)*$H$47 | =+I60*Outputs!$G$28
Not used anymore | infiltration heat gain | =+C60*C$14*0.343 | =+D60*C$23*0.343 | =+E60*C$14*0.343 |  |  |  | =H61/SUM($H$48:$H$64)*$H$69 | =+I61*Outputs!$G$28
Not used anymore | average external u-value | =+C41 | =+D41 | =+E41 |  |  |  | =H62/SUM($H$30:$H$46)*$H$47 | =+I62*Outputs!$G$28
Not used anymore | heat loss through fabric | =+C42 | =+D42 | =+E42 |  |  |  | =H63/SUM($H$30:$H$46)*$H$47 | =+I63*Outputs!$G$28
↓ | Total fabric heat loss | =+C63+C61 | =+D63+D61 | =+E63+E61 |  |  |  | =H64/SUM($H$30:$H$46)*$H$47 | =+I64*Outputs!$G$28
| Net change in heat gains |  |  |  | =1-((1-F59)) | =1-((1-G59)) |  | =IF(SUM($H$30:$H$46) =0,0,H65/SUM($H$30:$H$46)*$H$47) | =+I65*Outputs!$G$28
| cooling generation and heat demand change |  |  |  | =+F65*F50 | =+G65*G50 |  | =IF(SUM($H$30:$H$46) =0,0,H66/SUM($H$30:$H$46)*$H$47) | =+I66*Outputs!$G$28
| % free cooling |  |  |  | =+C67-D67 | =+C67-E67 | =-G67 | =IF(SUM($H$30:$H$46) =0,0,H67/SUM($H$30:$H$46)*$H$47) | =+I67*Outputs!$G$28
| distribution cooling loss | =IF('New Questions'!F35 ="no",'Improvement factors'!E117,IF(+'New Questions'!F38 =0,10%,VLOOKUP(+'New Questions'!F38,'Lookup tables'!$C$47:$D$49,2,FALSE))) | =VLOOKUP(+'New Questions'!G38,'Lookup tables'!$C$47:$D$49,2,FALSE) | =VLOOKUP(+'New Questions'!H38,'Lookup tables'!$C$47:$D$49,2,FALSE) | =+C68-D68 | =+E68-C68 | =-G68 | =IF(SUM($H$30:$H$46) =0,0,H68/SUM($H$30:$H$46)*$H$47) | =+I68*Outputs!$G$28
| Cooling improvement factor |  |  |  | =+F66*(1+F68) | =+G66*(1+G67)*(1+G68) | =1-G69 | =IF(SUM($H$30:$H$46) =0,0,H69/SUM($H$30:$H$46)*$H$47)
=+'New Questions'!F39 | Lighting improvement factor | =+G173 | =+G205 | =+G237 | =+D70/C70 | =+C70/E70 | =1-G70 | =+H70 | =+I70*Outputs!G46
| specific fan power improvement | =IF(+'New Questions'!F43 =0,D71,+'New Questions'!F43) | =+'New Questions'!G43 | =+'New Questions'!H43 |  |  | =1-G71 | =IF(SUM(H$71:H$73) =0,0,(+H71/SUM(H$71:H$73)*$H$74)) | =+I71*Outputs!$G$32
| Fan VSD | =1-(0.4*'New Questions'!F41/100) | =1-(0.4*'New Questions'!G41/100) | =1-(0.4*'New Questions'!H41/100) |  |  | =1-G72 | =IF(SUM(H$71:H$73) =0,0,(+H72/SUM(H$71:H$73)*$H$74)) | =+I72*Outputs!$G$32
| ductwork leakage | =IF('New Questions'!F44 ="Yes",VLOOKUP(MIN($C$3:$C$5),'Lookup tables'!$C$32:$E$43,2),VLOOKUP(MIN($C$3:$C$5),'Lookup tables'!$C$32:$E$43,3)) | =IF('New Questions'!G44 ="Yes",VLOOKUP(MIN($C$3:$C$5),'Lookup tables'!$C$32:$E$43,2),VLOOKUP(MIN($C$3:$C$5),'Lookup tables'!$C$32:$E$43,3)) | =IF('New Questions'!H44 ="Yes",VLOOKUP(MIN($C$3:$C$5),'Lookup tables'!$C$32:$E$43,2),VLOOKUP(MIN($C$3:$C$5),'Lookup tables'!$C$32:$E$43,3)) |  |  | =1-G73 | =IF(SUM(H$71:H$73) =0,0,(+H73/SUM(H$71:H$73)*$H$74)) | =+I73*Outputs!$G$32
| Mechanical ventilation improvement factor | =+C73*C72*C71 | =+D73*D72*D71 | =+E73*E72*E71 | =+C74/D74 | =+E74/C74 | =1-G74 | =SUM(I71:I73) | =SUM(J71:J73)
| Pump VSD | =1-(0.4*'New Questions'!F42/100) | =1-(0.4*'New Questions'!G42/100) | =1-(0.4*'New Questions'!H42/100) | =+C75/D75 | =+E75/C75
| heating distribution | =IF('New Questions'!F33 ="No",'Improvement factors'!C75,'Improvement factors'!C74) | =+D74 | =+E74 | =+C76/D76 | =+E76/C76 | =1-G76 | =+H76 | =I76*Outputs!G44
| cooling distribution | =IF('New Questions'!F39 ="no",'Improvement factors'!C75,'Improvement factors'!C74) | =+D76 | =+E75 | =+C77/D77 | =+E77/C77 | =1-G77 | =+H77 | =I77*Outputs!G45
| hot water generation efficiency | =IF(+'New Questions'!F48 ="no",'Improvement factors'!F115,IF(+'New Questions'!F52>0,'New Questions'!F52,IF(+'New Questions'!F51 ="Electricity",1,0.7))) | =+'New Questions'!G52 | =+'New Questions'!H52 | =+D78/C78 | =+C78/E78 |  |  | =+I78*Outputs!$G$33
hot water fuel factor
↓ | overall hot water generation efficieny | =1/C78 | =+(1/'New Questions'!G52) | =+(1/'New Questions'!H52) | =+C80/D80 | =+E80/C80 | =1-G80 | =IF(SUM(H$78:H$82) =0,0,(+H80/SUM(H$78:H$82)*$H$83)) | =+I80*Outputs!$G$33
[8 empty] | =IF((H$78:H$82) =0,0,(+H81/SUM(H$78:H$82)*$H$83)) | =+I81*Outputs!$G$33
↓ | distribution heat loss | =IF('New Questions'!F48 ="no",'Improvement factors'!E115,IF(+'New Questions'!F49 =0,10%,VLOOKUP(+'New Questions'!F49,'Lookup tables'!$C$47:$D$49,2,FALSE))) | =VLOOKUP(+'New Questions'!G49,'Lookup tables'!$C$47:$D$49,2,FALSE) | =VLOOKUP(+'New Questions'!H49,'Lookup tables'!$C$47:$D$49,2,FALSE) | =+C82-D82 | =+E82-C82 | =-G82 | =IF(SUM(H$78:H$82) =0,0,(+H82/SUM(H$78:H$82)*$H$83)) | =+I82*Outputs!$G$33
= | Hot water improvement factor |  |  |  | =(F80)*(1+F82) | =(G80)*(1+G82) | =1-G83 | =SUM(I78:I82)
|  | Actual | Standard | Best Practice
| =#N/A | =#N/A | =#N/A | =#N/A | =(+C96/100)/1.25+((1-C96/100)) | =(+D96/100)/1.25+((1-D96/100)) | =(+E96/100)/1.25+((1-E96/100))
| =#N/A | =#N/A | =#N/A | =#N/A | =+C97/100 | =+D97/100 | =+E97/100
| =#N/A | =#N/A | =#N/A | =#N/A | =+C98/100 | =+D98/100 | =+E98/100
| =#N/A | =#N/A | =#N/A | =#N/A | =+C99/100 | =+D99/100 | =+E99/100
| =#N/A | =#N/A | =#N/A | =#N/A | =+C100/100*F96 | =+D100/100*G96 | =+E100/100*H96
| =#N/A | =#N/A | =#N/A | =#N/A | =+C101/100*F96 | =+D101/100*G96 | =+E101/100*H96
| =#N/A | =#N/A | =#N/A | =#N/A | =+C102/100*F96 | =+D102/100*G96 | =+E102/100*H96
| =#N/A | =#N/A | =#N/A | =#N/A | =+C103/100 | =+D103/100 | =+E103/100
| =#N/A | =#N/A | =#N/A | =#N/A | =+C104/100 | =+D104/100 | =+E104/100
| =#N/A | =#N/A | =#N/A | =#N/A | =+C105/100 | =+D105/100 | =+E105/100
| =#N/A | =#N/A | =#N/A | =#N/A | =IF(((+C106+C107)/100)/1.25+((1-(C106+C107)/100))<0.8,0.8,((+C106+C107)/100)/1.25+((1-(C106+C107)/100))) | =IF(((+D106+D107)/100)/1.25+((1-(D106+D107)/100))<0.8,0.8,((+D106+D107)/100)/1.25+((1-(D106+D107)/100))) | =IF(((+E106+E107)/100)/1.25+((1-(E106+E107)/100))<0.8,0.8,((+E106+E107)/100)/1.25+((1-(E106+E107)/100)))
| =#N/A | =#N/A | =#N/A | =#N/A
| =#N/A |  |  |  | =#N/A | =#N/A | =#N/A
|  | CO2/kwh heat | primary energy per kwh heat | % distribution losses | heat generation efficiency
| district heating | =IF('New Questions'!F67 ="no",'CO2'!I36,SUMPRODUCT(C122:C128,D122:D128,E122:E128))/(1-E115) | =SUMPRODUCT(D122:D128,E122:E128,B122:B128)/(1-E115) | =IF('New Questions'!F76 =0,'Lookup tables'!D49,'New Questions'!F76/100) | =IF(SUMPRODUCT(F122:F128,E122:E128) =0,1,SUMPRODUCT(F122:F128,E122:E128))
| district cooling | =IF('New Questions'!F77 ="yes",SUMPRODUCT(C132:C138,D132:D138,E132:E138),'CO2'!I37)/(1-E117) | =SUMPRODUCT(D132:D138,E132:E138,B132:B138)/(1-E117) | =IF(('New Questions'!F86) =0,'Lookup tables'!D49,'New Questions'!F86/100) | =IF(SUMPRODUCT(E132:E138,F132:F138) =0,1,SUMPRODUCT(E132:E138,F132:F138))
| PE kWh/Kwh | CO2/kWh | 1/efficiency | % | efficiency
heat source 1 | =IF(ISBLANK('New Questions'!H69),0,IF('New Questions'!H69 ="electricity",VLOOKUP('New Questions'!$F$9,'CO2'!$C$4:$F$188,5,FALSE),VLOOKUP('New Questions'!H69,'CO2'!$H$17:$J$40,2,FALSE))) | =IF(E122 =0,0,IF(ISBLANK('New Questions'!H69),0,IF('New Questions'!H69 ="electricity",VLOOKUP('New Questions'!$F$9,'CO2'!$C$4:$F$188,4,FALSE),VLOOKUP('New Questions'!H69,'CO2'!$H$17:$I$40,2,FALSE)))) | =IF(E122 =0,0,IF(ISBLANK('New Questions'!G69),0,1/+'New Questions'!G69)) | =+'New Questions'!I69/100 | =IF(E122 =0,0,1/D122)
heat source 2 | =IF(ISBLANK('New Questions'!H70),0,IF('New Questions'!H70 ="electricity",VLOOKUP('New Questions'!$F$9,'CO2'!$C$4:$F$188,5,FALSE),VLOOKUP('New Questions'!H70,'CO2'!$H$17:$J$40,2,FALSE))) | =IF(E123 =0,0,IF(ISBLANK('New Questions'!H70),0,IF('New Questions'!H70 ="electricity",VLOOKUP('New Questions'!$F$9,'CO2'!$C$4:$F$188,4,FALSE),VLOOKUP('New Questions'!H70,'CO2'!$H$17:$I$40,2,FALSE)))) | =IF(E123 =0,0,IF(ISBLANK('New Questions'!G70),0,1/+'New Questions'!G70)) | =+'New Questions'!I70/100 | =IF(E123 =0,0,1/D123)
heat source 3 | =IF(ISBLANK('New Questions'!H71),0,IF('New Questions'!H71 ="electricity",VLOOKUP('New Questions'!$F$9,'CO2'!$C$4:$F$188,5,FALSE),VLOOKUP('New Questions'!H71,'CO2'!$H$17:$J$40,2,FALSE))) | =IF(E124 =0,0,IF(ISBLANK('New Questions'!H71),0,IF('New Questions'!H71 ="electricity",VLOOKUP('New Questions'!$F$9,'CO2'!$C$4:$F$188,4,FALSE),VLOOKUP('New Questions'!H71,'CO2'!$H$17:$I$40,2,FALSE)))) | =IF(E124 =0,0,IF(ISBLANK('New Questions'!G71),0,1/+'New Questions'!G71)) | =+'New Questions'!I71/100 | =IF(E124 =0,0,1/D124)
heat source 4 | =IF(ISBLANK('New Questions'!H72),0,IF('New Questions'!H72 ="electricity",VLOOKUP('New Questions'!$F$9,'CO2'!$C$4:$F$188,5,FALSE),VLOOKUP('New Questions'!H72,'CO2'!$H$17:$J$40,2,FALSE))) | =IF(E125 =0,0,IF(ISBLANK('New Questions'!H72),0,IF('New Questions'!H72 ="electricity",VLOOKUP('New Questions'!$F$9,'CO2'!$C$4:$F$188,4,FALSE),VLOOKUP('New Questions'!H72,'CO2'!$H$17:$I$40,2,FALSE)))) | =IF(E125 =0,0,IF(ISBLANK('New Questions'!G72),0,1/+'New Questions'!G72)) | =+'New Questions'!I72/100 | =IF(E125 =0,0,1/D125)
heat source 5 | =IF(ISBLANK('New Questions'!H73),0,IF('New Questions'!H73 ="electricity",VLOOKUP('New Questions'!$F$9,'CO2'!$C$4:$F$188,5,FALSE),VLOOKUP('New Questions'!H73,'CO2'!$H$17:$J$40,2,FALSE))) | =IF(E126 =0,0,IF(ISBLANK('New Questions'!H73),0,IF('New Questions'!H73 ="electricity",VLOOKUP('New Questions'!$F$9,'CO2'!$C$4:$F$188,4,FALSE),VLOOKUP('New Questions'!H73,'CO2'!$H$17:$I$40,2,FALSE)))) | =IF(E126 =0,0,IF(ISBLANK('New Questions'!G73),0,1/+'New Questions'!G73)) | =+'New Questions'!I73/100 | =IF(E126 =0,0,1/D126)
heat source 6 | =IF(ISBLANK('New Questions'!H74),0,IF('New Questions'!H74 ="electricity",VLOOKUP('New Questions'!$F$9,'CO2'!$C$4:$F$188,5,FALSE),VLOOKUP('New Questions'!H74,'CO2'!$H$17:$J$40,2,FALSE))) | =IF(E127 =0,0,IF(ISBLANK('New Questions'!H74),0,IF('New Questions'!H74 ="electricity",VLOOKUP('New Questions'!$F$9,'CO2'!$C$4:$F$188,4,FALSE),VLOOKUP('New Questions'!H74,'CO2'!$H$17:$I$40,2,FALSE)))) | =IF(E127 =0,0,IF(ISBLANK('New Questions'!G74),0,1/+'New Questions'!G74)) | =+'New Questions'!I74/100 | =IF(E127 =0,0,1/D127)
| PE kWh/Kwh | CO2/kWh | 1/efficiency | % | efficiency
cooling source 1 | =IF(ISBLANK('New Questions'!H79),0,IF('New Questions'!H79 ="electricity",VLOOKUP('New Questions'!$F$9,'CO2'!$C$4:$F$188,5,FALSE),VLOOKUP('New Questions'!H79,'CO2'!$H$17:$J$41,2,FALSE))) | =IF(E132 =0,0,IF(ISBLANK('New Questions'!H79),0,IF('New Questions'!H79 ="electricity",VLOOKUP('New Questions'!$F$9,'CO2'!$C$4:$F$188,4,FALSE),VLOOKUP('New Questions'!H79,'CO2'!$H$17:$I$41,2,FALSE)))) | =IF(E132 =0,0,IF(ISBLANK('New Questions'!G79),0,1/+'New Questions'!G79)) | =+'New Questions'!I79/100 | =IF(E132 =0,0,1/D132)
cooling source 2 | =IF(ISBLANK('New Questions'!H80),0,IF('New Questions'!H80 ="electricity",VLOOKUP('New Questions'!$F$9,'CO2'!$C$4:$F$188,5,FALSE),VLOOKUP('New Questions'!H80,'CO2'!$H$17:$J$41,2,FALSE))) | =IF(E133 =0,0,IF(ISBLANK('New Questions'!H80),0,IF('New Questions'!H80 ="electricity",VLOOKUP('New Questions'!$F$9,'CO2'!$C$4:$F$188,4,FALSE),VLOOKUP('New Questions'!H80,'CO2'!$H$17:$I$41,2,FALSE)))) | =IF(E133 =0,0,IF(ISBLANK('New Questions'!G80),0,1/+'New Questions'!G80)) | =+'New Questions'!I80/100 | =IF(E133 =0,0,1/D133)
cooling source 3 | =IF(ISBLANK('New Questions'!H81),0,IF('New Questions'!H81 ="electricity",VLOOKUP('New Questions'!$F$9,'CO2'!$C$4:$F$188,5,FALSE),VLOOKUP('New Questions'!H81,'CO2'!$H$17:$J$41,2,FALSE))) | =IF(E134 =0,0,IF(ISBLANK('New Questions'!H81),0,IF('New Questions'!H81 ="electricity",VLOOKUP('New Questions'!$F$9,'CO2'!$C$4:$F$188,4,FALSE),VLOOKUP('New Questions'!H81,'CO2'!$H$17:$I$41,2,FALSE)))) | =IF(E134 =0,0,IF(ISBLANK('New Questions'!G81),0,1/+'New Questions'!G81)) | =+'New Questions'!I81/100 | =IF(E134 =0,0,1/D134)
cooling source 4 | =IF(ISBLANK('New Questions'!H82),0,IF('New Questions'!H82 ="electricity",VLOOKUP('New Questions'!$F$9,'CO2'!$C$4:$F$188,5,FALSE),VLOOKUP('New Questions'!H82,'CO2'!$H$17:$J$41,2,FALSE))) | =IF(E135 =0,0,IF(ISBLANK('New Questions'!H82),0,IF('New Questions'!H82 ="electricity",VLOOKUP('New Questions'!$F$9,'CO2'!$C$4:$F$188,4,FALSE),VLOOKUP('New Questions'!H82,'CO2'!$H$17:$I$41,2,FALSE)))) | =IF(E135 =0,0,IF(ISBLANK('New Questions'!G82),0,1/+'New Questions'!G82)) | =+'New Questions'!I82/100 | =IF(E135 =0,0,1/D135)
cooling source 5 | =IF(ISBLANK('New Questions'!H83),0,IF('New Questions'!H83 ="electricity",VLOOKUP('New Questions'!$F$9,'CO2'!$C$4:$F$188,5,FALSE),VLOOKUP('New Questions'!H83,'CO2'!$H$17:$J$41,2,FALSE))) | =IF(E136 =0,0,IF(ISBLANK('New Questions'!H83),0,IF('New Questions'!H83 ="electricity",VLOOKUP('New Questions'!$F$9,'CO2'!$C$4:$F$188,4,FALSE),VLOOKUP('New Questions'!H83,'CO2'!$H$17:$I$41,2,FALSE)))) | =IF(E136 =0,0,IF(ISBLANK('New Questions'!G83),0,1/+'New Questions'!G83)) | =+'New Questions'!I83/100 | =IF(E136 =0,0,1/D136)
cooling source 6 | =IF(ISBLANK('New Questions'!H84),0,IF('New Questions'!H84 ="electricity",VLOOKUP('New Questions'!$F$9,'CO2'!$C$4:$F$188,5,FALSE),VLOOKUP('New Questions'!H84,'CO2'!$H$17:$J$41,2,FALSE))) | =IF(E137 =0,0,IF(ISBLANK('New Questions'!H84),0,IF('New Questions'!H84 ="electricity",VLOOKUP('New Questions'!$F$9,'CO2'!$C$4:$F$188,4,FALSE),VLOOKUP('New Questions'!H84,'CO2'!$H$17:$I$41,2,FALSE)))) | =IF(E137 =0,0,IF(ISBLANK('New Questions'!G84),0,1/+'New Questions'!G84)) | =+'New Questions'!I84/100 | =IF(E137 =0,0,1/D137)
Actual
| What is the % of floorarea fitted with LED lamps? | =+'New Questions'!$F$87/100 | =+C146 |  | =+'Lookup tables'!H$18 |  | LED lamp
| What % of LED lamps are fitted with local controls which increase power input as the light output reduces over time? | =IF(+'New Questions'!$F88 =0,1,'New Questions'!$F88/100) |  | 15% | =(1+C147*E147)*F146 | =+D146*F147 | LED with power input controls
| What is the % of floorarea fitted with compact flourescent lamps? | =+'New Questions'!F89/100 | =+C148*(1-C149) |  | =+'Lookup tables'!H$19 | =+D148*F148 | Compact fluorescent lamp with diffuser
| What is the % of compact flourescent lamps have diffusers or shades fitted? | =IF(+'New Questions'!$F90 =0,1,'New Questions'!$F90/100) | =+C148*C149 |  | =+'Lookup tables'!H$20 | =+D149*F149 | Compact fluorescent lamp without diffuser
| What is the % of floorarea fitted with tungsten halogen lamps? | =+'New Questions'!$F$91/100 | =+C150*(1-C151) |  | =+'Lookup tables'!H$21 | =+D150*F150 | Tungsten halogen lamp with diffuser
| What is the % of tungsten halogen lamps have diffusers or shades fitted? | =IF(+'New Questions'!$F92 =0,1,'New Questions'!$F92/100) | =+C150*C151 |  | =+'Lookup tables'!H$22 | =+D151*F151 | Tungsten halogen lamp without diffuser
| What is the % of floorarea fitted with incandescent lamps? | =+'New Questions'!$F$93/100 | =+C152*(1-C153) |  | =+'Lookup tables'!H$23 | =+D152*F152 | Incandescent lamp lamp with diffuser
| What is the % of incandescent lamps have diffusers or shades fitted? | =IF(+'New Questions'!$F94 =0,1,'New Questions'!$F94/100) | =+C152*C153 |  | =+'Lookup tables'!H$24 | =+D153*F153 | Incandescent lamp lamp without diffuser
| What is the % of floorarea fitted with T12 fluorescent tubes? | =+'New Questions'!$F$95/100 | =+C154*(1-C155) |  | =+'Lookup tables'!H$25 | =+D154*F154 | T12 fluorescent tube lamp with diffuser
| What is the % of T12 fluorescent tubes have diffusers or shades fitted? | =IF(+'New Questions'!$F96 =0,1,'New Questions'!$F96/100) | =+C154*C155 |  | =+'Lookup tables'!H$26 | =+D155*F155 | T12 fluorescent tube lamp without diffuser
| What is the % of floorarea fitted with T8 fluorescent tubes? | =(1-C146-C148-C150-C152-C154-C158-C162) | =+C156*(1-C157) |  | =+'Lookup tables'!H$27 | =+D156*F156 | T8 fluorescent tube lamp with diffuser
| What is the % of T8 fluorescent tubes have diffusers or shades fitted? | =IF(+'New Questions'!$F98 =0,1,'New Questions'!$F98/100) | =+C156*C157 |  | =+'Lookup tables'!H$28 | =+D157*F157 | T8 fluorescent tube lamp without diffuser
| What is the % of floorarea fitted with T5 fluorescent tubes? | =+'New Questions'!$F$99/100 | =+C158*(1-C159) |  | =+'Lookup tables'!H$29 | =+D158*F158 | T5 fluorescent tube lamp with diffuser
| What is the % of T5 fluorescent tubes have diffusers or shades fitted? | =IF(+'New Questions'!$F100 =0,1,'New Questions'!$F100/100) | =+C158*C159 |  | =+'Lookup tables'!H$30 | =+D159*F159 | T5 fluorescent tube lamp without diffuser
| What is % of fluorsecent tubes are fitted with local controls which increase power input as light output reduce over time? | =+'New Questions'!$F$101/100 |  | 8% |  | =SUM(G154:G159)*(1+E160) | all fluorescent tubes with power input controls
| What is % of fluorsecent tubes are fitted with high frequency ballasts? | =+'New Questions'!$F$102/100 |  | 20% |  | =+G160*(1+E161*C161) | all fluorescent tubes with power input controls and high frequency ballasts
| What is the % of floorarea fitted with metal halide lamps? | =+'New Questions'!$F$103/100 | =+C162*(1-C163) |  | =+'Lookup tables'!H$31 | =+D162*F162 | Metal halide lamp with diffuser
| What is the % of metal halide lamps have diffusers or shades fitted? | =IF(+'New Questions'!$F104 =0,1,'New Questions'!$F104/100) | =+C162*C163 |  | =+'Lookup tables'!H$32 | =+D163*F163 | Metal halide lamp without diffuser
[6 empty] | =+G147+G148+G149+G150+G151+G152+G153+G161+G162+G163 | Average efficacy
| What % of floor area is daylit | =+'New Questions'!$F$106/100
| What % of daylit space is fitted with dimmable photoelectric controls? | =+'New Questions'!$F$107/100 | =+C166*C165 | 15% | =+E166*D166
| What % of daylit space is fitted with photoelectric switching controls? | =+'New Questions'!$F$108/100 | =+C167*C165 | 25% | =+E167*D167
| What % of the floor area is occassionally occupied | =+'New Questions'!$F$110/100
| What % of occasionally occupied space is fitted with auto off (manual on) presence detection? | =+'New Questions'!$F$111/100 | =+C170*C169 | 15% | =+E170*D170
| What % of occasionally occupied space is fitted with auto on (manual off) presence detection? | =+'New Questions'!$F$112/100 | =+C171*C169 | 10% | =+E171*D171
[6 empty] | =+F166+F167+F170+F171 | % control savings
[6 empty] | =+G164*(1+G172) | Average efficacy including control savings
Standard
| What is the % of floorarea fitted with LED lamps? | =+'New Questions'!$G$87/100 | =+C178 |  | =+'Lookup tables'!H$18 |  | LED lamp
| What % of LED lamps are fitted with local controls which increase power input as the light output reduces over time? | =+'New Questions'!$G$88/100 |  | 15% | =(1+C179*E179)*F178 | =+D178*F179 | LED with power input controls
| What is the % of floorarea fitted with compact flourescent lamps? | =+'New Questions'!$G$89/100 | =+C180*(1-C181) |  | =+'Lookup tables'!H$19 | =+D180*F180 | Compact fluorescent lamp with diffuser
| What is the % of compact flourescent lamps have diffusers or shades fitted? | =+'New Questions'!$G$90/100 | =+C180*C181 |  | =+'Lookup tables'!H$20 | =+D181*F181 | Compact fluorescent lamp without diffuser
| What is the % of floorarea fitted with tungsten halogen lamps? | =+'New Questions'!$G$91/100 | =+C182*(1-C183) |  | =+'Lookup tables'!H$21 | =+D182*F182 | Tungsten halogen lamp with diffuser
| What is the % of tungsten halogen lamps have diffusers or shades fitted? | =+'New Questions'!$G$92/100 | =+C182*C183 |  | =+'Lookup tables'!H$22 | =+D183*F183 | Tungsten halogen lamp without diffuser
| What is the % of floorarea fitted with incandescent lamps? | =+'New Questions'!$G$93/100 | =+C184*(1-C185) |  | =+'Lookup tables'!H$23 | =+D184*F184 | Incandescent lamp lamp with diffuser
| What is the % of incandescent lamps have diffusers or shades fitted? | =+'New Questions'!$G$94/100 | =+C184*C185 |  | =+'Lookup tables'!H$24 | =+D185*F185 | Incandescent lamp lamp without diffuser
| What is the % of floorarea fitted with T12 fluorescent tubes? | =+'New Questions'!$G$95/100 | =+C186*(1-C187) |  | =+'Lookup tables'!H$25 | =+D186*F186 | T12 fluorescent tube lamp with diffuser
| What is the % of T12 fluorescent tubes have diffusers or shades fitted? | =+'New Questions'!$G$96/100 | =+C186*C187 |  | =+'Lookup tables'!H$26 | =+D187*F187 | T12 fluorescent tube lamp without diffuser
| What is the % of floorarea fitted with T8 fluorescent tubes? | =+'New Questions'!$G$97/100 | =+C188*(1-C189) |  | =+'Lookup tables'!H$27 | =+D188*F188 | T8 fluorescent tube lamp with diffuser
| What is the % of T8 fluorescent tubes have diffusers or shades fitted? | =+'New Questions'!$G$98/100 | =+C188*C189 |  | =+'Lookup tables'!H$28 | =+D189*F189 | T8 fluorescent tube lamp without diffuser
| What is the % of floorarea fitted with T5 fluorescent tubes? | =+'New Questions'!$G$99/100 | =+C190*(1-C191) |  | =+'Lookup tables'!H$29 | =+D190*F190 | T5 fluorescent tube lamp with diffuser
| What is the % of T5 fluorescent tubes have diffusers or shades fitted? | =+'New Questions'!$G$100/100 | =+C190*C191 |  | =+'Lookup tables'!H$30 | =+D191*F191 | T5 fluorescent tube lamp without diffuser
| What is % of fluorsecent tubes are fitted with local controls which increase power input as light output reduce over time? | =+'New Questions'!$G$101/100 |  | 8% |  | =SUM(G186:G191)*(1+E192) | all fluorescent tubes with power input controls
| What is % of fluorsecent tubes are fitted with high frequency ballasts? | =+'New Questions'!$G$102/100 |  | 20% |  | =+G192*(1+E193*C193) | all fluorescent tubes with power input controls and high frequency ballasts
| What is the % of floorarea fitted with metal halide lamps? | =+'New Questions'!$G$103/100 | =+C194*(1-C195) |  | =+'Lookup tables'!H$31 | =+D194*F194 | Metal halide lamp with diffuser
| What is the % of metal halide lamps have diffusers or shades fitted? | =+'New Questions'!$G$104/100 | =+C194*C195 |  | =+'Lookup tables'!H$32 | =+D195*F195 | Metal halide lamp without diffuser
[6 empty] | =+G179+G180+G181+G182+G183+G184+G185+G193+G194+G195 | Average efficacy
| What % of floor area is daylit | =+'New Questions'!$G$106/100
| What % of daylit space is fitted with dimmable photoelectric controls? | =+'New Questions'!$G$107/100 | =+C198*C197 | 15% | =+E198*D198
| What % of daylit space is fitted with photoelectric switching controls? | =+'New Questions'!$G$108/100 | =+C199*C197 | 25% | =+E199*D199
| What % of the floor area is occassionally occupied | =+'New Questions'!$G$110/100
| What % of occasionally occupied space is fitted with auto off (manual on) presence detection? | =+'New Questions'!$G$111/100 | =+C202*C201 | 15% | =+E202*D202
| What % of occasionally occupied space is fitted with auto on (manual off) presence detection? | =+'New Questions'!$G$112/100 | =+C203*C201 | 10% | =+E203*D203
[6 empty] | =+F198+F199+F202+F203 | % control savings
[6 empty] | =+G196*(1+G204) | Average efficacy including control savings
Best Practice
| What is the % of floorarea fitted with LED lamps? | =+'New Questions'!$H$87/100 | =+C210 |  | =+'Lookup tables'!H$18 |  | LED lamp
| What % of LED lamps are fitted with local controls which increase power input as the light output reduces over time? | =+'New Questions'!$H$88/100 |  | 15% | =(1+C211*E211)*F210 | =+D210*F211 | LED with power input controls
| What is the % of floorarea fitted with compact flourescent lamps? | =+'New Questions'!$H$89/100 | =+C212*(1-C213) |  | =+'Lookup tables'!H$19 | =+D212*F212 | Compact fluorescent lamp with diffuser
| What is the % of compact flourescent lamps have diffusers or shades fitted? | =+'New Questions'!$H$90/100 | =+C212*C213 |  | =+'Lookup tables'!H$20 | =+D213*F213 | Compact fluorescent lamp without diffuser
| What is the % of floorarea fitted with tungsten halogen lamps? | =+'New Questions'!$H$91/100 | =+C214*(1-C215) |  | =+'Lookup tables'!H$21 | =+D214*F214 | Tungsten halogen lamp with diffuser
| What is the % of tungsten halogen lamps have diffusers or shades fitted? | =+'New Questions'!$H$92/100 | =+C214*C215 |  | =+'Lookup tables'!H$22 | =+D215*F215 | Tungsten halogen lamp without diffuser
| What is the % of floorarea fitted with incandescent lamps? | =+'New Questions'!$H$93/100 | =+C216*(1-C217) |  | =+'Lookup tables'!H$23 | =+D216*F216 | Incandescent lamp lamp with diffuser
| What is the % of incandescent lamps have diffusers or shades fitted? | =+'New Questions'!$H$94/100 | =+C216*C217 |  | =+'Lookup tables'!H$24 | =+D217*F217 | Incandescent lamp lamp without diffuser
| What is the % of floorarea fitted with T12 fluorescent tubes? | =+'New Questions'!$H$95/100 | =+C218*(1-C219) |  | =+'Lookup tables'!H$25 | =+D218*F218 | T12 fluorescent tube lamp with diffuser
| What is the % of T12 fluorescent tubes have diffusers or shades fitted? | =+'New Questions'!$H$96/100 | =+C218*C219 |  | =+'Lookup tables'!H$26 | =+D219*F219 | T12 fluorescent tube lamp without diffuser
| What is the % of floorarea fitted with T8 fluorescent tubes? | =+'New Questions'!$H$97/100 | =+C220*(1-C221) |  | =+'Lookup tables'!H$27 | =+D220*F220 | T8 fluorescent tube lamp with diffuser
| What is the % of T8 fluorescent tubes have diffusers or shades fitted? | =+'New Questions'!$H$98/100 | =+C220*C221 |  | =+'Lookup tables'!H$28 | =+D221*F221 | T8 fluorescent tube lamp without diffuser
| What is the % of floorarea fitted with T5 fluorescent tubes? | =+'New Questions'!$H$99/100 | =+C222*(1-C223) |  | =+'Lookup tables'!H$29 | =+D222*F222 | T5 fluorescent tube lamp with diffuser
| What is the % of T5 fluorescent tubes have diffusers or shades fitted? | =+'New Questions'!$H$100/100 | =+C222*C223 |  | =+'Lookup tables'!H$30 | =+D223*F223 | T5 fluorescent tube lamp without diffuser
| What is % of fluorsecent tubes are fitted with local controls which increase power input as light output reduce over time? | =+'New Questions'!$H$101/100 |  | 8% |  | =SUM(G218:G223)*(1+E224) | all fluorescent tubes with power input controls
| What is % of fluorsecent tubes are fitted with high frequency ballasts? | =+'New Questions'!$H$102/100 |  | 20% |  | =+G224*(1+E225*C225) | all fluorescent tubes with power input controls and high frequency ballasts
| What is the % of floorarea fitted with metal halide lamps? | =+'New Questions'!$H$103/100 | =+C226*(1-C227) |  | =+'Lookup tables'!H$31 | =+D226*F226 | Metal halide lamp with diffuser
| What is the % of metal halide lamps have diffusers or shades fitted? | =+'New Questions'!$H$104/100 | =+C226*C227 |  | =+'Lookup tables'!H$32 | =+D227*F227 | Metal halide lamp without diffuser
[6 empty] | =+G211+G212+G213+G214+G215+G216+G217+G225+G226+G227 | Average efficacy
| What % of floor area is daylit | =+'New Questions'!$H$106/100
| What % of daylit space is fitted with dimmable photoelectric controls? | =+'New Questions'!$H$107/100 | =+C230*C229 | 15% | =+E230*D230
| What % of daylit space is fitted with photoelectric switching controls? | =+'New Questions'!$H$108/100 | =+C231*C229 | 25% | =+E231*D231
| What % of the floor area is occassionally occupied | =+'New Questions'!$H$110/100
| What % of occasionally occupied space is fitted with auto off (manual on) presence detection? | =+'New Questions'!$H$111/100 | =+C234*C233 | 15% | =+E234*D234
| What % of occasionally occupied space is fitted with auto on (manual off) presence detection? | =+'New Questions'!$H$112/100 | =+C235*C233 | 10% | =+E235*D235
[6 empty] | =+F230+F231+F234+F235 | % control savings
[6 empty] | =+G228*(1+G236) | Average efficacy including control savings

## v2.63 (hidden)
| Building and component age | Year | Q No.
| Year built | =+'New Questions'!F6 | 1 |  |  | Recent change |  | Fixed
| heating system replaced | =IF(+'New Questions'!F34 =0,C2,'New Questions'!F34) | 26 |  |  |  |  | Calculated
| cooling system replaced | =IF(+'New Questions'!F40 =0,C2,'New Questions'!F40) | 33 |  |  |  |  | General
| ventilation system replaced | =IF(+'New Questions'!F47 =0,C2,'New Questions'!F47) | 36 |  |  |  |  | Fabric |  |  |  | floor area | =+P6/2*P7*P8 | =+Q6/2*Q7*Q8
| windows replaced | =IF(+'New Questions'!F25 =0,C2,'New Questions'!F25) | 18 |  |  |  |  | Heating |  |  |  | height | 14 | 2
[8 empty] | Cooling |  |  |  | width | 2 | 14
| Fabric and dimensions (Actual and Best practice) | m2 | Actual u value | Best practice U value | Q No. |  |  | Ventilation |  |  |  | depth | 2 | 2
| Asset Floor area | =Q4_Conv |  |  | 4 |  |  | Hot water |  |  |  | volume if a square | =+P6*P7*P8 | =+Q6*Q7*Q8
| External wall | =IF(+'New Questions'!I18 =0,C19,'New Questions'!F18) |  | =+'New Questions'!H14 | 7 |  |  | District heating |  |  |  | crickly volume | =+P9/2 | =+Q9/2
| Roof | =IF(+'New Questions'!I19 =0,C20,'New Questions'!F19) | =IF('New Questions'!$F$15 =0,VLOOKUP('New Questions'!$F$6,'Lookup tables'!V125:W134,2,TRUE),'New Questions'!$F$15) | =+'New Questions'!H15 | 8 |  |  | District cooling |  |  |  | external area | =+P6*P7*2+P6*P8*2+P8*P7 | =+Q6*Q7*2+Q6*Q8*2+Q8*Q7
| Windows | =IF(+'New Questions'!I20 =0,C21,'New Questions'!F20) | =IF('New Questions'!$F$16 =0,VLOOKUP('New Questions'!$F$6,'Lookup tables'!AL125:AM134,2,TRUE),'New Questions'!$F$16) | =+'New Questions'!H16 | 9 |  |  | Lighting
=IF(+'New Questions'!I21 =0,C22,'New Questions'!F21)
| Asset internal volume | =IF(+'New Questions'!I22 =0,C23,'New Questions'!F22) |  |  | 15
=8*4*4
=4*8*4
| Fabric and dimensions (standard) | std m2 | Standard U value |  | Q No.
| Asset Floor area | =Q4_Std |  |  | 4 | [5 empty] | =8*4*4
| External wall | =+'New Questions'!G18 | =+'New Questions'!G14 |  | 7 | [5 empty] | 4*4
| Roof | =+'New Questions'!G19 | =+'New Questions'!G15 |  | 8
| Windows | =+'New Questions'!G20 | =+'New Questions'!G16 |  | 9
Ground floor
| Asset internal volume | =+'New Questions'!G22 |  |  | 15
|  | Credit Score = | =Credit_Score
| Component/subcomponent | Actual value | Standard Value | Best practice value | Actual improvement | Potential improvement | % Potential improvement | % contribution to potential improvement | Carbon saving potential kgCO2eq/m2
| heat generator efficiency | =IF('New Questions'!F28 ="no",'Improvement factors'!F115,IF(AND(+'New Questions'!F30 =0,+'New Questions'!F29 ="Heat Pump"),2.5,IF(+'New Questions'!F30 =0,0.7,'New Questions'!F30))) | =+'New Questions'!G30 | =+'New Questions'!H30
| overall heat generation efficieny incl heat recovery | =(1/C28)*(1-C39) | =(1/D28)*(1-D39) | =(1/E28)*(1-E39) | =+C30/D30 | =+E30/C30 | =1-G30 | =IF($H$47 =0,0,H30/SUM($H$30:$H$46)*$H$47) | =+I30*Outputs!$G$27
↓ | equipment gains | =+Outputs!F34 | =+C31 | =+D31 |  |  |  | =IF($H$47 =0,0,H31/SUM($H$30:$H$46)*$H$47) | =+I31*Outputs!$G$27
↓ | lighting gains | =+D32*F$70 | =Outputs!E31 | =+D32*G205/G237 |  |  |  | =IF($H$47 =0,0,H32/SUM($H$30:$H$46)*$H$47) | =+I32*Outputs!$G$27
=1-A34-A36 | equipment and lighting gains | =+C32+C31 | =+D32+D31 | =+E32+E31 | =+C33/D33 | =+E33/C33 |  | =IF($H$47 =0,0,H33/SUM($H$30:$H$46)*$H$47) | =+I33*Outputs!$G$27 | ↓
=+D34/(D33+D34) | people gain | =IF('New Questions'!F7 ="Residential",VLOOKUP('New Questions'!F8,'Lookup tables'!P56:Q120,2,FALSE),VLOOKUP('New Questions'!F7,'Lookup tables'!P56:Q120,2,FALSE)) | =+C34 | =+D34 | =+C34/D34 | =+E34/C34 |  | =IF($H$47 =0,0,H34/SUM($H$30:$H$46)*$H$47) | =+I34*Outputs!$G$27 | ↓
| average g value | =+C55 | =+'New Questions'!G23 | =+'New Questions'!H23 |  |  |  | =IF($H$47 =0,0,H35/SUM($H$30:$H$46)*$H$47) | =+I35*Outputs!$G$27 | ↓
16% | solar gains | =+C$12*C35 | =+C$21*D35 | =+C$12*E35 | =IF(C36/D36 =0,1,+C36/D36) | =IF(C36 =0,E36/D36,+E36/C36) | =+G36/G37*(1-G37) | =IF($H$47 =0,0,H36/SUM($H$30:$H$46)*$H$47) | =+I36*Outputs!$G$27 | ↓
| total internal gains heating season |  |  |  | =SUMPRODUCT(F33:F36,A33:A36) | =SUMPRODUCT(G33:G36,A33:A36) |  | =IF($H$47 =0,0,H37/SUM($H$30:$H$46)*$H$47) | =+I37*Outputs!$G$27 | =
↓ | Air changes per hour (infiltration + ventilation) | =IF(+'New Questions'!F26 =0,VLOOKUP(+C2,'Lookup tables'!C4:D13,2),'New Questions'!F26)/20 | ='New Questions'!G26/20 | ='New Questions'!H26/20 | =++C38/D38 | =+E38/C38 |  | =IF($H$47 =0,0,H38/SUM($H$30:$H$46)*$H$47) | =+I38*Outputs!$G$27
inc overall heat gen efficiency | heat recovery % | =IF(+'New Questions'!F45 ="no",0,IF(AND('New Questions'!F45 ="yes",'New Questions'!F46>0),'New Questions'!F46/100,0)) | =IF(+'New Questions'!G45 ="no",0,IF(AND('New Questions'!G45 ="yes",'New Questions'!G46>0),'New Questions'!G46/100,0.1)) | =IF(+'New Questions'!H45 ="no",0,IF(AND('New Questions'!H45 ="yes",'New Questions'!H46>0),'New Questions'!H46/100,0.1)) |  |  |  | =IF($H$47 =0,0,H39/SUM($H$30:$H$46)*$H$47) | =+I39*Outputs!$G$27
= ↓ | infiltration heat loss | =0.343*C38*C14 | =0.343*D38*C23 | =0.343*E38*C14 | =++C40/D40 | =+E40/C40 | =1-G40 | =IF($H$47 =0,0,H40/SUM($H$30:$H$46)*$H$47) | =+I40*Outputs!$G$27
| average u value | [6 empty] | =IF($H$47 =0,0,H41/SUM($H$30:$H$46)*$H$47) | =+I41*Outputs!$G$27
↓ | heat loss through fabric | =SUMPRODUCT(C10:C12,D10:D12) | =SUMPRODUCT(C19:C21,D19:D21) | =SUMPRODUCT(C10:C12,E10:E12) | =+C42/D42 | =IF(C42 =0,E42/D42,+E42/C42) | =1-G42 | =IF($H$47 =0,0,H42/SUM($H$30:$H$46)*$H$47) | =+I42*Outputs!$G$27
= | Total fabric heat loss | =+C42+C40 | =+D42+D40 | =+E42+E40 | =+C43/D43 | =+E43/C43 |  | =IF($H$47 =0,0,H43/SUM($H$30:$H$46)*$H$47) | =+I43*Outputs!$G$27
| Net change in heat gains |  |  |  | =1-((-1+F37)+(1-F43)) | =1-((-1+G37)+(1-G43)) |  | =IF($H$47 =0,0,H44/SUM($H$30:$H$46)*$H$47) | =+I44*Outputs!$G$27
| heat generation and heat demand improvement |  |  |  | =+F44*F30 | =+G44*G30 |  | =IF($H$47 =0,0,H45/SUM($H$30:$H$46)*$H$47) | =+I45*Outputs!$G$27
| distribution heat loss | =IF('New Questions'!F28 ="no",'Improvement factors'!E115,IF(+'New Questions'!F32 =0,10%,VLOOKUP(+'New Questions'!F32,'Lookup tables'!$C$47:$D$49,2,FALSE))) | =VLOOKUP(+'New Questions'!G32,'Lookup tables'!$C$47:$D$49,2,FALSE) | =VLOOKUP(+'New Questions'!H32,'Lookup tables'!$C$47:$D$49,2,FALSE) | =+C46-D46 | =+E46-C46 | =-G46 | =IF($H$47 =0,0,H46/SUM($H$30:$H$46)*$H$47) | =+I46*Outputs!$G$27
| Heating improvement factor |  |  |  | =+F45*(1+F46) | =+G45*(1+G46) | =1-G47 | =SUM(I30:I46)
| Cooling generator efficiency | =IF('New Questions'!F35 ="no",'Improvement factors'!F117,IF(+'New Questions'!F37 =0,VLOOKUP('Improvement factors'!$C$4,'Lookup tables'!$C$4:$G$13,5,TRUE),'New Questions'!F37)) | =IF(+'New Questions'!G37 =0,VLOOKUP('Improvement factors'!$C$4,'Lookup tables'!$C$4:$G$13,5,TRUE),'New Questions'!G37) | =IF(+'New Questions'!H37 =0,VLOOKUP('Improvement factors'!$C$4,'Lookup tables'!$C$4:$G$13,5,TRUE),'New Questions'!H37) |  |  |  |  | =+I48*Outputs!$G$28
| cooling fuel factor | =VLOOKUP("Electricity",'CO2'!$H$17:$J$38,3,FALSE) | =VLOOKUP("Electricity",'CO2'!$H$17:$J$38,3,FALSE) | =VLOOKUP("Electricity",'CO2'!$H$17:$J$38,3,FALSE) |  |  |  |  | =+I49*Outputs!$G$28
| overall generation efficiency | =(1/C48) | =(1/D48) | =(1/E48) | =+C50/D50 | =+E50/C50 | =1-G50 | =IF(SUM($H$48:$H$59) =0,0,H50/SUM($H$48:$H$64)*$H$69) | =+I50*Outputs!$G$28
↓ | =+B31 | =+C31 | =+C51 | =+D51 |  |  |  | =IF(SUM($H$48:$H$59) =0,0,H51/SUM($H$48:$H$64)*$H$69) | =+I51*Outputs!$G$28
↓ | =+B32 | =+D52*F$70 | =+Outputs!E31 | =+D52*$F$70 |  |  |  | =IF(SUM($H$48:$H$59) =0,0,H52/SUM($H$48:$H$64)*$H$69) | =+I52*Outputs!$G$28
=1-A54-A58 | =+B33 | =+C52+C51 | =+D52+D51 | =+E52+E51 | =+C53/D53 | =+E53/C53 |  | =IF(SUM($H$48:$H$59) =0,0,H53/SUM($H$48:$H$64)*$H$69) | =+I53*Outputs!$G$28 | ↓
=+D54/(D53+D54) | =+B34 | =+C34 | =+D34 | =+E34 | =+C54/D54 | =+E54/C54 |  | =IF(SUM($H$48:$H$59) =0,0,H54/SUM($H$48:$H$64)*$H$69) | =+I54*Outputs!$G$28 | ↓
| =+B35 | =IF('New Questions'!$F$23 =0,VLOOKUP('New Questions'!$F$6,'Lookup tables'!$BM$125:$BN$134,2,TRUE),'New Questions'!$F$23) | =+'New Questions'!G23 | =+'New Questions'!H23 |  |  |  | =IF(SUM($H$48:$H$59) =0,0,H55/SUM($H$48:$H$64)*$H$69) | =+I55*Outputs!$G$28 | ↓
| =+B36 | =+C$12*C55*C57 | =+C$21*D55 | =+C$12*E55*E57 |  | =IF(C56 =0,E56/D56,+E56/C56) | =IF(H58 =0,(1-H58),+G56/H58*(1-H58)) | =IF(SUM($H$48:$H$59) =0,0,H56/SUM($H$48:$H$64)*$H$69) | =+I56*Outputs!$G$28 | ↓
| shading factor | =IF('New Questions'!F24 =0,'Lookup tables'!$K$20,VLOOKUP('New Questions'!F24,'Lookup tables'!$J$19:$K$20,2,FALSE)) | =IF('New Questions'!G24 =0,'Lookup tables'!$K$20,VLOOKUP('New Questions'!G24,'Lookup tables'!$J$19:$K$20,2,FALSE)) | =IF('New Questions'!H24 =0,'Lookup tables'!$K$20,VLOOKUP('New Questions'!H24,'Lookup tables'!$J$19:$K$20,2,FALSE)) |  | =+E57/C57 | =1-G57 | =IF(SUM($H$48:$H$59) =0,0,H57/SUM($H$48:$H$64)*$H$69) | =+I57*Outputs!$G$28 | ↓
40% | solar gains incl shading factor | =+C56*C57 | =+D56*D57 | =+E56*E57 | =IF(C58 =0,1,+C58/D58) | =IF(C58 =0,E58/D58,+E58/C58) | =1-G58 | =IF(SUM($H$48:$H$59) =0,0,H58/SUM($H$48:$H$64)*$H$69) | =+I58*Outputs!$G$28 | ↓
| total internal gains cooling season |  |  |  | =SUMPRODUCT(F53:F58,A53:A58) | =SUMPRODUCT(G53:G58,A53:A58) |  | =IF(SUM($H$48:$H$59) =0,0,H59/SUM($H$48:$H$64)*$H$69) | =+I59*Outputs!$G$28 | =
Not used anymore | Air changes per hour | =+C38 | =+D38 | =+E38 |  |  |  | =H60/SUM($H$30:$H$46)*$H$47 | =+I60*Outputs!$G$28
Not used anymore | infiltration heat gain | =+C60*C$14*0.343 | =+D60*C$23*0.343 | =+E60*C$14*0.343 |  |  |  | =H61/SUM($H$48:$H$64)*$H$69 | =+I61*Outputs!$G$28
Not used anymore | average external u-value | =+C41 | =+D41 | =+E41 |  |  |  | =H62/SUM($H$30:$H$46)*$H$47 | =+I62*Outputs!$G$28
Not used anymore | heat loss through fabric | =+C42 | =+D42 | =+E42 |  |  |  | =H63/SUM($H$30:$H$46)*$H$47 | =+I63*Outputs!$G$28
↓ | Total fabric heat loss | =+C63+C61 | =+D63+D61 | =+E63+E61 |  |  |  | =H64/SUM($H$30:$H$46)*$H$47 | =+I64*Outputs!$G$28
| Net change in heat gains |  |  |  | =1-((1-F59)) | =1-((1-G59)) |  | =IF(SUM($H$30:$H$46) =0,0,H65/SUM($H$30:$H$46)*$H$47) | =+I65*Outputs!$G$28
| cooling generation and heat demand change |  |  |  | =+F65*F50 | =+G65*G50 |  | =IF(SUM($H$30:$H$46) =0,0,H66/SUM($H$30:$H$46)*$H$47) | =+I66*Outputs!$G$28
| % free cooling |  |  |  | =+C67-D67 | =+C67-E67 | =-G67 | =IF(SUM($H$30:$H$46) =0,0,H67/SUM($H$30:$H$46)*$H$47) | =+I67*Outputs!$G$28
| distribution cooling loss | =IF('New Questions'!F35 ="no",'Improvement factors'!E117,IF(+'New Questions'!F38 =0,10%,VLOOKUP(+'New Questions'!F38,'Lookup tables'!$C$47:$D$49,2,FALSE))) | =VLOOKUP(+'New Questions'!G38,'Lookup tables'!$C$47:$D$49,2,FALSE) | =VLOOKUP(+'New Questions'!H38,'Lookup tables'!$C$47:$D$49,2,FALSE) | =+C68-D68 | =+E68-C68 | =-G68 | =IF(SUM($H$30:$H$46) =0,0,H68/SUM($H$30:$H$46)*$H$47) | =+I68*Outputs!$G$28
| Cooling improvement factor |  |  |  | =+F66*(1+F68) | =+G66*(1+G67)*(1+G68) | =1-G69 | =IF(SUM($H$30:$H$46) =0,0,H69/SUM($H$30:$H$46)*$H$47)
=+'New Questions'!F39 | Lighting improvement factor | =+G173 | =+G205 | =+G237 | =+D70/C70 | =+C70/E70 | =1-G70 | =+H70 | =+I70*Outputs!G46
| specific fan power improvement | =IF(+'New Questions'!F43 =0,D71,+'New Questions'!F43) | =+'New Questions'!G43 | =+'New Questions'!H43 |  |  | =1-G71 | =IF(SUM(H$71:H$73) =0,0,(+H71/SUM(H$71:H$73)*$H$74)) | =+I71*Outputs!$G$32
| Fan VSD | =1-(0.4*'New Questions'!F41/100) | =1-(0.4*'New Questions'!G41/100) | =1-(0.4*'New Questions'!H41/100) |  |  | =1-G72 | =IF(SUM(H$71:H$73) =0,0,(+H72/SUM(H$71:H$73)*$H$74)) | =+I72*Outputs!$G$32
| ductwork leakage | =IF('New Questions'!F44 ="Yes",VLOOKUP(MIN($C$3:$C$5),'Lookup tables'!$C$32:$E$43,2),VLOOKUP(MIN($C$3:$C$5),'Lookup tables'!$C$32:$E$43,3)) | =IF('New Questions'!G44 ="Yes",VLOOKUP(MIN($C$3:$C$5),'Lookup tables'!$C$32:$E$43,2),VLOOKUP(MIN($C$3:$C$5),'Lookup tables'!$C$32:$E$43,3)) | =IF('New Questions'!H44 ="Yes",VLOOKUP(MIN($C$3:$C$5),'Lookup tables'!$C$32:$E$43,2),VLOOKUP(MIN($C$3:$C$5),'Lookup tables'!$C$32:$E$43,3)) |  |  | =1-G73 | =IF(SUM(H$71:H$73) =0,0,(+H73/SUM(H$71:H$73)*$H$74)) | =+I73*Outputs!$G$32
| Mechanical ventilation improvement factor | =+C73*C72*C71 | =+D73*D72*D71 | =+E73*E72*E71 | =+C74/D74 | =+E74/C74 | =1-G74 | =SUM(I71:I73) | =SUM(J71:J73)
| Pump VSD | =1-(0.4*'New Questions'!F42/100) | =1-(0.4*'New Questions'!G42/100) | =1-(0.4*'New Questions'!H42/100) | =+C75/D75 | =+E75/C75
| heating distribution | =IF('New Questions'!F33 ="No",'Improvement factors'!C75,'Improvement factors'!C74) | =+D74 | =+E74 | =+C76/D76 | =+E76/C76 | =1-G76 | =+H76 | =I76*Outputs!G44
| cooling distribution | =IF('New Questions'!F39 ="no",'Improvement factors'!C75,'Improvement factors'!C74) | =+D76 | =+E75 | =+C77/D77 | =+E77/C77 | =1-G77 | =+H77 | =I77*Outputs!G45
| hot water generation efficiency | =IF(+'New Questions'!F48 ="no",'Improvement factors'!F115,IF(+'New Questions'!F52>0,'New Questions'!F52,IF(+'New Questions'!F51 ="Electricity",1,0.7))) | =+'New Questions'!G52 | =+'New Questions'!H52 | =+D78/C78 | =+C78/E78 |  |  | =+I78*Outputs!$G$33
hot water fuel factor
↓ | overall hot water generation efficieny | =1/C78 | =+(1/'New Questions'!G52) | =+(1/'New Questions'!H52) | =+C80/D80 | =+E80/C80 | =1-G80 | =IF(SUM(H$78:H$82) =0,0,(+H80/SUM(H$78:H$82)*$H$83)) | =+I80*Outputs!$G$33
[8 empty] | =IF((H$78:H$82) =0,0,(+H81/SUM(H$78:H$82)*$H$83)) | =+I81*Outputs!$G$33
↓ | distribution heat loss | =IF('New Questions'!F48 ="no",'Improvement factors'!E115,IF(+'New Questions'!F49 =0,10%,VLOOKUP(+'New Questions'!F49,'Lookup tables'!$C$47:$D$49,2,FALSE))) | =VLOOKUP(+'New Questions'!G49,'Lookup tables'!$C$47:$D$49,2,FALSE) | =VLOOKUP(+'New Questions'!H49,'Lookup tables'!$C$47:$D$49,2,FALSE) | =+C82-D82 | =+E82-C82 | =-G82 | =IF(SUM(H$78:H$82) =0,0,(+H82/SUM(H$78:H$82)*$H$83)) | =+I82*Outputs!$G$33
= | Hot water improvement factor |  |  |  | =(F80)*(1+F82) | =(G80)*(1+G82) | =1-G83 | =SUM(I78:I82)
|  | Actual | Standard | Best Practice
| =#N/A | =#N/A | =#N/A | =#N/A | =(+C96/100)/1.25+((1-C96/100)) | =(+D96/100)/1.25+((1-D96/100)) | =(+E96/100)/1.25+((1-E96/100))
| =#N/A | =#N/A | =#N/A | =#N/A | =+C97/100 | =+D97/100 | =+E97/100
| =#N/A | =#N/A | =#N/A | =#N/A | =+C98/100 | =+D98/100 | =+E98/100
| =#N/A | =#N/A | =#N/A | =#N/A | =+C99/100 | =+D99/100 | =+E99/100
| =#N/A | =#N/A | =#N/A | =#N/A | =+C100/100*F96 | =+D100/100*G96 | =+E100/100*H96
| =#N/A | =#N/A | =#N/A | =#N/A | =+C101/100*F96 | =+D101/100*G96 | =+E101/100*H96
| =#N/A | =#N/A | =#N/A | =#N/A | =+C102/100*F96 | =+D102/100*G96 | =+E102/100*H96
| =#N/A | =#N/A | =#N/A | =#N/A | =+C103/100 | =+D103/100 | =+E103/100
| =#N/A | =#N/A | =#N/A | =#N/A | =+C104/100 | =+D104/100 | =+E104/100
| =#N/A | =#N/A | =#N/A | =#N/A | =+C105/100 | =+D105/100 | =+E105/100
| =#N/A | =#N/A | =#N/A | =#N/A | =IF(((+C106+C107)/100)/1.25+((1-(C106+C107)/100))<0.8,0.8,((+C106+C107)/100)/1.25+((1-(C106+C107)/100))) | =IF(((+D106+D107)/100)/1.25+((1-(D106+D107)/100))<0.8,0.8,((+D106+D107)/100)/1.25+((1-(D106+D107)/100))) | =IF(((+E106+E107)/100)/1.25+((1-(E106+E107)/100))<0.8,0.8,((+E106+E107)/100)/1.25+((1-(E106+E107)/100)))
| =#N/A | =#N/A | =#N/A | =#N/A
| =#N/A |  |  |  | =#N/A | =#N/A | =#N/A
|  | CO2/kwh heat | primary energy per kwh heat | % distribution losses | heat generation efficiency
| district heating | =IF('New Questions'!F67 ="no",'CO2'!I36,SUMPRODUCT(C122:C128,D122:D128,E122:E128))/(1-E115) | =SUMPRODUCT(D122:D128,E122:E128,B122:B128)/(1-E115) | =IF('New Questions'!F76 =0,'Lookup tables'!D49,'New Questions'!F76/100) | =IF(SUMPRODUCT(F122:F128,E122:E128) =0,1,SUMPRODUCT(F122:F128,E122:E128))
| district cooling | =IF('New Questions'!F77 ="yes",SUMPRODUCT(C132:C138,D132:D138,E132:E138),'CO2'!I37)/(1-E117) | =SUMPRODUCT(D132:D138,E132:E138,B132:B138)/(1-E117) | =IF(('New Questions'!F86) =0,'Lookup tables'!D49,'New Questions'!F86/100) | =IF(SUMPRODUCT(E132:E138,F132:F138) =0,1,SUMPRODUCT(E132:E138,F132:F138))
| PE kWh/Kwh | CO2/kWh | 1/efficiency | % | efficiency
heat source 1 | =IF(ISBLANK('New Questions'!H69),0,IF('New Questions'!H69 ="electricity",VLOOKUP('New Questions'!$F$9,'CO2'!$C$4:$F$188,5,FALSE),VLOOKUP('New Questions'!H69,'CO2'!$H$17:$J$40,2,FALSE))) | =IF(E122 =0,0,IF(ISBLANK('New Questions'!H69),0,IF('New Questions'!H69 ="electricity",VLOOKUP('New Questions'!$F$9,'CO2'!$C$4:$F$188,4,FALSE),VLOOKUP('New Questions'!H69,'CO2'!$H$17:$I$40,2,FALSE)))) | =IF(E122 =0,0,IF(ISBLANK('New Questions'!G69),0,1/+'New Questions'!G69)) | =+'New Questions'!I69/100 | =IF(E122 =0,0,1/D122)
heat source 2 | =IF(ISBLANK('New Questions'!H70),0,IF('New Questions'!H70 ="electricity",VLOOKUP('New Questions'!$F$9,'CO2'!$C$4:$F$188,5,FALSE),VLOOKUP('New Questions'!H70,'CO2'!$H$17:$J$40,2,FALSE))) | =IF(E123 =0,0,IF(ISBLANK('New Questions'!H70),0,IF('New Questions'!H70 ="electricity",VLOOKUP('New Questions'!$F$9,'CO2'!$C$4:$F$188,4,FALSE),VLOOKUP('New Questions'!H70,'CO2'!$H$17:$I$40,2,FALSE)))) | =IF(E123 =0,0,IF(ISBLANK('New Questions'!G70),0,1/+'New Questions'!G70)) | =+'New Questions'!I70/100 | =IF(E123 =0,0,1/D123)
heat source 3 | =IF(ISBLANK('New Questions'!H71),0,IF('New Questions'!H71 ="electricity",VLOOKUP('New Questions'!$F$9,'CO2'!$C$4:$F$188,5,FALSE),VLOOKUP('New Questions'!H71,'CO2'!$H$17:$J$40,2,FALSE))) | =IF(E124 =0,0,IF(ISBLANK('New Questions'!H71),0,IF('New Questions'!H71 ="electricity",VLOOKUP('New Questions'!$F$9,'CO2'!$C$4:$F$188,4,FALSE),VLOOKUP('New Questions'!H71,'CO2'!$H$17:$I$40,2,FALSE)))) | =IF(E124 =0,0,IF(ISBLANK('New Questions'!G71),0,1/+'New Questions'!G71)) | =+'New Questions'!I71/100 | =IF(E124 =0,0,1/D124)
heat source 4 | =IF(ISBLANK('New Questions'!H72),0,IF('New Questions'!H72 ="electricity",VLOOKUP('New Questions'!$F$9,'CO2'!$C$4:$F$188,5,FALSE),VLOOKUP('New Questions'!H72,'CO2'!$H$17:$J$40,2,FALSE))) | =IF(E125 =0,0,IF(ISBLANK('New Questions'!H72),0,IF('New Questions'!H72 ="electricity",VLOOKUP('New Questions'!$F$9,'CO2'!$C$4:$F$188,4,FALSE),VLOOKUP('New Questions'!H72,'CO2'!$H$17:$I$40,2,FALSE)))) | =IF(E125 =0,0,IF(ISBLANK('New Questions'!G72),0,1/+'New Questions'!G72)) | =+'New Questions'!I72/100 | =IF(E125 =0,0,1/D125)
heat source 5 | =IF(ISBLANK('New Questions'!H73),0,IF('New Questions'!H73 ="electricity",VLOOKUP('New Questions'!$F$9,'CO2'!$C$4:$F$188,5,FALSE),VLOOKUP('New Questions'!H73,'CO2'!$H$17:$J$40,2,FALSE))) | =IF(E126 =0,0,IF(ISBLANK('New Questions'!H73),0,IF('New Questions'!H73 ="electricity",VLOOKUP('New Questions'!$F$9,'CO2'!$C$4:$F$188,4,FALSE),VLOOKUP('New Questions'!H73,'CO2'!$H$17:$I$40,2,FALSE)))) | =IF(E126 =0,0,IF(ISBLANK('New Questions'!G73),0,1/+'New Questions'!G73)) | =+'New Questions'!I73/100 | =IF(E126 =0,0,1/D126)
heat source 6 | =IF(ISBLANK('New Questions'!H74),0,IF('New Questions'!H74 ="electricity",VLOOKUP('New Questions'!$F$9,'CO2'!$C$4:$F$188,5,FALSE),VLOOKUP('New Questions'!H74,'CO2'!$H$17:$J$40,2,FALSE))) | =IF(E127 =0,0,IF(ISBLANK('New Questions'!H74),0,IF('New Questions'!H74 ="electricity",VLOOKUP('New Questions'!$F$9,'CO2'!$C$4:$F$188,4,FALSE),VLOOKUP('New Questions'!H74,'CO2'!$H$17:$I$40,2,FALSE)))) | =IF(E127 =0,0,IF(ISBLANK('New Questions'!G74),0,1/+'New Questions'!G74)) | =+'New Questions'!I74/100 | =IF(E127 =0,0,1/D127)
| PE kWh/Kwh | CO2/kWh | 1/efficiency | % | efficiency
cooling source 1 | =IF(ISBLANK('New Questions'!H79),0,IF('New Questions'!H79 ="electricity",VLOOKUP('New Questions'!$F$9,'CO2'!$C$4:$F$188,5,FALSE),VLOOKUP('New Questions'!H79,'CO2'!$H$17:$J$41,2,FALSE))) | =IF(E132 =0,0,IF(ISBLANK('New Questions'!H79),0,IF('New Questions'!H79 ="electricity",VLOOKUP('New Questions'!$F$9,'CO2'!$C$4:$F$188,4,FALSE),VLOOKUP('New Questions'!H79,'CO2'!$H$17:$I$41,2,FALSE)))) | =IF(E132 =0,0,IF(ISBLANK('New Questions'!G79),0,1/+'New Questions'!G79)) | =+'New Questions'!I79/100 | =IF(E132 =0,0,1/D132)
cooling source 2 | =IF(ISBLANK('New Questions'!H80),0,IF('New Questions'!H80 ="electricity",VLOOKUP('New Questions'!$F$9,'CO2'!$C$4:$F$188,5,FALSE),VLOOKUP('New Questions'!H80,'CO2'!$H$17:$J$41,2,FALSE))) | =IF(E133 =0,0,IF(ISBLANK('New Questions'!H80),0,IF('New Questions'!H80 ="electricity",VLOOKUP('New Questions'!$F$9,'CO2'!$C$4:$F$188,4,FALSE),VLOOKUP('New Questions'!H80,'CO2'!$H$17:$I$41,2,FALSE)))) | =IF(E133 =0,0,IF(ISBLANK('New Questions'!G80),0,1/+'New Questions'!G80)) | =+'New Questions'!I80/100 | =IF(E133 =0,0,1/D133)
cooling source 3 | =IF(ISBLANK('New Questions'!H81),0,IF('New Questions'!H81 ="electricity",VLOOKUP('New Questions'!$F$9,'CO2'!$C$4:$F$188,5,FALSE),VLOOKUP('New Questions'!H81,'CO2'!$H$17:$J$41,2,FALSE))) | =IF(E134 =0,0,IF(ISBLANK('New Questions'!H81),0,IF('New Questions'!H81 ="electricity",VLOOKUP('New Questions'!$F$9,'CO2'!$C$4:$F$188,4,FALSE),VLOOKUP('New Questions'!H81,'CO2'!$H$17:$I$41,2,FALSE)))) | =IF(E134 =0,0,IF(ISBLANK('New Questions'!G81),0,1/+'New Questions'!G81)) | =+'New Questions'!I81/100 | =IF(E134 =0,0,1/D134)
cooling source 4 | =IF(ISBLANK('New Questions'!H82),0,IF('New Questions'!H82 ="electricity",VLOOKUP('New Questions'!$F$9,'CO2'!$C$4:$F$188,5,FALSE),VLOOKUP('New Questions'!H82,'CO2'!$H$17:$J$41,2,FALSE))) | =IF(E135 =0,0,IF(ISBLANK('New Questions'!H82),0,IF('New Questions'!H82 ="electricity",VLOOKUP('New Questions'!$F$9,'CO2'!$C$4:$F$188,4,FALSE),VLOOKUP('New Questions'!H82,'CO2'!$H$17:$I$41,2,FALSE)))) | =IF(E135 =0,0,IF(ISBLANK('New Questions'!G82),0,1/+'New Questions'!G82)) | =+'New Questions'!I82/100 | =IF(E135 =0,0,1/D135)
cooling source 5 | =IF(ISBLANK('New Questions'!H83),0,IF('New Questions'!H83 ="electricity",VLOOKUP('New Questions'!$F$9,'CO2'!$C$4:$F$188,5,FALSE),VLOOKUP('New Questions'!H83,'CO2'!$H$17:$J$41,2,FALSE))) | =IF(E136 =0,0,IF(ISBLANK('New Questions'!H83),0,IF('New Questions'!H83 ="electricity",VLOOKUP('New Questions'!$F$9,'CO2'!$C$4:$F$188,4,FALSE),VLOOKUP('New Questions'!H83,'CO2'!$H$17:$I$41,2,FALSE)))) | =IF(E136 =0,0,IF(ISBLANK('New Questions'!G83),0,1/+'New Questions'!G83)) | =+'New Questions'!I83/100 | =IF(E136 =0,0,1/D136)
cooling source 6 | =IF(ISBLANK('New Questions'!H84),0,IF('New Questions'!H84 ="electricity",VLOOKUP('New Questions'!$F$9,'CO2'!$C$4:$F$188,5,FALSE),VLOOKUP('New Questions'!H84,'CO2'!$H$17:$J$41,2,FALSE))) | =IF(E137 =0,0,IF(ISBLANK('New Questions'!H84),0,IF('New Questions'!H84 ="electricity",VLOOKUP('New Questions'!$F$9,'CO2'!$C$4:$F$188,4,FALSE),VLOOKUP('New Questions'!H84,'CO2'!$H$17:$I$41,2,FALSE)))) | =IF(E137 =0,0,IF(ISBLANK('New Questions'!G84),0,1/+'New Questions'!G84)) | =+'New Questions'!I84/100 | =IF(E137 =0,0,1/D137)
Actual
| What is the % of floorarea fitted with LED lamps? | =+'New Questions'!$F$87/100 | =+C146 |  | =+'Lookup tables'!H$18 |  | LED lamp
| What % of LED lamps are fitted with local controls which increase power input as the light output reduces over time? | =IF(+'New Questions'!$F88 =0,1,'New Questions'!$F88/100) |  | 15% | =(1+C147*E147)*F146 | =+D146*F147 | LED with power input controls
| What is the % of floorarea fitted with compact flourescent lamps? | =+'New Questions'!F89/100 | =+C148*(1-C149) |  | =+'Lookup tables'!H$19 | =+D148*F148 | Compact fluorescent lamp with diffuser
| What is the % of compact flourescent lamps have diffusers or shades fitted? | =IF(+'New Questions'!$F90 =0,1,'New Questions'!$F90/100) | =+C148*C149 |  | =+'Lookup tables'!H$20 | =+D149*F149 | Compact fluorescent lamp without diffuser
| What is the % of floorarea fitted with tungsten halogen lamps? | =+'New Questions'!$F$91/100 | =+C150*(1-C151) |  | =+'Lookup tables'!H$21 | =+D150*F150 | Tungsten halogen lamp with diffuser
| What is the % of tungsten halogen lamps have diffusers or shades fitted? | =IF(+'New Questions'!$F92 =0,1,'New Questions'!$F92/100) | =+C150*C151 |  | =+'Lookup tables'!H$22 | =+D151*F151 | Tungsten halogen lamp without diffuser
| What is the % of floorarea fitted with incandescent lamps? | =+'New Questions'!$F$93/100 | =+C152*(1-C153) |  | =+'Lookup tables'!H$23 | =+D152*F152 | Incandescent lamp lamp with diffuser
| What is the % of incandescent lamps have diffusers or shades fitted? | =IF(+'New Questions'!$F94 =0,1,'New Questions'!$F94/100) | =+C152*C153 |  | =+'Lookup tables'!H$24 | =+D153*F153 | Incandescent lamp lamp without diffuser
| What is the % of floorarea fitted with T12 fluorescent tubes? | =+'New Questions'!$F$95/100 | =+C154*(1-C155) |  | =+'Lookup tables'!H$25 | =+D154*F154 | T12 fluorescent tube lamp with diffuser
| What is the % of T12 fluorescent tubes have diffusers or shades fitted? | =IF(+'New Questions'!$F96 =0,1,'New Questions'!$F96/100) | =+C154*C155 |  | =+'Lookup tables'!H$26 | =+D155*F155 | T12 fluorescent tube lamp without diffuser
| What is the % of floorarea fitted with T8 fluorescent tubes? | =(1-C146-C148-C150-C152-C154-C158-C162) | =+C156*(1-C157) |  | =+'Lookup tables'!H$27 | =+D156*F156 | T8 fluorescent tube lamp with diffuser
| What is the % of T8 fluorescent tubes have diffusers or shades fitted? | =IF(+'New Questions'!$F98 =0,1,'New Questions'!$F98/100) | =+C156*C157 |  | =+'Lookup tables'!H$28 | =+D157*F157 | T8 fluorescent tube lamp without diffuser
| What is the % of floorarea fitted with T5 fluorescent tubes? | =+'New Questions'!$F$99/100 | =+C158*(1-C159) |  | =+'Lookup tables'!H$29 | =+D158*F158 | T5 fluorescent tube lamp with diffuser
| What is the % of T5 fluorescent tubes have diffusers or shades fitted? | =IF(+'New Questions'!$F100 =0,1,'New Questions'!$F100/100) | =+C158*C159 |  | =+'Lookup tables'!H$30 | =+D159*F159 | T5 fluorescent tube lamp without diffuser
| What is % of fluorsecent tubes are fitted with local controls which increase power input as light output reduce over time? | =+'New Questions'!$F$101/100 |  | 8% |  | =SUM(G154:G159)*(1+E160) | all fluorescent tubes with power input controls
| What is % of fluorsecent tubes are fitted with high frequency ballasts? | =+'New Questions'!$F$102/100 |  | 20% |  | =+G160*(1+E161*C161) | all fluorescent tubes with power input controls and high frequency ballasts
| What is the % of floorarea fitted with metal halide lamps? | =+'New Questions'!$F$103/100 | =+C162*(1-C163) |  | =+'Lookup tables'!H$31 | =+D162*F162 | Metal halide lamp with diffuser
| What is the % of metal halide lamps have diffusers or shades fitted? | =IF(+'New Questions'!$F104 =0,1,'New Questions'!$F104/100) | =+C162*C163 |  | =+'Lookup tables'!H$32 | =+D163*F163 | Metal halide lamp without diffuser
[6 empty] | =+G147+G148+G149+G150+G151+G152+G153+G161+G162+G163 | Average efficacy
| What % of floor area is daylit | =+'New Questions'!$F$106/100
| What % of daylit space is fitted with dimmable photoelectric controls? | =+'New Questions'!$F$107/100 | =+C166*C165 | 15% | =+E166*D166
| What % of daylit space is fitted with photoelectric switching controls? | =+'New Questions'!$F$108/100 | =+C167*C165 | 25% | =+E167*D167
| What % of the floor area is occassionally occupied | =+'New Questions'!$F$110/100
| What % of occasionally occupied space is fitted with auto off (manual on) presence detection? | =+'New Questions'!$F$111/100 | =+C170*C169 | 15% | =+E170*D170
| What % of occasionally occupied space is fitted with auto on (manual off) presence detection? | =+'New Questions'!$F$112/100 | =+C171*C169 | 10% | =+E171*D171
[6 empty] | =+F166+F167+F170+F171 | % control savings
[6 empty] | =+G164*(1+G172) | Average efficacy including control savings
Standard
| What is the % of floorarea fitted with LED lamps? | =+'New Questions'!$G$87/100 | =+C178 |  | =+'Lookup tables'!H$18 |  | LED lamp
| What % of LED lamps are fitted with local controls which increase power input as the light output reduces over time? | =+'New Questions'!$G$88/100 |  | 15% | =(1+C179*E179)*F178 | =+D178*F179 | LED with power input controls
| What is the % of floorarea fitted with compact flourescent lamps? | =+'New Questions'!$G$89/100 | =+C180*(1-C181) |  | =+'Lookup tables'!H$19 | =+D180*F180 | Compact fluorescent lamp with diffuser
| What is the % of compact flourescent lamps have diffusers or shades fitted? | =+'New Questions'!$G$90/100 | =+C180*C181 |  | =+'Lookup tables'!H$20 | =+D181*F181 | Compact fluorescent lamp without diffuser
| What is the % of floorarea fitted with tungsten halogen lamps? | =+'New Questions'!$G$91/100 | =+C182*(1-C183) |  | =+'Lookup tables'!H$21 | =+D182*F182 | Tungsten halogen lamp with diffuser
| What is the % of tungsten halogen lamps have diffusers or shades fitted? | =+'New Questions'!$G$92/100 | =+C182*C183 |  | =+'Lookup tables'!H$22 | =+D183*F183 | Tungsten halogen lamp without diffuser
| What is the % of floorarea fitted with incandescent lamps? | =+'New Questions'!$G$93/100 | =+C184*(1-C185) |  | =+'Lookup tables'!H$23 | =+D184*F184 | Incandescent lamp lamp with diffuser
| What is the % of incandescent lamps have diffusers or shades fitted? | =+'New Questions'!$G$94/100 | =+C184*C185 |  | =+'Lookup tables'!H$24 | =+D185*F185 | Incandescent lamp lamp without diffuser
| What is the % of floorarea fitted with T12 fluorescent tubes? | =+'New Questions'!$G$95/100 | =+C186*(1-C187) |  | =+'Lookup tables'!H$25 | =+D186*F186 | T12 fluorescent tube lamp with diffuser
| What is the % of T12 fluorescent tubes have diffusers or shades fitted? | =+'New Questions'!$G$96/100 | =+C186*C187 |  | =+'Lookup tables'!H$26 | =+D187*F187 | T12 fluorescent tube lamp without diffuser
| What is the % of floorarea fitted with T8 fluorescent tubes? | =+'New Questions'!$G$97/100 | =+C188*(1-C189) |  | =+'Lookup tables'!H$27 | =+D188*F188 | T8 fluorescent tube lamp with diffuser
| What is the % of T8 fluorescent tubes have diffusers or shades fitted? | =+'New Questions'!$G$98/100 | =+C188*C189 |  | =+'Lookup tables'!H$28 | =+D189*F189 | T8 fluorescent tube lamp without diffuser
| What is the % of floorarea fitted with T5 fluorescent tubes? | =+'New Questions'!$G$99/100 | =+C190*(1-C191) |  | =+'Lookup tables'!H$29 | =+D190*F190 | T5 fluorescent tube lamp with diffuser
| What is the % of T5 fluorescent tubes have diffusers or shades fitted? | =+'New Questions'!$G$100/100 | =+C190*C191 |  | =+'Lookup tables'!H$30 | =+D191*F191 | T5 fluorescent tube lamp without diffuser
| What is % of fluorsecent tubes are fitted with local controls which increase power input as light output reduce over time? | =+'New Questions'!$G$101/100 |  | 8% |  | =SUM(G186:G191)*(1+E192) | all fluorescent tubes with power input controls
| What is % of fluorsecent tubes are fitted with high frequency ballasts? | =+'New Questions'!$G$102/100 |  | 20% |  | =+G192*(1+E193*C193) | all fluorescent tubes with power input controls and high frequency ballasts
| What is the % of floorarea fitted with metal halide lamps? | =+'New Questions'!$G$103/100 | =+C194*(1-C195) |  | =+'Lookup tables'!H$31 | =+D194*F194 | Metal halide lamp with diffuser
| What is the % of metal halide lamps have diffusers or shades fitted? | =+'New Questions'!$G$104/100 | =+C194*C195 |  | =+'Lookup tables'!H$32 | =+D195*F195 | Metal halide lamp without diffuser
[6 empty] | =+G179+G180+G181+G182+G183+G184+G185+G193+G194+G195 | Average efficacy
| What % of floor area is daylit | =+'New Questions'!$G$106/100
| What % of daylit space is fitted with dimmable photoelectric controls? | =+'New Questions'!$G$107/100 | =+C198*C197 | 15% | =+E198*D198
| What % of daylit space is fitted with photoelectric switching controls? | =+'New Questions'!$G$108/100 | =+C199*C197 | 25% | =+E199*D199
| What % of the floor area is occassionally occupied | =+'New Questions'!$G$110/100
| What % of occasionally occupied space is fitted with auto off (manual on) presence detection? | =+'New Questions'!$G$111/100 | =+C202*C201 | 15% | =+E202*D202
| What % of occasionally occupied space is fitted with auto on (manual off) presence detection? | =+'New Questions'!$G$112/100 | =+C203*C201 | 10% | =+E203*D203
[6 empty] | =+F198+F199+F202+F203 | % control savings
[6 empty] | =+G196*(1+G204) | Average efficacy including control savings
Best Practice
| What is the % of floorarea fitted with LED lamps? | =+'New Questions'!$H$87/100 | =+C210 |  | =+'Lookup tables'!H$18 |  | LED lamp
| What % of LED lamps are fitted with local controls which increase power input as the light output reduces over time? | =+'New Questions'!$H$88/100 |  | 15% | =(1+C211*E211)*F210 | =+D210*F211 | LED with power input controls
| What is the % of floorarea fitted with compact flourescent lamps? | =+'New Questions'!$H$89/100 | =+C212*(1-C213) |  | =+'Lookup tables'!H$19 | =+D212*F212 | Compact fluorescent lamp with diffuser
| What is the % of compact flourescent lamps have diffusers or shades fitted? | =+'New Questions'!$H$90/100 | =+C212*C213 |  | =+'Lookup tables'!H$20 | =+D213*F213 | Compact fluorescent lamp without diffuser
| What is the % of floorarea fitted with tungsten halogen lamps? | =+'New Questions'!$H$91/100 | =+C214*(1-C215) |  | =+'Lookup tables'!H$21 | =+D214*F214 | Tungsten halogen lamp with diffuser
| What is the % of tungsten halogen lamps have diffusers or shades fitted? | =+'New Questions'!$H$92/100 | =+C214*C215 |  | =+'Lookup tables'!H$22 | =+D215*F215 | Tungsten halogen lamp without diffuser
| What is the % of floorarea fitted with incandescent lamps? | =+'New Questions'!$H$93/100 | =+C216*(1-C217) |  | =+'Lookup tables'!H$23 | =+D216*F216 | Incandescent lamp lamp with diffuser
| What is the % of incandescent lamps have diffusers or shades fitted? | =+'New Questions'!$H$94/100 | =+C216*C217 |  | =+'Lookup tables'!H$24 | =+D217*F217 | Incandescent lamp lamp without diffuser
| What is the % of floorarea fitted with T12 fluorescent tubes? | =+'New Questions'!$H$95/100 | =+C218*(1-C219) |  | =+'Lookup tables'!H$25 | =+D218*F218 | T12 fluorescent tube lamp with diffuser
| What is the % of T12 fluorescent tubes have diffusers or shades fitted? | =+'New Questions'!$H$96/100 | =+C218*C219 |  | =+'Lookup tables'!H$26 | =+D219*F219 | T12 fluorescent tube lamp without diffuser
| What is the % of floorarea fitted with T8 fluorescent tubes? | =+'New Questions'!$H$97/100 | =+C220*(1-C221) |  | =+'Lookup tables'!H$27 | =+D220*F220 | T8 fluorescent tube lamp with diffuser
| What is the % of T8 fluorescent tubes have diffusers or shades fitted? | =+'New Questions'!$H$98/100 | =+C220*C221 |  | =+'Lookup tables'!H$28 | =+D221*F221 | T8 fluorescent tube lamp without diffuser
| What is the % of floorarea fitted with T5 fluorescent tubes? | =+'New Questions'!$H$99/100 | =+C222*(1-C223) |  | =+'Lookup tables'!H$29 | =+D222*F222 | T5 fluorescent tube lamp with diffuser
| What is the % of T5 fluorescent tubes have diffusers or shades fitted? | =+'New Questions'!$H$100/100 | =+C222*C223 |  | =+'Lookup tables'!H$30 | =+D223*F223 | T5 fluorescent tube lamp without diffuser
| What is % of fluorsecent tubes are fitted with local controls which increase power input as light output reduce over time? | =+'New Questions'!$H$101/100 |  | 8% |  | =SUM(G218:G223)*(1+E224) | all fluorescent tubes with power input controls
| What is % of fluorsecent tubes are fitted with high frequency ballasts? | =+'New Questions'!$H$102/100 |  | 20% |  | =+G224*(1+E225*C225) | all fluorescent tubes with power input controls and high frequency ballasts
| What is the % of floorarea fitted with metal halide lamps? | =+'New Questions'!$H$103/100 | =+C226*(1-C227) |  | =+'Lookup tables'!H$31 | =+D226*F226 | Metal halide lamp with diffuser
| What is the % of metal halide lamps have diffusers or shades fitted? | =+'New Questions'!$H$104/100 | =+C226*C227 |  | =+'Lookup tables'!H$32 | =+D227*F227 | Metal halide lamp without diffuser
[6 empty] | =+G211+G212+G213+G214+G215+G216+G217+G225+G226+G227 | Average efficacy
| What % of floor area is daylit | =+'New Questions'!$H$106/100
| What % of daylit space is fitted with dimmable photoelectric controls? | =+'New Questions'!$H$107/100 | =+C230*C229 | 15% | =+E230*D230
| What % of daylit space is fitted with photoelectric switching controls? | =+'New Questions'!$H$108/100 | =+C231*C229 | 25% | =+E231*D231
| What % of the floor area is occassionally occupied | =+'New Questions'!$H$110/100
| What % of occasionally occupied space is fitted with auto off (manual on) presence detection? | =+'New Questions'!$H$111/100 | =+C234*C233 | 15% | =+E234*D234
| What % of occasionally occupied space is fitted with auto on (manual off) presence detection? | =+'New Questions'!$H$112/100 | =+C235*C233 | 10% | =+E235*D235
[6 empty] | =+F230+F231+F234+F235 | % control savings
[6 empty] | =+G228*(1+G236) | Average efficacy including control savings

## v2.64 (hidden)
| Building and component age | Year | Q No.
| Year built | =+'New Questions'!F6 | 1 |  |  | Recent change |  | Fixed
| heating system replaced | =IF(+'New Questions'!F34 =0,C2,'New Questions'!F34) | 26 |  |  |  |  | Calculated
| cooling system replaced | =IF(+'New Questions'!F40 =0,C2,'New Questions'!F40) | 33 |  |  |  |  | General
| ventilation system replaced | =IF(+'New Questions'!F47 =0,C2,'New Questions'!F47) | 36 |  |  |  |  | Fabric |  |  |  | floor area | =+P6/2*P7*P8 | =+Q6/2*Q7*Q8
| windows replaced | =IF(+'New Questions'!F25 =0,C2,'New Questions'!F25) | 18 |  |  |  |  | Heating |  |  |  | height | 14 | 2
[8 empty] | Cooling |  |  |  | width | 2 | 14
| Fabric and dimensions (Actual and Best practice) | m2 | Actual u value | Best practice U value | Q No. |  |  | Ventilation |  |  |  | depth | 2 | 2
| Asset Floor area | =Q4_Conv |  |  | 4 |  |  | Hot water |  |  |  | volume if a square | =+P6*P7*P8 | =+Q6*Q7*Q8
| External wall | =IF(+'New Questions'!I18 =0,C19,'New Questions'!F18) | =IF('New Questions'!$F$14 =0,VLOOKUP('New Questions'!$F$6,'Lookup tables'!$K$125:$L$134,2,TRUE),'New Questions'!$F$14) | =+'New Questions'!H14 | 7 |  |  | District heating |  |  |  | crickly volume | =+P9/2 | =+Q9/2
| Roof | =IF(+'New Questions'!I19 =0,C20,'New Questions'!F19) | =IF('New Questions'!$F$15 =0,VLOOKUP('New Questions'!$F$6,'Lookup tables'!V125:W134,2,TRUE),'New Questions'!$F$15) | =+'New Questions'!H15 | 8 |  |  | District cooling |  |  |  | external area | =+P6*P7*2+P6*P8*2+P8*P7 | =+Q6*Q7*2+Q6*Q8*2+Q8*Q7
| Windows | =IF(+'New Questions'!I20 =0,C21,'New Questions'!F20) | =IF('New Questions'!$F$16 =0,VLOOKUP('New Questions'!$F$6,'Lookup tables'!AL125:AM134,2,TRUE),'New Questions'!$F$16) | =+'New Questions'!H16 | 9 |  |  | Lighting
=IF(+'New Questions'!I21 =0,C22,'New Questions'!F21)
| Asset internal volume | =IF(+'New Questions'!I22 =0,C23,'New Questions'!F22) |  |  | 15
=8*4*4
=4*8*4
| Fabric and dimensions (standard) | std m2 | Standard U value |  | Q No.
| Asset Floor area | =Q4_Std |  |  | 4 | [5 empty] | =8*4*4
| External wall | =+'New Questions'!G18 | =+'New Questions'!G14 |  | 7 | [5 empty] | 4*4
| Roof | =+'New Questions'!G19 | =+'New Questions'!G15 |  | 8
| Windows | =+'New Questions'!G20 | =+'New Questions'!G16 |  | 9
Ground floor
| Asset internal volume | =+'New Questions'!G22 |  |  | 15
|  | Credit Score = | =Credit_Score
| Component/subcomponent | Actual value | Standard Value | Best practice value | Actual improvement | Potential improvement | % Potential improvement | % contribution to potential improvement | Carbon saving potential kgCO2eq/m2
| heat generator efficiency | =IF('New Questions'!F28 ="no",'Improvement factors'!F115,IF(AND(+'New Questions'!F30 =0,+'New Questions'!F29 ="Heat Pump"),2.5,IF(+'New Questions'!F30 =0,0.7,'New Questions'!F30))) | =+'New Questions'!G30 | =+'New Questions'!H30
| overall heat generation efficieny incl heat recovery | =(1/C28)*(1-C39) | =(1/D28)*(1-D39) | =(1/E28)*(1-E39) | =+C30/D30 | =+E30/C30 | =1-G30 | =IF($H$47 =0,0,H30/SUM($H$30:$H$46)*$H$47) | =+I30*Outputs!$G$27
↓ | equipment gains | =+Outputs!F34 | =+C31 | =+D31 |  |  |  | =IF($H$47 =0,0,H31/SUM($H$30:$H$46)*$H$47) | =+I31*Outputs!$G$27
↓ | lighting gains | =+D32*F$70 | =Outputs!E31 | =+D32*G205/G237 |  |  |  | =IF($H$47 =0,0,H32/SUM($H$30:$H$46)*$H$47) | =+I32*Outputs!$G$27
=1-A34-A36 | equipment and lighting gains | =+C32+C31 | =+D32+D31 | =+E32+E31 | =+C33/D33 | =+E33/C33 |  | =IF($H$47 =0,0,H33/SUM($H$30:$H$46)*$H$47) | =+I33*Outputs!$G$27 | ↓
=+D34/(D33+D34) | people gain | =IF('New Questions'!F7 ="Residential",VLOOKUP('New Questions'!F8,'Lookup tables'!P56:Q120,2,FALSE),VLOOKUP('New Questions'!F7,'Lookup tables'!P56:Q120,2,FALSE)) | =+C34 | =+D34 | =+C34/D34 | =+E34/C34 |  | =IF($H$47 =0,0,H34/SUM($H$30:$H$46)*$H$47) | =+I34*Outputs!$G$27 | ↓
| average g value | =+C55 | =+'New Questions'!G23 | =+'New Questions'!H23 |  |  |  | =IF($H$47 =0,0,H35/SUM($H$30:$H$46)*$H$47) | =+I35*Outputs!$G$27 | ↓
16% | solar gains | =+C$12*C35 | =+C$21*D35 | =+C$12*E35 | =IF(C36/D36 =0,1,+C36/D36) | =IF(C36 =0,E36/D36,+E36/C36) | =+G36/G37*(1-G37) | =IF($H$47 =0,0,H36/SUM($H$30:$H$46)*$H$47) | =+I36*Outputs!$G$27 | ↓
| total internal gains heating season |  |  |  | =SUMPRODUCT(F33:F36,A33:A36) | =SUMPRODUCT(G33:G36,A33:A36) |  | =IF($H$47 =0,0,H37/SUM($H$30:$H$46)*$H$47) | =+I37*Outputs!$G$27 | =
↓ | Air changes per hour (infiltration + ventilation) | =IF(+'New Questions'!F26 =0,VLOOKUP(+C2,'Lookup tables'!C4:D13,2),'New Questions'!F26)/20 | ='New Questions'!G26/20 | ='New Questions'!H26/20 | =++C38/D38 | =+E38/C38 |  | =IF($H$47 =0,0,H38/SUM($H$30:$H$46)*$H$47) | =+I38*Outputs!$G$27
inc overall heat gen efficiency | heat recovery % | =IF(+'New Questions'!F45 ="no",0,IF(AND('New Questions'!F45 ="yes",'New Questions'!F46>0),'New Questions'!F46/100,0)) | =IF(+'New Questions'!G45 ="no",0,IF(AND('New Questions'!G45 ="yes",'New Questions'!G46>0),'New Questions'!G46/100,0.1)) | =IF(+'New Questions'!H45 ="no",0,IF(AND('New Questions'!H45 ="yes",'New Questions'!H46>0),'New Questions'!H46/100,0.1)) |  |  |  | =IF($H$47 =0,0,H39/SUM($H$30:$H$46)*$H$47) | =+I39*Outputs!$G$27
= ↓ | infiltration heat loss | =0.343*C38*C14 | =0.343*D38*C23 | =0.343*E38*C14 | =++C40/D40 | =+E40/C40 | =1-G40 | =IF($H$47 =0,0,H40/SUM($H$30:$H$46)*$H$47) | =+I40*Outputs!$G$27
| average u value | [6 empty] | =IF($H$47 =0,0,H41/SUM($H$30:$H$46)*$H$47) | =+I41*Outputs!$G$27
↓ | heat loss through fabric | =SUMPRODUCT(C10:C12,D10:D12) | =SUMPRODUCT(C19:C21,D19:D21) | =SUMPRODUCT(C10:C12,E10:E12) | =+C42/D42 | =IF(C42 =0,E42/D42,+E42/C42) | =1-G42 | =IF($H$47 =0,0,H42/SUM($H$30:$H$46)*$H$47) | =+I42*Outputs!$G$27
= | Total fabric heat loss | =+C42+C40 | =+D42+D40 | =+E42+E40 | =+C43/D43 | =+E43/C43 |  | =IF($H$47 =0,0,H43/SUM($H$30:$H$46)*$H$47) | =+I43*Outputs!$G$27
| Net change in heat gains |  |  |  | =1-((-1+F37)+(1-F43)) | =1-((-1+G37)+(1-G43)) |  | =IF($H$47 =0,0,H44/SUM($H$30:$H$46)*$H$47) | =+I44*Outputs!$G$27
| heat generation and heat demand improvement |  |  |  | =+F44*F30 | =+G44*G30 |  | =IF($H$47 =0,0,H45/SUM($H$30:$H$46)*$H$47) | =+I45*Outputs!$G$27
| distribution heat loss | =IF('New Questions'!F28 ="no",'Improvement factors'!E115,IF(+'New Questions'!F32 =0,10%,VLOOKUP(+'New Questions'!F32,'Lookup tables'!$C$47:$D$49,2,FALSE))) | =VLOOKUP(+'New Questions'!G32,'Lookup tables'!$C$47:$D$49,2,FALSE) | =VLOOKUP(+'New Questions'!H32,'Lookup tables'!$C$47:$D$49,2,FALSE) | =+C46-D46 | =+E46-C46 | =-G46 | =IF($H$47 =0,0,H46/SUM($H$30:$H$46)*$H$47) | =+I46*Outputs!$G$27
| Heating improvement factor |  |  |  | =+F45*(1+F46) | =+G45*(1+G46) | =1-G47 | =SUM(I30:I46)
| Cooling generator efficiency | =IF('New Questions'!F35 ="no",'Improvement factors'!F117,IF(+'New Questions'!F37 =0,VLOOKUP('Improvement factors'!$C$4,'Lookup tables'!$C$4:$G$13,5,TRUE),'New Questions'!F37)) | =IF(+'New Questions'!G37 =0,VLOOKUP('Improvement factors'!$C$4,'Lookup tables'!$C$4:$G$13,5,TRUE),'New Questions'!G37) | =IF(+'New Questions'!H37 =0,VLOOKUP('Improvement factors'!$C$4,'Lookup tables'!$C$4:$G$13,5,TRUE),'New Questions'!H37) |  |  |  |  | =+I48*Outputs!$G$28
| cooling fuel factor | =VLOOKUP("Electricity",'CO2'!$H$17:$J$38,3,FALSE) | =VLOOKUP("Electricity",'CO2'!$H$17:$J$38,3,FALSE) | =VLOOKUP("Electricity",'CO2'!$H$17:$J$38,3,FALSE) |  |  |  |  | =+I49*Outputs!$G$28
| overall generation efficiency | =(1/C48) | =(1/D48) | =(1/E48) | =+C50/D50 | =+E50/C50 | =1-G50 | =IF(SUM($H$48:$H$59) =0,0,H50/SUM($H$48:$H$64)*$H$69) | =+I50*Outputs!$G$28
↓ | =+B31 | =+C31 | =+C51 | =+D51 |  |  |  | =IF(SUM($H$48:$H$59) =0,0,H51/SUM($H$48:$H$64)*$H$69) | =+I51*Outputs!$G$28
↓ | =+B32 | =+D52*F$70 | =+Outputs!E31 | =+D52*$F$70 |  |  |  | =IF(SUM($H$48:$H$59) =0,0,H52/SUM($H$48:$H$64)*$H$69) | =+I52*Outputs!$G$28
=1-A54-A58 | =+B33 | =+C52+C51 | =+D52+D51 | =+E52+E51 | =+C53/D53 | =+E53/C53 |  | =IF(SUM($H$48:$H$59) =0,0,H53/SUM($H$48:$H$64)*$H$69) | =+I53*Outputs!$G$28 | ↓
=+D54/(D53+D54) | =+B34 | =+C34 | =+D34 | =+E34 | =+C54/D54 | =+E54/C54 |  | =IF(SUM($H$48:$H$59) =0,0,H54/SUM($H$48:$H$64)*$H$69) | =+I54*Outputs!$G$28 | ↓
| =+B35 | =IF('New Questions'!$F$23 =0,VLOOKUP('New Questions'!$F$6,'Lookup tables'!$BM$125:$BN$134,2,TRUE),'New Questions'!$F$23) | =+'New Questions'!G23 | =+'New Questions'!H23 |  |  |  | =IF(SUM($H$48:$H$59) =0,0,H55/SUM($H$48:$H$64)*$H$69) | =+I55*Outputs!$G$28 | ↓
| =+B36 | =+C$12*C55*C57 | =+C$21*D55 | =+C$12*E55*E57 |  | =IF(C56 =0,E56/D56,+E56/C56) | =IF(H58 =0,(1-H58),+G56/H58*(1-H58)) | =IF(SUM($H$48:$H$59) =0,0,H56/SUM($H$48:$H$64)*$H$69) | =+I56*Outputs!$G$28 | ↓
| shading factor | =IF('New Questions'!F24 =0,'Lookup tables'!$K$20,VLOOKUP('New Questions'!F24,'Lookup tables'!$J$19:$K$20,2,FALSE)) | =IF('New Questions'!G24 =0,'Lookup tables'!$K$20,VLOOKUP('New Questions'!G24,'Lookup tables'!$J$19:$K$20,2,FALSE)) | =IF('New Questions'!H24 =0,'Lookup tables'!$K$20,VLOOKUP('New Questions'!H24,'Lookup tables'!$J$19:$K$20,2,FALSE)) |  | =+E57/C57 | =1-G57 | =IF(SUM($H$48:$H$59) =0,0,H57/SUM($H$48:$H$64)*$H$69) | =+I57*Outputs!$G$28 | ↓
40% | solar gains incl shading factor | =+C56*C57 | =+D56*D57 | =+E56*E57 | =IF(C58 =0,1,+C58/D58) | =IF(C58 =0,E58/D58,+E58/C58) | =1-G58 | =IF(SUM($H$48:$H$59) =0,0,H58/SUM($H$48:$H$64)*$H$69) | =+I58*Outputs!$G$28 | ↓
| total internal gains cooling season |  |  |  | =SUMPRODUCT(F53:F58,A53:A58) | =SUMPRODUCT(G53:G58,A53:A58) |  | =IF(SUM($H$48:$H$59) =0,0,H59/SUM($H$48:$H$64)*$H$69) | =+I59*Outputs!$G$28 | =
Not used anymore | Air changes per hour | =+C38 | =+D38 | =+E38 |  |  |  | =H60/SUM($H$30:$H$46)*$H$47 | =+I60*Outputs!$G$28
Not used anymore | infiltration heat gain | =+C60*C$14*0.343 | =+D60*C$23*0.343 | =+E60*C$14*0.343 |  |  |  | =H61/SUM($H$48:$H$64)*$H$69 | =+I61*Outputs!$G$28
Not used anymore | average external u-value | =+C41 | =+D41 | =+E41 |  |  |  | =H62/SUM($H$30:$H$46)*$H$47 | =+I62*Outputs!$G$28
Not used anymore | heat loss through fabric | =+C42 | =+D42 | =+E42 |  |  |  | =H63/SUM($H$30:$H$46)*$H$47 | =+I63*Outputs!$G$28
↓ | Total fabric heat loss | =+C63+C61 | =+D63+D61 | =+E63+E61 |  |  |  | =H64/SUM($H$30:$H$46)*$H$47 | =+I64*Outputs!$G$28
| Net change in heat gains |  |  |  | =1-((1-F59)) | =1-((1-G59)) |  | =IF(SUM($H$30:$H$46) =0,0,H65/SUM($H$30:$H$46)*$H$47) | =+I65*Outputs!$G$28
| cooling generation and heat demand change |  |  |  | =+F65*F50 | =+G65*G50 |  | =IF(SUM($H$30:$H$46) =0,0,H66/SUM($H$30:$H$46)*$H$47) | =+I66*Outputs!$G$28
| % free cooling |  |  |  | =+C67-D67 | =+C67-E67 | =-G67 | =IF(SUM($H$30:$H$46) =0,0,H67/SUM($H$30:$H$46)*$H$47) | =+I67*Outputs!$G$28
| distribution cooling loss | =IF('New Questions'!F35 ="no",'Improvement factors'!E117,IF(+'New Questions'!F38 =0,10%,VLOOKUP(+'New Questions'!F38,'Lookup tables'!$C$47:$D$49,2,FALSE))) | =VLOOKUP(+'New Questions'!G38,'Lookup tables'!$C$47:$D$49,2,FALSE) | =VLOOKUP(+'New Questions'!H38,'Lookup tables'!$C$47:$D$49,2,FALSE) | =+C68-D68 | =+E68-C68 | =-G68 | =IF(SUM($H$30:$H$46) =0,0,H68/SUM($H$30:$H$46)*$H$47) | =+I68*Outputs!$G$28
| Cooling improvement factor |  |  |  | =+F66*(1+F68) | =+G66*(1+G67)*(1+G68) | =1-G69 | =IF(SUM($H$30:$H$46) =0,0,H69/SUM($H$30:$H$46)*$H$47)
=+'New Questions'!F39 | Lighting improvement factor | =+G173 | =+G205 | =+G237 | =+D70/C70 | =+C70/E70 | =1-G70 | =+H70 | =+I70*Outputs!G46
| specific fan power improvement | =IF(+'New Questions'!F43 =0,D71,+'New Questions'!F43) | =+'New Questions'!G43 | =+'New Questions'!H43 |  |  | =1-G71 | =IF(SUM(H$71:H$73) =0,0,(+H71/SUM(H$71:H$73)*$H$74)) | =+I71*Outputs!$G$32
| Fan VSD | =1-(0.4*'New Questions'!F41/100) | =1-(0.4*'New Questions'!G41/100) | =1-(0.4*'New Questions'!H41/100) |  |  | =1-G72 | =IF(SUM(H$71:H$73) =0,0,(+H72/SUM(H$71:H$73)*$H$74)) | =+I72*Outputs!$G$32
| ductwork leakage | =IF('New Questions'!F44 ="Yes",VLOOKUP(MIN($C$3:$C$5),'Lookup tables'!$C$32:$E$43,2),VLOOKUP(MIN($C$3:$C$5),'Lookup tables'!$C$32:$E$43,3)) | =IF('New Questions'!G44 ="Yes",VLOOKUP(MIN($C$3:$C$5),'Lookup tables'!$C$32:$E$43,2),VLOOKUP(MIN($C$3:$C$5),'Lookup tables'!$C$32:$E$43,3)) | =IF('New Questions'!H44 ="Yes",VLOOKUP(MIN($C$3:$C$5),'Lookup tables'!$C$32:$E$43,2),VLOOKUP(MIN($C$3:$C$5),'Lookup tables'!$C$32:$E$43,3)) |  |  | =1-G73 | =IF(SUM(H$71:H$73) =0,0,(+H73/SUM(H$71:H$73)*$H$74)) | =+I73*Outputs!$G$32
| Mechanical ventilation improvement factor | =+C73*C72*C71 | =+D73*D72*D71 | =+E73*E72*E71 | =+C74/D74 | =+E74/C74 | =1-G74 | =SUM(I71:I73) | =SUM(J71:J73)
| Pump VSD | =1-(0.4*'New Questions'!F42/100) | =1-(0.4*'New Questions'!G42/100) | =1-(0.4*'New Questions'!H42/100) | =+C75/D75 | =+E75/C75
| heating distribution | =IF('New Questions'!F33 ="No",'Improvement factors'!C75,'Improvement factors'!C74) | =+D74 | =+E74 | =+C76/D76 | =+E76/C76 | =1-G76 | =+H76 | =I76*Outputs!G44
| cooling distribution | =IF('New Questions'!F39 ="no",'Improvement factors'!C75,'Improvement factors'!C74) | =+D76 | =+E75 | =+C77/D77 | =+E77/C77 | =1-G77 | =+H77 | =I77*Outputs!G45
| hot water generation efficiency | =IF(+'New Questions'!F48 ="no",'Improvement factors'!F115,IF(+'New Questions'!F52>0,'New Questions'!F52,IF(+'New Questions'!F51 ="Electricity",1,0.7))) | =+'New Questions'!G52 | =+'New Questions'!H52 | =+D78/C78 | =+C78/E78 |  |  | =+I78*Outputs!$G$33
hot water fuel factor
↓ | overall hot water generation efficieny | =1/C78 | =+(1/'New Questions'!G52) | =+(1/'New Questions'!H52) | =+C80/D80 | =+E80/C80 | =1-G80 | =IF(SUM(H$78:H$82) =0,0,(+H80/SUM(H$78:H$82)*$H$83)) | =+I80*Outputs!$G$33
[8 empty] | =IF((H$78:H$82) =0,0,(+H81/SUM(H$78:H$82)*$H$83)) | =+I81*Outputs!$G$33
↓ | distribution heat loss | =IF('New Questions'!F48 ="no",'Improvement factors'!E115,IF(+'New Questions'!F49 =0,10%,VLOOKUP(+'New Questions'!F49,'Lookup tables'!$C$47:$D$49,2,FALSE))) | =VLOOKUP(+'New Questions'!G49,'Lookup tables'!$C$47:$D$49,2,FALSE) | =VLOOKUP(+'New Questions'!H49,'Lookup tables'!$C$47:$D$49,2,FALSE) | =+C82-D82 | =+E82-C82 | =-G82 | =IF(SUM(H$78:H$82) =0,0,(+H82/SUM(H$78:H$82)*$H$83)) | =+I82*Outputs!$G$33
= | Hot water improvement factor |  |  |  | =(F80)*(1+F82) | =(G80)*(1+G82) | =1-G83 | =SUM(I78:I82)
|  | Actual | Standard | Best Practice
| =#N/A | =#N/A | =#N/A | =#N/A | =(+C96/100)/1.25+((1-C96/100)) | =(+D96/100)/1.25+((1-D96/100)) | =(+E96/100)/1.25+((1-E96/100))
| =#N/A | =#N/A | =#N/A | =#N/A | =+C97/100 | =+D97/100 | =+E97/100
| =#N/A | =#N/A | =#N/A | =#N/A | =+C98/100 | =+D98/100 | =+E98/100
| =#N/A | =#N/A | =#N/A | =#N/A | =+C99/100 | =+D99/100 | =+E99/100
| =#N/A | =#N/A | =#N/A | =#N/A | =+C100/100*F96 | =+D100/100*G96 | =+E100/100*H96
| =#N/A | =#N/A | =#N/A | =#N/A | =+C101/100*F96 | =+D101/100*G96 | =+E101/100*H96
| =#N/A | =#N/A | =#N/A | =#N/A | =+C102/100*F96 | =+D102/100*G96 | =+E102/100*H96
| =#N/A | =#N/A | =#N/A | =#N/A | =+C103/100 | =+D103/100 | =+E103/100
| =#N/A | =#N/A | =#N/A | =#N/A | =+C104/100 | =+D104/100 | =+E104/100
| =#N/A | =#N/A | =#N/A | =#N/A | =+C105/100 | =+D105/100 | =+E105/100
| =#N/A | =#N/A | =#N/A | =#N/A | =IF(((+C106+C107)/100)/1.25+((1-(C106+C107)/100))<0.8,0.8,((+C106+C107)/100)/1.25+((1-(C106+C107)/100))) | =IF(((+D106+D107)/100)/1.25+((1-(D106+D107)/100))<0.8,0.8,((+D106+D107)/100)/1.25+((1-(D106+D107)/100))) | =IF(((+E106+E107)/100)/1.25+((1-(E106+E107)/100))<0.8,0.8,((+E106+E107)/100)/1.25+((1-(E106+E107)/100)))
| =#N/A | =#N/A | =#N/A | =#N/A
| =#N/A |  |  |  | =#N/A | =#N/A | =#N/A
|  | CO2/kwh heat | primary energy per kwh heat | % distribution losses | heat generation efficiency
| district heating | =IF('New Questions'!F67 ="yes",(SUMPRODUCT(C122:C128,D122:D128,E122:E128))*(1+E115),(0.2025*(1+E115))) |  | =IF('New Questions'!F76 =0,'Lookup tables'!D49,'New Questions'!F76/100) | =IF(SUMPRODUCT(F122:F128,E122:E128) =0,1,SUMPRODUCT(F122:F128,E122:E128))
| district cooling | =IF('New Questions'!F77 ="yes",(SUMPRODUCT(C132:C138,D132:D138,E132:E138)*(1+E117)),(0.15*(1+E117))) |  | =IF(('New Questions'!F86) =0,'Lookup tables'!D49,'New Questions'!F86/100) | =IF(SUMPRODUCT(E132:E138,F132:F138) =0,1,SUMPRODUCT(E132:E138,F132:F138))
|  | CO2/kWh | 1/efficiency | % | efficiency
heat source 1 |  | =IF(E122 =0,0,IF(ISBLANK('New Questions'!H69),0,IF('New Questions'!H69 ="electricity",VLOOKUP('New Questions'!$F$9,'CO2'!$C$4:$F$188,4,FALSE),VLOOKUP('New Questions'!H69,'CO2'!$H$17:$I$40,2,FALSE)))) | =IF(E122 =0,0,IF(ISBLANK('New Questions'!G69),0,1/+'New Questions'!G69)) | =+'New Questions'!I69/100 | =IF(E122 =0,0,1/D122)
heat source 2 |  | =IF(E123 =0,0,IF(ISBLANK('New Questions'!H70),0,IF('New Questions'!H70 ="electricity",VLOOKUP('New Questions'!$F$9,'CO2'!$C$4:$F$188,4,FALSE),VLOOKUP('New Questions'!H70,'CO2'!$H$17:$I$40,2,FALSE)))) | =IF(E123 =0,0,IF(ISBLANK('New Questions'!G70),0,1/+'New Questions'!G70)) | =+'New Questions'!I70/100 | =IF(E123 =0,0,1/D123)
heat source 3 |  | =IF(E124 =0,0,IF(ISBLANK('New Questions'!H71),0,IF('New Questions'!H71 ="electricity",VLOOKUP('New Questions'!$F$9,'CO2'!$C$4:$F$188,4,FALSE),VLOOKUP('New Questions'!H71,'CO2'!$H$17:$I$40,2,FALSE)))) | =IF(E124 =0,0,IF(ISBLANK('New Questions'!G71),0,1/+'New Questions'!G71)) | =+'New Questions'!I71/100 | =IF(E124 =0,0,1/D124)
heat source 4 |  | =IF(E125 =0,0,IF(ISBLANK('New Questions'!H72),0,IF('New Questions'!H72 ="electricity",VLOOKUP('New Questions'!$F$9,'CO2'!$C$4:$F$188,4,FALSE),VLOOKUP('New Questions'!H72,'CO2'!$H$17:$I$40,2,FALSE)))) | =IF(E125 =0,0,IF(ISBLANK('New Questions'!G72),0,1/+'New Questions'!G72)) | =+'New Questions'!I72/100 | =IF(E125 =0,0,1/D125)
heat source 5 |  | =IF(E126 =0,0,IF(ISBLANK('New Questions'!H73),0,IF('New Questions'!H73 ="electricity",VLOOKUP('New Questions'!$F$9,'CO2'!$C$4:$F$188,4,FALSE),VLOOKUP('New Questions'!H73,'CO2'!$H$17:$I$40,2,FALSE)))) | =IF(E126 =0,0,IF(ISBLANK('New Questions'!G73),0,1/+'New Questions'!G73)) | =+'New Questions'!I73/100 | =IF(E126 =0,0,1/D126)
heat source 6 |  | =IF(E127 =0,0,IF(ISBLANK('New Questions'!H74),0,IF('New Questions'!H74 ="electricity",VLOOKUP('New Questions'!$F$9,'CO2'!$C$4:$F$188,4,FALSE),VLOOKUP('New Questions'!H74,'CO2'!$H$17:$I$40,2,FALSE)))) | =IF(E127 =0,0,IF(ISBLANK('New Questions'!G74),0,1/+'New Questions'!G74)) | =+'New Questions'!I74/100 | =IF(E127 =0,0,1/D127)
|  | CO2/kWh | 1/efficiency | % | efficiency
cooling source 1 |  | =IF(E132 =0,0,IF(ISBLANK('New Questions'!H79),0,IF('New Questions'!H79 ="electricity",VLOOKUP('New Questions'!$F$9,'CO2'!$C$4:$F$188,4,FALSE),VLOOKUP('New Questions'!H79,'CO2'!$H$17:$I$41,2,FALSE)))) | =IF(E132 =0,0,IF(ISBLANK('New Questions'!G79),0,1/+'New Questions'!G79)) | =+'New Questions'!I79/100 | =IF(E132 =0,0,1/D132)
cooling source 2 |  | =IF(E133 =0,0,IF(ISBLANK('New Questions'!H80),0,IF('New Questions'!H80 ="electricity",VLOOKUP('New Questions'!$F$9,'CO2'!$C$4:$F$188,4,FALSE),VLOOKUP('New Questions'!H80,'CO2'!$H$17:$I$41,2,FALSE)))) | =IF(E133 =0,0,IF(ISBLANK('New Questions'!G80),0,1/+'New Questions'!G80)) | =+'New Questions'!I80/100 | =IF(E133 =0,0,1/D133)
cooling source 3 |  | =IF(E134 =0,0,IF(ISBLANK('New Questions'!H81),0,IF('New Questions'!H81 ="electricity",VLOOKUP('New Questions'!$F$9,'CO2'!$C$4:$F$188,4,FALSE),VLOOKUP('New Questions'!H81,'CO2'!$H$17:$I$41,2,FALSE)))) | =IF(E134 =0,0,IF(ISBLANK('New Questions'!G81),0,1/+'New Questions'!G81)) | =+'New Questions'!I81/100 | =IF(E134 =0,0,1/D134)
cooling source 4 |  | =IF(E135 =0,0,IF(ISBLANK('New Questions'!H82),0,IF('New Questions'!H82 ="electricity",VLOOKUP('New Questions'!$F$9,'CO2'!$C$4:$F$188,4,FALSE),VLOOKUP('New Questions'!H82,'CO2'!$H$17:$I$41,2,FALSE)))) | =IF(E135 =0,0,IF(ISBLANK('New Questions'!G82),0,1/+'New Questions'!G82)) | =+'New Questions'!I82/100 | =IF(E135 =0,0,1/D135)
cooling source 5 |  | =IF(E136 =0,0,IF(ISBLANK('New Questions'!H83),0,IF('New Questions'!H83 ="electricity",VLOOKUP('New Questions'!$F$9,'CO2'!$C$4:$F$188,4,FALSE),VLOOKUP('New Questions'!H83,'CO2'!$H$17:$I$41,2,FALSE)))) | =IF(E136 =0,0,IF(ISBLANK('New Questions'!G83),0,1/+'New Questions'!G83)) | =+'New Questions'!I83/100 | =IF(E136 =0,0,1/D136)
cooling source 6 |  | =IF(E137 =0,0,IF(ISBLANK('New Questions'!H84),0,IF('New Questions'!H84 ="electricity",VLOOKUP('New Questions'!$F$9,'CO2'!$C$4:$F$188,4,FALSE),VLOOKUP('New Questions'!H84,'CO2'!$H$17:$I$41,2,FALSE)))) | =IF(E137 =0,0,IF(ISBLANK('New Questions'!G84),0,1/+'New Questions'!G84)) | =+'New Questions'!I84/100 | =IF(E137 =0,0,1/D137)
Actual
| What is the % of floorarea fitted with LED lamps? | =+'New Questions'!$F$87/100 | =+C146 |  | =+'Lookup tables'!H$18 |  | LED lamp
| What % of LED lamps are fitted with local controls which increase power input as the light output reduces over time? | =IF(+'New Questions'!$F88 =0,1,'New Questions'!$F88/100) |  | 15% | =(1+C147*E147)*F146 | =+D146*F147 | LED with power input controls
| What is the % of floorarea fitted with compact flourescent lamps? | =+'New Questions'!F89/100 | =+C148*(1-C149) |  | =+'Lookup tables'!H$19 | =+D148*F148 | Compact fluorescent lamp with diffuser
| What is the % of compact flourescent lamps have diffusers or shades fitted? | =IF(+'New Questions'!$F90 =0,1,'New Questions'!$F90/100) | =+C148*C149 |  | =+'Lookup tables'!H$20 | =+D149*F149 | Compact fluorescent lamp without diffuser
| What is the % of floorarea fitted with tungsten halogen lamps? | =+'New Questions'!$F$91/100 | =+C150*(1-C151) |  | =+'Lookup tables'!H$21 | =+D150*F150 | Tungsten halogen lamp with diffuser
| What is the % of tungsten halogen lamps have diffusers or shades fitted? | =IF(+'New Questions'!$F92 =0,1,'New Questions'!$F92/100) | =+C150*C151 |  | =+'Lookup tables'!H$22 | =+D151*F151 | Tungsten halogen lamp without diffuser
| What is the % of floorarea fitted with incandescent lamps? | =+'New Questions'!$F$93/100 | =+C152*(1-C153) |  | =+'Lookup tables'!H$23 | =+D152*F152 | Incandescent lamp lamp with diffuser
| What is the % of incandescent lamps have diffusers or shades fitted? | =IF(+'New Questions'!$F94 =0,1,'New Questions'!$F94/100) | =+C152*C153 |  | =+'Lookup tables'!H$24 | =+D153*F153 | Incandescent lamp lamp without diffuser
| What is the % of floorarea fitted with T12 fluorescent tubes? | =+'New Questions'!$F$95/100 | =+C154*(1-C155) |  | =+'Lookup tables'!H$25 | =+D154*F154 | T12 fluorescent tube lamp with diffuser
| What is the % of T12 fluorescent tubes have diffusers or shades fitted? | =IF(+'New Questions'!$F96 =0,1,'New Questions'!$F96/100) | =+C154*C155 |  | =+'Lookup tables'!H$26 | =+D155*F155 | T12 fluorescent tube lamp without diffuser
| What is the % of floorarea fitted with T8 fluorescent tubes? | =(1-C146-C148-C150-C152-C154-C158-C162) | =+C156*(1-C157) |  | =+'Lookup tables'!H$27 | =+D156*F156 | T8 fluorescent tube lamp with diffuser
| What is the % of T8 fluorescent tubes have diffusers or shades fitted? | =IF(+'New Questions'!$F98 =0,1,'New Questions'!$F98/100) | =+C156*C157 |  | =+'Lookup tables'!H$28 | =+D157*F157 | T8 fluorescent tube lamp without diffuser
| What is the % of floorarea fitted with T5 fluorescent tubes? | =+'New Questions'!$F$99/100 | =+C158*(1-C159) |  | =+'Lookup tables'!H$29 | =+D158*F158 | T5 fluorescent tube lamp with diffuser
| What is the % of T5 fluorescent tubes have diffusers or shades fitted? | =IF(+'New Questions'!$F100 =0,1,'New Questions'!$F100/100) | =+C158*C159 |  | =+'Lookup tables'!H$30 | =+D159*F159 | T5 fluorescent tube lamp without diffuser
| What is % of fluorsecent tubes are fitted with local controls which increase power input as light output reduce over time? | =+'New Questions'!$F$101/100 |  | 8% |  | =SUM(G154:G159)*(1+E160) | all fluorescent tubes with power input controls
| What is % of fluorsecent tubes are fitted with high frequency ballasts? | =+'New Questions'!$F$102/100 |  | 20% |  | =+G160*(1+E161*C161) | all fluorescent tubes with power input controls and high frequency ballasts
| What is the % of floorarea fitted with metal halide lamps? | =+'New Questions'!$F$103/100 | =+C162*(1-C163) |  | =+'Lookup tables'!H$31 | =+D162*F162 | Metal halide lamp with diffuser
| What is the % of metal halide lamps have diffusers or shades fitted? | =IF(+'New Questions'!$F104 =0,1,'New Questions'!$F104/100) | =+C162*C163 |  | =+'Lookup tables'!H$32 | =+D163*F163 | Metal halide lamp without diffuser
[6 empty] | =+G147+G148+G149+G150+G151+G152+G153+G161+G162+G163 | Average efficacy
| What % of floor area is daylit | =+'New Questions'!$F$106/100
| What % of daylit space is fitted with dimmable photoelectric controls? | =+'New Questions'!$F$107/100 | =+C166*C165 | 15% | =+E166*D166
| What % of daylit space is fitted with photoelectric switching controls? | =+'New Questions'!$F$108/100 | =+C167*C165 | 25% | =+E167*D167
| What % of the floor area is occassionally occupied | =+'New Questions'!$F$110/100
| What % of occasionally occupied space is fitted with auto off (manual on) presence detection? | =+'New Questions'!$F$111/100 | =+C170*C169 | 15% | =+E170*D170
| What % of occasionally occupied space is fitted with auto on (manual off) presence detection? | =+'New Questions'!$F$112/100 | =+C171*C169 | 10% | =+E171*D171
[6 empty] | =+F166+F167+F170+F171 | % control savings
[6 empty] | =+G164*(1+G172) | Average efficacy including control savings
Standard
| What is the % of floorarea fitted with LED lamps? | =+'New Questions'!$G$87/100 | =+C178 |  | =+'Lookup tables'!H$18 |  | LED lamp
| What % of LED lamps are fitted with local controls which increase power input as the light output reduces over time? | =+'New Questions'!$G$88/100 |  | 15% | =(1+C179*E179)*F178 | =+D178*F179 | LED with power input controls
| What is the % of floorarea fitted with compact flourescent lamps? | =+'New Questions'!$G$89/100 | =+C180*(1-C181) |  | =+'Lookup tables'!H$19 | =+D180*F180 | Compact fluorescent lamp with diffuser
| What is the % of compact flourescent lamps have diffusers or shades fitted? | =+'New Questions'!$G$90/100 | =+C180*C181 |  | =+'Lookup tables'!H$20 | =+D181*F181 | Compact fluorescent lamp without diffuser
| What is the % of floorarea fitted with tungsten halogen lamps? | =+'New Questions'!$G$91/100 | =+C182*(1-C183) |  | =+'Lookup tables'!H$21 | =+D182*F182 | Tungsten halogen lamp with diffuser
| What is the % of tungsten halogen lamps have diffusers or shades fitted? | =+'New Questions'!$G$92/100 | =+C182*C183 |  | =+'Lookup tables'!H$22 | =+D183*F183 | Tungsten halogen lamp without diffuser
| What is the % of floorarea fitted with incandescent lamps? | =+'New Questions'!$G$93/100 | =+C184*(1-C185) |  | =+'Lookup tables'!H$23 | =+D184*F184 | Incandescent lamp lamp with diffuser
| What is the % of incandescent lamps have diffusers or shades fitted? | =+'New Questions'!$G$94/100 | =+C184*C185 |  | =+'Lookup tables'!H$24 | =+D185*F185 | Incandescent lamp lamp without diffuser
| What is the % of floorarea fitted with T12 fluorescent tubes? | =+'New Questions'!$G$95/100 | =+C186*(1-C187) |  | =+'Lookup tables'!H$25 | =+D186*F186 | T12 fluorescent tube lamp with diffuser
| What is the % of T12 fluorescent tubes have diffusers or shades fitted? | =+'New Questions'!$G$96/100 | =+C186*C187 |  | =+'Lookup tables'!H$26 | =+D187*F187 | T12 fluorescent tube lamp without diffuser
| What is the % of floorarea fitted with T8 fluorescent tubes? | =+'New Questions'!$G$97/100 | =+C188*(1-C189) |  | =+'Lookup tables'!H$27 | =+D188*F188 | T8 fluorescent tube lamp with diffuser
| What is the % of T8 fluorescent tubes have diffusers or shades fitted? | =+'New Questions'!$G$98/100 | =+C188*C189 |  | =+'Lookup tables'!H$28 | =+D189*F189 | T8 fluorescent tube lamp without diffuser
| What is the % of floorarea fitted with T5 fluorescent tubes? | =+'New Questions'!$G$99/100 | =+C190*(1-C191) |  | =+'Lookup tables'!H$29 | =+D190*F190 | T5 fluorescent tube lamp with diffuser
| What is the % of T5 fluorescent tubes have diffusers or shades fitted? | =+'New Questions'!$G$100/100 | =+C190*C191 |  | =+'Lookup tables'!H$30 | =+D191*F191 | T5 fluorescent tube lamp without diffuser
| What is % of fluorsecent tubes are fitted with local controls which increase power input as light output reduce over time? | =+'New Questions'!$G$101/100 |  | 8% |  | =SUM(G186:G191)*(1+E192) | all fluorescent tubes with power input controls
| What is % of fluorsecent tubes are fitted with high frequency ballasts? | =+'New Questions'!$G$102/100 |  | 20% |  | =+G192*(1+E193*C193) | all fluorescent tubes with power input controls and high frequency ballasts
| What is the % of floorarea fitted with metal halide lamps? | =+'New Questions'!$G$103/100 | =+C194*(1-C195) |  | =+'Lookup tables'!H$31 | =+D194*F194 | Metal halide lamp with diffuser
| What is the % of metal halide lamps have diffusers or shades fitted? | =+'New Questions'!$G$104/100 | =+C194*C195 |  | =+'Lookup tables'!H$32 | =+D195*F195 | Metal halide lamp without diffuser
[6 empty] | =+G179+G180+G181+G182+G183+G184+G185+G193+G194+G195 | Average efficacy
| What % of floor area is daylit | =+'New Questions'!$G$106/100
| What % of daylit space is fitted with dimmable photoelectric controls? | =+'New Questions'!$G$107/100 | =+C198*C197 | 15% | =+E198*D198
| What % of daylit space is fitted with photoelectric switching controls? | =+'New Questions'!$G$108/100 | =+C199*C197 | 25% | =+E199*D199
| What % of the floor area is occassionally occupied | =+'New Questions'!$G$110/100
| What % of occasionally occupied space is fitted with auto off (manual on) presence detection? | =+'New Questions'!$G$111/100 | =+C202*C201 | 15% | =+E202*D202
| What % of occasionally occupied space is fitted with auto on (manual off) presence detection? | =+'New Questions'!$G$112/100 | =+C203*C201 | 10% | =+E203*D203
[6 empty] | =+F198+F199+F202+F203 | % control savings
[6 empty] | =+G196*(1+G204) | Average efficacy including control savings
Best Practice
| What is the % of floorarea fitted with LED lamps? | =+'New Questions'!$H$87/100 | =+C210 |  | =+'Lookup tables'!H$18 |  | LED lamp
| What % of LED lamps are fitted with local controls which increase power input as the light output reduces over time? | =+'New Questions'!$H$88/100 |  | 15% | =(1+C211*E211)*F210 | =+D210*F211 | LED with power input controls
| What is the % of floorarea fitted with compact flourescent lamps? | =+'New Questions'!$H$89/100 | =+C212*(1-C213) |  | =+'Lookup tables'!H$19 | =+D212*F212 | Compact fluorescent lamp with diffuser
| What is the % of compact flourescent lamps have diffusers or shades fitted? | =+'New Questions'!$H$90/100 | =+C212*C213 |  | =+'Lookup tables'!H$20 | =+D213*F213 | Compact fluorescent lamp without diffuser
| What is the % of floorarea fitted with tungsten halogen lamps? | =+'New Questions'!$H$91/100 | =+C214*(1-C215) |  | =+'Lookup tables'!H$21 | =+D214*F214 | Tungsten halogen lamp with diffuser
| What is the % of tungsten halogen lamps have diffusers or shades fitted? | =+'New Questions'!$H$92/100 | =+C214*C215 |  | =+'Lookup tables'!H$22 | =+D215*F215 | Tungsten halogen lamp without diffuser
| What is the % of floorarea fitted with incandescent lamps? | =+'New Questions'!$H$93/100 | =+C216*(1-C217) |  | =+'Lookup tables'!H$23 | =+D216*F216 | Incandescent lamp lamp with diffuser
| What is the % of incandescent lamps have diffusers or shades fitted? | =+'New Questions'!$H$94/100 | =+C216*C217 |  | =+'Lookup tables'!H$24 | =+D217*F217 | Incandescent lamp lamp without diffuser
| What is the % of floorarea fitted with T12 fluorescent tubes? | =+'New Questions'!$H$95/100 | =+C218*(1-C219) |  | =+'Lookup tables'!H$25 | =+D218*F218 | T12 fluorescent tube lamp with diffuser
| What is the % of T12 fluorescent tubes have diffusers or shades fitted? | =+'New Questions'!$H$96/100 | =+C218*C219 |  | =+'Lookup tables'!H$26 | =+D219*F219 | T12 fluorescent tube lamp without diffuser
| What is the % of floorarea fitted with T8 fluorescent tubes? | =+'New Questions'!$H$97/100 | =+C220*(1-C221) |  | =+'Lookup tables'!H$27 | =+D220*F220 | T8 fluorescent tube lamp with diffuser
| What is the % of T8 fluorescent tubes have diffusers or shades fitted? | =+'New Questions'!$H$98/100 | =+C220*C221 |  | =+'Lookup tables'!H$28 | =+D221*F221 | T8 fluorescent tube lamp without diffuser
| What is the % of floorarea fitted with T5 fluorescent tubes? | =+'New Questions'!$H$99/100 | =+C222*(1-C223) |  | =+'Lookup tables'!H$29 | =+D222*F222 | T5 fluorescent tube lamp with diffuser
| What is the % of T5 fluorescent tubes have diffusers or shades fitted? | =+'New Questions'!$H$100/100 | =+C222*C223 |  | =+'Lookup tables'!H$30 | =+D223*F223 | T5 fluorescent tube lamp without diffuser
| What is % of fluorsecent tubes are fitted with local controls which increase power input as light output reduce over time? | =+'New Questions'!$H$101/100 |  | 8% |  | =SUM(G218:G223)*(1+E224) | all fluorescent tubes with power input controls
| What is % of fluorsecent tubes are fitted with high frequency ballasts? | =+'New Questions'!$H$102/100 |  | 20% |  | =+G224*(1+E225*C225) | all fluorescent tubes with power input controls and high frequency ballasts
| What is the % of floorarea fitted with metal halide lamps? | =+'New Questions'!$H$103/100 | =+C226*(1-C227) |  | =+'Lookup tables'!H$31 | =+D226*F226 | Metal halide lamp with diffuser
| What is the % of metal halide lamps have diffusers or shades fitted? | =+'New Questions'!$H$104/100 | =+C226*C227 |  | =+'Lookup tables'!H$32 | =+D227*F227 | Metal halide lamp without diffuser
[6 empty] | =+G211+G212+G213+G214+G215+G216+G217+G225+G226+G227 | Average efficacy
| What % of floor area is daylit | =+'New Questions'!$H$106/100
| What % of daylit space is fitted with dimmable photoelectric controls? | =+'New Questions'!$H$107/100 | =+C230*C229 | 15% | =+E230*D230
| What % of daylit space is fitted with photoelectric switching controls? | =+'New Questions'!$H$108/100 | =+C231*C229 | 25% | =+E231*D231
| What % of the floor area is occassionally occupied | =+'New Questions'!$H$110/100
| What % of occasionally occupied space is fitted with auto off (manual on) presence detection? | =+'New Questions'!$H$111/100 | =+C234*C233 | 15% | =+E234*D234
| What % of occasionally occupied space is fitted with auto on (manual off) presence detection? | =+'New Questions'!$H$112/100 | =+C235*C233 | 10% | =+E235*D235
[6 empty] | =+F230+F231+F234+F235 | % control savings
[6 empty] | =+G228*(1+G236) | Average efficacy including control savings

## Sheet4 (hidden)
| Building and component age | Year | Q No.
| Year built | 2018 | 1 |  |  | Recent change |  | Fixed
| heating system replaced | 2018 | 26 |  |  |  |  | Calculated
| cooling system replaced | 2018 | 33 |  |  |  |  | General
| ventilation system replaced | 2018 | 36 |  |  |  |  | Fabric |  |  |  | floor area | 28 | 28
| windows replaced | 2018 | 18 |  |  |  |  | Heating |  |  |  | height | 14 | 2
[8 empty] | Cooling |  |  |  | width | 2 | 14
| Fabric and dimensions (Actual and Best practice) | m2 | Actual u value | Best practice U value | Q No. |  |  | Ventilation |  |  |  | depth | 2 | 2
| Asset Floor area | 104335 |  |  | 4 |  |  | Hot water |  |  |  | volume if a square | 56 | 56
| External wall | 40188.2963 | 0.2 | 0.2 | 7 |  |  | District heating |  |  |  | crickly volume | 28 | 28
| Roof | 33490.2469 | 0.2 | 0.2 | 8 |  |  | District cooling |  |  |  | external area | 116 | 92
| Windows | 26792.1975 | 0.7 | 0.7 | 9 |  |  | Lighting
33490.2469
| Asset internal volume | 412187.6543 |  |  | 15
128
128
| Fabric and dimensions (standard) | std m2 | Standard U value |  | Q No.
| Asset Floor area | 104335 |  |  | 4 | [5 empty] | 128
| External wall | 40188.2963 | 0.625 |  | 7 | [5 empty] | 4*4
| Roof | 33490.2469 | 0.5 |  | 8
| Windows | 26792.1975 | 2.32 |  | 9
Ground floor
| Asset internal volume | 412187.6543 |  |  | 15
|  | Credit Score = | 39
| Component/subcomponent | Actual value | Standard Value | Best practice value | Actual improvement | Potential improvement | % Potential improvement | % contribution to potential improvement | Carbon saving potential kgCO2eq/m2
| heat generator efficiency | 4 | 70% | 4
| overall heat generation efficieny incl heat recovery | 0.15 | 1.4286 | 0.15 | 0.105 | 1 | 0 | 0 | 0
↓ | equipment gains | 3.7745 | 3.7745 | 3.7745 |  |  |  | 0 | 0
↓ | lighting gains | 12.0199 | 29.9383 | 29.9383 |  |  |  | 0 | 0
61.12% | equipment and lighting gains | 15.7944 | 33.7127 | 33.7127 | 0.4685 | 2.1345 |  | 0 | 0 | ↓
22.88% | people gain | 10 | 10 | 10 | 1 | 1 |  | 0 | 0 | ↓
| average g value | 0.3 | 0.5 | 0.3 |  |  |  | 0 | 0 | ↓
16% | solar gains | 8037.6593 | 13396.0988 | 8037.6593 | 0.6 | 1 | -0.40948 | 0.69343 | 0.7926 | ↓
| total internal gains heating season |  |  |  | 0.61113 | 1.6934 |  | 0 | 0 | =
↓ | Air changes per hour (infiltration + ventilation) | 0.25 | 1 | 0.25 |  | 1 |  | 0 | 0
inc overall heat gen efficiency | heat recovery % | 40% | 0% | 40% |  |  |  | 0 | 0
= ↓ | infiltration heat loss | 35345.0914 | 141380.3654 | 35345.0914 |  | 1 | 0 | 0 | 0
| average u value | [6 empty] | 0 | 0
↓ | heat loss through fabric | 33490.2469 | 104020.7069 | 33490.2469 |  | 1 | 0 | 0 | 0
= | Total fabric heat loss | 68835.3383 | 245401.0723 | 68835.3383 | 0.2805 | 1 |  | 0 | 0
| Net change in heat gains |  |  |  | 0.66937 | 0.30657 |  | 0 | 0
| heat generation and heat demand improvement |  |  |  | 0.070284 | 0.30657 |  | 0 | 0
| distribution heat loss | 0% | 10% | 0% | -10% | 0% | 0% | 0 | 0
| Heating improvement factor |  |  |  | 0.063256 | 0.30657 | 0.69343 | 0.69343
| Cooling generator efficiency | 4.5 | 2.5 | 4.5 |  |  |  |  | 0
| cooling fuel factor | #N/A | #N/A | #N/A |  |  |  |  | 0
| overall generation efficiency | 0.22222 | 0.4 | 0.22222 | 0.55556 | 1 | 0 | 0 | 0
↓ | equipment gains | 3.7745 | 3.7745 | 3.7745 |  |  |  | 0 | 0
↓ | lighting gains | 12.0199 | 29.9383 | 29.9383 |  |  |  | 0 | 0
37.12% | equipment and lighting gains | 15.7944 | 33.7127 | 33.7127 | 0.4685 | 2.1345 |  | 0 | 0 | ↓
22.88% | people gain | 10 | 10 | 10 | 1 | 1 |  | 0 | 0 | ↓
| average g value | 0.3 | 0.5 | 0.3 |  |  |  | 0 | 0 | ↓
| solar gains | 8037.6593 | 13396.0988 | 8037.6593 |  | 1 | 1 |  | 0 | ↓
| shading factor | 1 | 1 | 0.5 |  | 0.5 | 0.5 |  | 0 | ↓
40% | solar gains incl shading factor | 8037.6593 | 13396.0988 | 4018.8296 | 0.6 | 0.5 | 0.5 | 0.30529 | 0.16405 | ↓
| total internal gains cooling season |  |  |  | 0.64269 | 1.2212 |  | 0 | 0 | =
Not used anymore | Air changes per hour | 0.25 | 1 | 0.25 |  |  |  | 0 | 0
Not used anymore | infiltration heat gain | 35345.0914 | 141380.3654 | 35345.0914 |  |  |  | 0 | 0
Not used anymore | average external u-value | 0 | 0 | 0 |  |  |  | 0 | 0
Not used anymore | heat loss through fabric | 33490.2469 | 104020.7069 | 33490.2469 |  |  |  | 0 | 0
↓ | Total fabric heat loss | 68835.3383 | 245401.0723 | 68835.3383 |  |  |  | 0 | 0
| Net change in heat gains |  |  |  | 0.64269 | -0.22116 |  | 0 | 0
| cooling generation and heat demand change |  |  |  | 0.35705 | -0.22116 |  | 0 | 0
| % free cooling |  |  |  | 0% | 0% | 0% | 0 | 0
| distribution cooling loss | 0% | 10% | 0% | -10% | 0% | 0% | 0 | 0
| Cooling improvement factor |  |  |  | 0.32134 | -0.22116 | 1.2212 | 0.30529
no | Lighting improvement factor | 85.9625 | 34.513 | 85.9625 | 0.40149 | 1 | 0 | 0 | 0
| specific fan power improvement | 1 | 3 | 1 |  |  | 1 | 0.25882 | 0
| Fan VSD | 0.6 | 1 | 0.6 |  |  | 1 | 0.25882 | 0
| ductwork leakage | 0.95 | 0.85 | 0.95 |  |  | 1 | 0.25882 | 0
| Mechanical ventilation improvement factor | 0.57 | 2.55 | 0.57 | 0.22353 | 0.22353 | 0.77647 | 0.77647 | 0
| Pump VSD | 0.6 | 1 | 0.6 | 0.6 | 1
| heating distribution | 0.57 | 2.55 | 0.57 | 0.22353 | 1 | 0 | 0 | 0
| cooling distribution | 0.6 | 2.55 | 0.6 | 0.23529 | 1 | 0 | 0 | 0
| hot water generation efficiency | 4 | 1 | 4 | 0.25 | 1 |  |  | 0
hot water fuel factor
↓ | overall hot water generation efficieny | 0.25 | 1 | 0.25 | 0.25 | 1 | 0 | 0 | 0
[8 empty] | 0 | 0
↓ | distribution heat loss | 10% | 0% | 10% | 10% | 0% | 0% | 0 | 0
= | Hot water improvement factor |  |  |  | 0.275 | 1 | 0 | 0
|  | Actual | Standard | Best Practice
| What proportion of fluorescent lamps have high frequency ballasts? | 50 | 0 | 0 | 0.9 | 1 | 1
| Of all Internal lamps, what is the percentage of Compact Fluorescent type? | 0 | 0 | 0 | 0 | 0 | 0
| Of all Internal lamps, what is the percentage of Tungsten Halogen? | 0 | 0 | 0 | 0 | 0 | 0
| Of all Internal lamps, what is the percentage of Incandescent lamps? | 0 | 0 | 0 | 0 | 0 | 0
| Of all internal lamps, what is the percentage of T12 type? | 0 | 0 | 0 | 0 | 0 | 0
| Of all internal lamps, what is the percentage of T8 type? | 20 | 100 | 0 | 0.18 | 1 | 0
| Of all internal lamps, what is the percentage of T5 type? | 80 | 0 | 0 | 0.72 | 0 | 0
| Of all internal lamps, what is the percentage of LED lighting (with special design lighting control system)? | 0 | 0 | 100 | 0 | 0 | 1
| Of all internal lamps, what is the percentage of LED lighting (with typical lighting control system)? | 0 | 0 | 0 | 0 | 0 | 0
| Of all internal lamps, what is the percentage of metal halide type? | 0 | 0 | 0 | 0 | 0 | 0
| What percentage of the building floor area (not accessible to clients/customers) with access to daylight has fully functioning daylight sensors for lighting? | 50 | 0 | 100 | 0.8 | 1 | 0.8
| What percentage of the building floor area (not accessible to client/customers) has fully functioning occupancy sensors for lighting? | 50 | 0 | 100
| 0 |  |  |  | 0.13286 | 0.16667 | 0.1
|  | CO2/kwh heat | primary energy per kwh heat | % distribution losses | heat generation efficiency
| district heating | 0 | #N/A | 50% | 1
| district cooling | 0 | #N/A | 0.5 | 1
| PE kWh/Kwh | CO2/kWh | 1/efficiency | % | efficiency
heat source 1 | #N/A | 0 | 0 | 0 | 0 | C122:D122, F122:F127
heat source 2 | #N/A | 0 | 0 | 0 | 0
heat source 3 | #N/A | 0 | 0 | 0 | 0
heat source 4 | #N/A | 0 | 0 | 0 | 0
heat source 5 | #N/A | 0 | 0 | 0 | 0
heat source 6 | 0 | 0 | 0 | 0 | 0
| PE kWh/Kwh | CO2/kWh | 1/efficiency | % | efficiency
cooling source 1 | #N/A | 0 | 0 | 0 | 0
cooling source 2 | #N/A | 0 | 0 | 0 | 0
cooling source 3 | #N/A | 0 | 0 | 0 | 0
cooling source 4 | #N/A | 0 | 0 | 0 | 0
cooling source 5 | #N/A | 0 | 0 | 0 | 0
cooling source 6 | 0 | 0 | 0 | 0 | 0
Actual
| What is the % of floorarea fitted with LED lamps? | 100% | 100% |  | 65 |  | LED lamp
| What % of LED lamps are fitted with local controls which increase power input as the light output reduces over time? | 100% |  | 15% | 74.75 | 74.75 | LED with power input controls
| What is the % of floorarea fitted with compact flourescent lamps? | 0% | 0% |  | 15.6522 | 0 | Compact fluorescent lamp with diffuser
| What is the % of compact flourescent lamps have diffusers or shades fitted? | 100% | 0% |  | 26.087 | 0 | Compact fluorescent lamp without diffuser
| What is the % of floorarea fitted with tungsten halogen lamps? | 0% | 0% |  | 3.913 | 0 | Tungsten halogen lamp with diffuser
| What is the % of tungsten halogen lamps have diffusers or shades fitted? | 100% | 0% |  | 7.1739 | 0 | Tungsten halogen lamp without diffuser
| What is the % of floorarea fitted with incandescent lamps? | 0% | 0% |  | 2.6087 | 0 | Incandescent lamp lamp with diffuser
| What is the % of incandescent lamps have diffusers or shades fitted? | 100% | 0% |  | 4.3478 | 0 | Incandescent lamp lamp without diffuser
| What is the % of floorarea fitted with T12 fluorescent tubes? | 0% | 0% |  | 22.6087 | 0 | T12 fluorescent tube lamp with diffuser
| What is the % of T12 fluorescent tubes have diffusers or shades fitted? | 100% | 0% |  | 36.7391 | 0 | T12 fluorescent tube lamp without diffuser
| What is the % of floorarea fitted with T8 fluorescent tubes? | 0% | 0% |  | 24.3478 | 0 | T8 fluorescent tube lamp with diffuser
| What is the % of T8 fluorescent tubes have diffusers or shades fitted? | 100% | 0% |  | 39.5652 | 0 | T8 fluorescent tube lamp without diffuser
| What is the % of floorarea fitted with T5 fluorescent tubes? | 0% | 0% |  | 34.7826 | 0 | T5 fluorescent tube lamp with diffuser
| What is the % of T5 fluorescent tubes have diffusers or shades fitted? | 100% | 0% |  | 52.1739 | 0 | T5 fluorescent tube lamp without diffuser
| What is % of fluorsecent tubes are fitted with local controls which increase power input as light output reduce over time? | 0% |  | 8% |  | 0 | all fluorescent tubes with power input controls
| What is % of fluorsecent tubes are fitted with high frequency ballasts? | 0% |  | 20% |  | 0 | all fluorescent tubes with power input controls and high frequency ballasts
| What is the % of floorarea fitted with metal halide lamps? | 0% | 0% |  | 29.5652 | 0 | Metal halide lamp with diffuser
| What is the % of metal halide lamps have diffusers or shades fitted? | 100% | 0% |  | 51.7391 | 0 | Metal halide lamp without diffuser
[6 empty] | 74.75 | Average efficacy
| What % of floor area is daylit | 50%
| What % of daylit space is fitted with dimmable photoelectric controls? | 100% | 50% | 15% | 7.5%
| What % of daylit space is fitted with photoelectric switching controls? | 0% | 0% | 25% | 0%
| What % of the floor area is occassionally occupied | 50%
| What % of occasionally occupied space is fitted with auto off (manual on) presence detection? | 100% | 50% | 15% | 7.5%
| What % of occasionally occupied space is fitted with auto on (manual off) presence detection? | 0% | 0% | 10% | 0%
[6 empty] | 15% | % control savings
[6 empty] | 85.9625 | Average efficacy including control savings
Standard
| What is the % of floorarea fitted with LED lamps? | 0% | 0% |  | 65 |  | LED lamp
| What % of LED lamps are fitted with local controls which increase power input as the light output reduces over time? | 0% |  | 15% | 65 | 0 | LED with power input controls
| What is the % of floorarea fitted with compact flourescent lamps? | 0% | 0% |  | 15.6522 | 0 | Compact fluorescent lamp with diffuser
| What is the % of compact flourescent lamps have diffusers or shades fitted? | 0% | 0% |  | 26.087 | 0 | Compact fluorescent lamp without diffuser
| What is the % of floorarea fitted with tungsten halogen lamps? | 0% | 0% |  | 3.913 | 0 | Tungsten halogen lamp with diffuser
| What is the % of tungsten halogen lamps have diffusers or shades fitted? | 0% | 0% |  | 7.1739 | 0 | Tungsten halogen lamp without diffuser
| What is the % of floorarea fitted with incandescent lamps? | 0% | 0% |  | 2.6087 | 0 | Incandescent lamp lamp with diffuser
| What is the % of incandescent lamps have diffusers or shades fitted? | 0% | 0% |  | 4.3478 | 0 | Incandescent lamp lamp without diffuser
| What is the % of floorarea fitted with T12 fluorescent tubes? | 0% | 0% |  | 22.6087 | 0 | T12 fluorescent tube lamp with diffuser
| What is the % of T12 fluorescent tubes have diffusers or shades fitted? | 0% | 0% |  | 36.7391 | 0 | T12 fluorescent tube lamp without diffuser
| What is the % of floorarea fitted with T8 fluorescent tubes? | 100% | 50% |  | 24.3478 | 12.1739 | T8 fluorescent tube lamp with diffuser
| What is the % of T8 fluorescent tubes have diffusers or shades fitted? | 50% | 50% |  | 39.5652 | 19.7826 | T8 fluorescent tube lamp without diffuser
| What is the % of floorarea fitted with T5 fluorescent tubes? | 0% | 0% |  | 34.7826 | 0 | T5 fluorescent tube lamp with diffuser
| What is the % of T5 fluorescent tubes have diffusers or shades fitted? | 0% | 0% |  | 52.1739 | 0 | T5 fluorescent tube lamp without diffuser
| What is % of fluorsecent tubes are fitted with local controls which increase power input as light output reduce over time? | 0% |  | 8% |  | 34.513 | all fluorescent tubes with power input controls
| What is % of fluorsecent tubes are fitted with high frequency ballasts? | 0% |  | 20% |  | 34.513 | all fluorescent tubes with power input controls and high frequency ballasts
| What is the % of floorarea fitted with metal halide lamps? | 0% | 0% |  | 29.5652 | 0 | Metal halide lamp with diffuser
| What is the % of metal halide lamps have diffusers or shades fitted? | 0% | 0% |  | 51.7391 | 0 | Metal halide lamp without diffuser
[6 empty] | 34.513 | Average efficacy
| What % of floor area is daylit | 0%
| What % of daylit space is fitted with dimmable photoelectric controls? | 0% | 0% | 15% | 0%
| What % of daylit space is fitted with photoelectric switching controls? | 0% | 0% | 25% | 0%
| What % of the floor area is occassionally occupied | 0%
| What % of occasionally occupied space is fitted with auto off (manual on) presence detection? | 0% | 0% | 15% | 0%
| What % of occasionally occupied space is fitted with auto on (manual off) presence detection? | 0% | 0% | 10% | 0%
[6 empty] | 0% | % control savings
[6 empty] | 34.513 | Average efficacy including control savings
Best Practice
| What is the % of floorarea fitted with LED lamps? | 100% | 100% |  | 65 |  | LED lamp
| What % of LED lamps are fitted with local controls which increase power input as the light output reduces over time? | 100% |  | 15% | 74.75 | 74.75 | LED with power input controls
| What is the % of floorarea fitted with compact flourescent lamps? | 0% | 0% |  | 15.6522 | 0 | Compact fluorescent lamp with diffuser
| What is the % of compact flourescent lamps have diffusers or shades fitted? | 0% | 0% |  | 26.087 | 0 | Compact fluorescent lamp without diffuser
| What is the % of floorarea fitted with tungsten halogen lamps? | 0% | 0% |  | 3.913 | 0 | Tungsten halogen lamp with diffuser
| What is the % of tungsten halogen lamps have diffusers or shades fitted? | 0% | 0% |  | 7.1739 | 0 | Tungsten halogen lamp without diffuser
| What is the % of floorarea fitted with incandescent lamps? | 0% | 0% |  | 2.6087 | 0 | Incandescent lamp lamp with diffuser
| What is the % of incandescent lamps have diffusers or shades fitted? | 0% | 0% |  | 4.3478 | 0 | Incandescent lamp lamp without diffuser
| What is the % of floorarea fitted with T12 fluorescent tubes? | 0% | 0% |  | 22.6087 | 0 | T12 fluorescent tube lamp with diffuser
| What is the % of T12 fluorescent tubes have diffusers or shades fitted? | 0% | 0% |  | 36.7391 | 0 | T12 fluorescent tube lamp without diffuser
| What is the % of floorarea fitted with T8 fluorescent tubes? | 0% | 0% |  | 24.3478 | 0 | T8 fluorescent tube lamp with diffuser
| What is the % of T8 fluorescent tubes have diffusers or shades fitted? | 0% | 0% |  | 39.5652 | 0 | T8 fluorescent tube lamp without diffuser
| What is the % of floorarea fitted with T5 fluorescent tubes? | 0% | 0% |  | 34.7826 | 0 | T5 fluorescent tube lamp with diffuser
| What is the % of T5 fluorescent tubes have diffusers or shades fitted? | 0% | 0% |  | 52.1739 | 0 | T5 fluorescent tube lamp without diffuser
| What is % of fluorsecent tubes are fitted with local controls which increase power input as light output reduce over time? | 0% |  | 8% |  | 0 | all fluorescent tubes with power input controls
| What is % of fluorsecent tubes are fitted with high frequency ballasts? | 0% |  | 20% |  | 0 | all fluorescent tubes with power input controls and high frequency ballasts
| What is the % of floorarea fitted with metal halide lamps? | 0% | 0% |  | 29.5652 | 0 | Metal halide lamp with diffuser
| What is the % of metal halide lamps have diffusers or shades fitted? | 0% | 0% |  | 51.7391 | 0 | Metal halide lamp without diffuser
[6 empty] | 74.75 | Average efficacy
| What % of floor area is daylit | 50%
| What % of daylit space is fitted with dimmable photoelectric controls? | 100% | 50% | 15% | 7.5%
| What % of daylit space is fitted with photoelectric switching controls? | 0% | 0% | 25% | 0%
| What % of the floor area is occassionally occupied | 50%
| What % of occasionally occupied space is fitted with auto off (manual on) presence detection? | 100% | 50% | 15% | 7.5%
| What % of occasionally occupied space is fitted with auto on (manual off) presence detection? | 0% | 0% | 10% | 0%
[6 empty] | 15% | % control savings
[6 empty] | 85.9625 | Average efficacy including control savings

## V2.641 (hidden)
| Building and component age | Year | Q No.
| Year built | =+'New Questions'!F6 | 1 |  |  | Recent change |  | Fixed
| heating system replaced | =IF(+'New Questions'!F34 =0,C2,'New Questions'!F34) | 26 |  |  |  |  | Calculated
| cooling system replaced | =IF(+'New Questions'!F40 =0,C2,'New Questions'!F40) | 33 |  |  |  |  | General
| ventilation system replaced | =IF(+'New Questions'!F47 =0,C2,'New Questions'!F47) | 36 |  |  |  |  | Fabric |  |  |  | floor area | =+P6/2*P7*P8 | =+Q6/2*Q7*Q8
| windows replaced | =IF(+'New Questions'!F25 =0,C2,'New Questions'!F25) | 18 |  |  |  |  | Heating |  |  |  | height | 14 | 2
[8 empty] | Cooling |  |  |  | width | 2 | 14
| Fabric and dimensions (Actual and Best practice) | m2 | Actual u value | Best practice U value | Q No. |  |  | Ventilation |  |  |  | depth | 2 | 2
| Asset Floor area | =Q4_Conv |  |  | 4 |  |  | Hot water |  |  |  | volume if a square | =+P6*P7*P8 | =+Q6*Q7*Q8
| External wall | =IF(+'New Questions'!I18 =0,C19,'New Questions'!F18) | =IF('New Questions'!$F$14 =0,VLOOKUP('New Questions'!$F$6,'Lookup tables'!$K$125:$L$134,2,TRUE),'New Questions'!$F$14) | =+'New Questions'!H14 | 7 |  |  | District heating |  |  |  | crickly volume | =+P9/2 | =+Q9/2
| Roof | =IF(+'New Questions'!I19 =0,C20,'New Questions'!F19) | =IF('New Questions'!$F$15 =0,VLOOKUP('New Questions'!$F$6,'Lookup tables'!V125:W134,2,TRUE),'New Questions'!$F$15) | =+'New Questions'!H15 | 8 |  |  | District cooling |  |  |  | external area | =+P6*P7*2+P6*P8*2+P8*P7 | =+Q6*Q7*2+Q6*Q8*2+Q8*Q7
| Windows | =IF(+'New Questions'!I20 =0,C21,'New Questions'!F20) | =IF('New Questions'!$F$16 =0,VLOOKUP('New Questions'!$F$6,'Lookup tables'!AL125:AM134,2,TRUE),'New Questions'!$F$16) | =+'New Questions'!H16 | 9 |  |  | Lighting
=IF(+'New Questions'!I21 =0,C22,'New Questions'!F21)
| Asset internal volume | =IF(+'New Questions'!I22 =0,C23,'New Questions'!F22) |  |  | 15
=8*4*4
=4*8*4
| Fabric and dimensions (standard) | std m2 | Standard U value |  | Q No.
| Asset Floor area | =Q4_Std |  |  | 4 | [5 empty] | =8*4*4
| External wall | =+'New Questions'!G18 | =+'New Questions'!G14 |  | 7 | [5 empty] | 4*4
| Roof | =+'New Questions'!G19 | =+'New Questions'!G15 |  | 8
| Windows | =+'New Questions'!G20 | =+'New Questions'!G16 |  | 9
Ground floor
| Asset internal volume | =+'New Questions'!G22 |  |  | 15
|  | Credit Score = | =Credit_Score
| Component/subcomponent | Actual value | Standard Value | Best practice value | Actual improvement | Potential improvement | % Potential improvement | % contribution to potential improvement | Carbon saving potential kgCO2eq/m2
| heat generator efficiency | =IF('New Questions'!F28 ="no",'Improvement factors'!F115,IF(AND(+'New Questions'!F30 =0,+'New Questions'!F29 ="Heat Pump"),2.5,IF(+'New Questions'!F30 =0,0.7,'New Questions'!F30))) | =+'New Questions'!G30 | =+'New Questions'!H30
| overall heat generation efficieny incl heat recovery | =(1/C28)*(1-C39) | =(1/D28)*(1-D39) | =(1/E28)*(1-E39) | =+C30/D30 | =+E30/C30 | =1-G30 | =IF($H$47 =0,0,H30/SUM($H$30:$H$46)*$H$47) | =+I30*Outputs!$G$27
↓ | equipment gains | =+Outputs!F34 | =+C31 | =+D31 |  |  |  | =IF($H$47 =0,0,H31/SUM($H$30:$H$46)*$H$47) | =+I31*Outputs!$G$27
↓ | lighting gains | =+D32*F$70 | =Outputs!E31 | =+D32*G205/G237 |  |  |  | =IF($H$47 =0,0,H32/SUM($H$30:$H$46)*$H$47) | =+I32*Outputs!$G$27
=1-A34-A36 | equipment and lighting gains | =+C32+C31 | =+D32+D31 | =+E32+E31 | =+C33/D33 | =+E33/C33 |  | =IF($H$47 =0,0,H33/SUM($H$30:$H$46)*$H$47) | =+I33*Outputs!$G$27 | ↓
=+D34/(D33+D34) | people gain | =IF('New Questions'!F7 ="Residential",VLOOKUP('New Questions'!F8,'Lookup tables'!P56:Q120,2,FALSE),VLOOKUP('New Questions'!F7,'Lookup tables'!P56:Q120,2,FALSE)) | =+C34 | =+D34 | =+C34/D34 | =+E34/C34 |  | =IF($H$47 =0,0,H34/SUM($H$30:$H$46)*$H$47) | =+I34*Outputs!$G$27 | ↓
| average g value | =+C55 | =+'New Questions'!G23 | =+'New Questions'!H23 |  |  |  | =IF($H$47 =0,0,H35/SUM($H$30:$H$46)*$H$47) | =+I35*Outputs!$G$27 | ↓
16% | solar gains | =+C$12*C35 | =+C$21*D35 | =+C$12*E35 | =IF(C36/D36 =0,1,+C36/D36) | =IF(C36 =0,E36/D36,+E36/C36) | =+G36/G37*(1-G37) | =IF($H$47 =0,0,H36/SUM($H$30:$H$46)*$H$47) | =+I36*Outputs!$G$27 | ↓
| total internal gains heating season |  |  |  | =SUMPRODUCT(F33:F36,A33:A36) | =SUMPRODUCT(G33:G36,A33:A36) |  | =IF($H$47 =0,0,H37/SUM($H$30:$H$46)*$H$47) | =+I37*Outputs!$G$27 | =
↓ | Air changes per hour (infiltration + ventilation) | =IF(+'New Questions'!F26 =0,VLOOKUP(+C2,'Lookup tables'!C4:D13,2),'New Questions'!F26)/20 | ='New Questions'!G26/20 | ='New Questions'!H26/20 | =++C38/D38 | =+E38/C38 |  | =IF($H$47 =0,0,H38/SUM($H$30:$H$46)*$H$47) | =+I38*Outputs!$G$27
inc overall heat gen efficiency | heat recovery % | =IF(+'New Questions'!F45 ="no",0,IF(AND('New Questions'!F45 ="yes",'New Questions'!F46>0),'New Questions'!F46/100,0)) | =IF(+'New Questions'!G45 ="no",0,IF(AND('New Questions'!G45 ="yes",'New Questions'!G46>0),'New Questions'!G46/100,0.1)) | =IF(+'New Questions'!H45 ="no",0,IF(AND('New Questions'!H45 ="yes",'New Questions'!H46>0),'New Questions'!H46/100,0.1)) |  |  |  | =IF($H$47 =0,0,H39/SUM($H$30:$H$46)*$H$47) | =+I39*Outputs!$G$27
= ↓ | infiltration heat loss | =0.343*C38*C14 | =0.343*D38*C23 | =0.343*E38*C14 | =++C40/D40 | =+E40/C40 | =1-G40 | =IF($H$47 =0,0,H40/SUM($H$30:$H$46)*$H$47) | =+I40*Outputs!$G$27
| average u value | [6 empty] | =IF($H$47 =0,0,H41/SUM($H$30:$H$46)*$H$47) | =+I41*Outputs!$G$27
↓ | heat loss through fabric | =SUMPRODUCT(C10:C12,D10:D12) | =SUMPRODUCT(C19:C21,D19:D21) | =SUMPRODUCT(C10:C12,E10:E12) | =+C42/D42 | =IF(C42 =0,E42/D42,+E42/C42) | =1-G42 | =IF($H$47 =0,0,H42/SUM($H$30:$H$46)*$H$47) | =+I42*Outputs!$G$27
= | Total fabric heat loss | =+C42+C40 | =+D42+D40 | =+E42+E40 | =+C43/D43 | =+E43/C43 |  | =IF($H$47 =0,0,H43/SUM($H$30:$H$46)*$H$47) | =+I43*Outputs!$G$27
| Net change in heat gains |  |  |  | =1-((-1+F37)+(1-F43)) | =1-((-1+G37)+(1-G43)) |  | =IF($H$47 =0,0,H44/SUM($H$30:$H$46)*$H$47) | =+I44*Outputs!$G$27
| heat generation and heat demand improvement |  |  |  | =+F44*F30 | =+G44*G30 |  | =IF($H$47 =0,0,H45/SUM($H$30:$H$46)*$H$47) | =+I45*Outputs!$G$27
| distribution heat loss | =IF('New Questions'!F28 ="no",'Improvement factors'!E115,IF(+'New Questions'!F32 =0,10%,VLOOKUP(+'New Questions'!F32,'Lookup tables'!$C$47:$D$49,2,FALSE))) | =VLOOKUP(+'New Questions'!G32,'Lookup tables'!$C$47:$D$49,2,FALSE) | =VLOOKUP(+'New Questions'!H32,'Lookup tables'!$C$47:$D$49,2,FALSE) | =+C46-D46 | =+E46-C46 | =-G46 | =IF($H$47 =0,0,H46/SUM($H$30:$H$46)*$H$47) | =+I46*Outputs!$G$27
| Heating improvement factor |  |  |  | =+F45*(1+F46) | =+G45*(1+G46) | =1-G47 | =SUM(I30:I46)
| Cooling generator efficiency | =IF('New Questions'!F35 ="no",'Improvement factors'!F117,IF(+'New Questions'!F37 =0,VLOOKUP('Improvement factors'!$C$4,'Lookup tables'!$C$4:$G$13,5,TRUE),'New Questions'!F37)) | =IF(+'New Questions'!G37 =0,VLOOKUP('Improvement factors'!$C$4,'Lookup tables'!$C$4:$G$13,5,TRUE),'New Questions'!G37) | =IF(+'New Questions'!H37 =0,VLOOKUP('Improvement factors'!$C$4,'Lookup tables'!$C$4:$G$13,5,TRUE),'New Questions'!H37) |  |  |  |  | =+I48*Outputs!$G$28
| cooling fuel factor | =VLOOKUP("Electricity",'CO2'!$H$17:$J$38,3,FALSE) | =VLOOKUP("Electricity",'CO2'!$H$17:$J$38,3,FALSE) | =VLOOKUP("Electricity",'CO2'!$H$17:$J$38,3,FALSE) |  |  |  |  | =+I49*Outputs!$G$28
| overall generation efficiency | =(1/C48) | =(1/D48) | =(1/E48) | =+C50/D50 | =+E50/C50 | =1-G50 | =IF(SUM($H$48:$H$59) =0,0,H50/SUM($H$48:$H$64)*$H$69) | =+I50*Outputs!$G$28
↓ | =+B31 | =+C31 | =+C51 | =+D51 |  |  |  | =IF(SUM($H$48:$H$59) =0,0,H51/SUM($H$48:$H$64)*$H$69) | =+I51*Outputs!$G$28
↓ | =+B32 | =+D52*F$70 | =+Outputs!E31 | =+E32 |  |  |  | =IF(SUM($H$48:$H$59) =0,0,H52/SUM($H$48:$H$64)*$H$69) | =+I52*Outputs!$G$28
=1-A54-A58 | =+B33 | =+C52+C51 | =+D52+D51 | =+E52+E51 | =+C53/D53 | =+E53/C53 |  | =IF(SUM($H$48:$H$59) =0,0,H53/SUM($H$48:$H$64)*$H$69) | =+I53*Outputs!$G$28 | ↓
=+D54/(D53+D54) | =+B34 | =+C34 | =+D34 | =+E34 | =+C54/D54 | =+E54/C54 |  | =IF(SUM($H$48:$H$59) =0,0,H54/SUM($H$48:$H$64)*$H$69) | =+I54*Outputs!$G$28 | ↓
| =+B35 | =IF('New Questions'!$F$23 =0,VLOOKUP('New Questions'!$F$6,'Lookup tables'!$BM$125:$BN$134,2,TRUE),'New Questions'!$F$23) | =+'New Questions'!G23 | =+'New Questions'!H23 |  |  |  | =IF(SUM($H$48:$H$59) =0,0,H55/SUM($H$48:$H$64)*$H$69) | =+I55*Outputs!$G$28 | ↓
| =+B36 | =+C$12*C55*C57 | =+C$21*D55 | =+C$12*E55*E57 |  | =IF(C56 =0,E56/D56,+E56/C56) | =IF(H58 =0,(1-H58),+G56/H58*(1-H58)) | =IF(SUM($H$48:$H$59) =0,0,H56/SUM($H$48:$H$64)*$H$69) | =+I56*Outputs!$G$28 | ↓
| shading factor | =IF('New Questions'!F24 =0,'Lookup tables'!$K$20,VLOOKUP('New Questions'!F24,'Lookup tables'!$J$19:$K$20,2,FALSE)) | =IF('New Questions'!G24 =0,'Lookup tables'!$K$20,VLOOKUP('New Questions'!G24,'Lookup tables'!$J$19:$K$20,2,FALSE)) | =IF('New Questions'!H24 =0,'Lookup tables'!$K$20,VLOOKUP('New Questions'!H24,'Lookup tables'!$J$19:$K$20,2,FALSE)) |  | =+E57/C57 | =1-G57 | =IF(SUM($H$48:$H$59) =0,0,H57/SUM($H$48:$H$64)*$H$69) | =+I57*Outputs!$G$28 | ↓
40% | solar gains incl shading factor | =+C56*C57 | =+D56*D57 | =+E56*E57 | =IF(C58 =0,1,+C58/D58) | =IF(C58 =0,E58/D58,+E58/C58) | =1-G58 | =IF(SUM($H$48:$H$59) =0,0,H58/SUM($H$48:$H$64)*$H$69) | =+I58*Outputs!$G$28 | ↓
| total internal gains cooling season |  |  |  | =SUMPRODUCT(F53:F58,A53:A58) | =SUMPRODUCT(G53:G58,A53:A58) |  | =IF(SUM($H$48:$H$59) =0,0,H59/SUM($H$48:$H$64)*$H$69) | =+I59*Outputs!$G$28 | =
Not used anymore | Air changes per hour | =+C38 | =+D38 | =+E38 |  |  |  | =H60/SUM($H$30:$H$46)*$H$47 | =+I60*Outputs!$G$28
Not used anymore | infiltration heat gain | =+C60*C$14*0.343 | =+D60*C$23*0.343 | =+E60*C$14*0.343 |  |  |  | =H61/SUM($H$48:$H$64)*$H$69 | =+I61*Outputs!$G$28
Not used anymore | average external u-value | =+C41 | =+D41 | =+E41 |  |  |  | =H62/SUM($H$30:$H$46)*$H$47 | =+I62*Outputs!$G$28
Not used anymore | heat loss through fabric | =+C42 | =+D42 | =+E42 |  |  |  | =H63/SUM($H$30:$H$46)*$H$47 | =+I63*Outputs!$G$28
↓ | Total fabric heat loss | =+C63+C61 | =+D63+D61 | =+E63+E61 |  |  |  | =H64/SUM($H$30:$H$46)*$H$47 | =+I64*Outputs!$G$28
| Net change in heat gains |  |  |  | =1-((1-F59)) | =1-((1-G59)) |  | =IF(SUM($H$30:$H$46) =0,0,H65/SUM($H$30:$H$46)*$H$47) | =+I65*Outputs!$G$28
| cooling generation and heat demand change |  |  |  | =+F65*F50 | =+G65*G50 |  | =IF(SUM($H$30:$H$46) =0,0,H66/SUM($H$30:$H$46)*$H$47) | =+I66*Outputs!$G$28
| % free cooling |  |  |  | =+C67-D67 | =+C67-E67 | =-G67 | =IF(SUM($H$30:$H$46) =0,0,H67/SUM($H$30:$H$46)*$H$47) | =+I67*Outputs!$G$28
| distribution cooling loss | =IF('New Questions'!F35 ="no",'Improvement factors'!E117,IF(+'New Questions'!F38 =0,10%,VLOOKUP(+'New Questions'!F38,'Lookup tables'!$C$47:$D$49,2,FALSE))) | =VLOOKUP(+'New Questions'!G38,'Lookup tables'!$C$47:$D$49,2,FALSE) | =VLOOKUP(+'New Questions'!H38,'Lookup tables'!$C$47:$D$49,2,FALSE) | =+C68-D68 | =+E68-C68 | =-G68 | =IF(SUM($H$30:$H$46) =0,0,H68/SUM($H$30:$H$46)*$H$47) | =+I68*Outputs!$G$28
| Cooling improvement factor |  |  |  | =+F66*(1+F68) | =+G66*(1+G67)*(1+G68) | =1-G69 | =IF(SUM($H$30:$H$46) =0,0,H69/SUM($H$30:$H$46)*$H$47)
=+'New Questions'!F39 | Lighting improvement factor | =+G173 | =+G205 | =+G237 | =+D70/C70 | =+C70/E70 | =1-G70 | =+H70 | =+I70*Outputs!G46
| specific fan power improvement | =IF(+'New Questions'!F43 =0,D71,+'New Questions'!F43) | =+'New Questions'!G43 | =+'New Questions'!H43 |  |  | =1-G71 | =IF(SUM(H$71:H$73) =0,0,(+H71/SUM(H$71:H$73)*$H$74)) | =+I71*Outputs!$G$32
| Fan VSD | =1-(0.4*'New Questions'!F41/100) | =1-(0.4*'New Questions'!G41/100) | =1-(0.4*'New Questions'!H41/100) |  |  | =1-G72 | =IF(SUM(H$71:H$73) =0,0,(+H72/SUM(H$71:H$73)*$H$74)) | =+I72*Outputs!$G$32
| ductwork leakage | =IF('New Questions'!F44 ="Yes",VLOOKUP(MIN($C$3:$C$5),'Lookup tables'!$C$32:$E$43,2),VLOOKUP(MIN($C$3:$C$5),'Lookup tables'!$C$32:$E$43,3)) | =IF('New Questions'!G44 ="Yes",VLOOKUP(MIN($C$3:$C$5),'Lookup tables'!$C$32:$E$43,2),VLOOKUP(MIN($C$3:$C$5),'Lookup tables'!$C$32:$E$43,3)) | =IF('New Questions'!H44 ="Yes",VLOOKUP(MIN($C$3:$C$5),'Lookup tables'!$C$32:$E$43,2),VLOOKUP(MIN($C$3:$C$5),'Lookup tables'!$C$32:$E$43,3)) |  |  | =1-G73 | =IF(SUM(H$71:H$73) =0,0,(+H73/SUM(H$71:H$73)*$H$74)) | =+I73*Outputs!$G$32
| Mechanical ventilation improvement factor | =+C73*C72*C71 | =+D73*D72*D71 | =+E73*E72*E71 | =+C74/D74 | =+E74/C74 | =1-G74 | =SUM(I71:I73) | =SUM(J71:J73)
| Pump VSD | =1-(0.4*'New Questions'!F42/100) | =1-(0.4*'New Questions'!G42/100) | =1-(0.4*'New Questions'!H42/100) | =+C75/D75 | =+E75/C75
| heating distribution | =IF('New Questions'!F33 ="No",'Improvement factors'!C75,'Improvement factors'!C74) | =+D74 | =+E74 | =+C76/D76 | =+E76/C76 | =1-G76 | =+H76 | =I76*Outputs!G44
| cooling distribution | =IF('New Questions'!F39 ="no",'Improvement factors'!C75,'Improvement factors'!C74) | =+D76 | =+E75 | =+C77/D77 | =+E77/C77 | =1-G77 | =+H77 | =I77*Outputs!G45
| hot water generation efficiency | =IF(+'New Questions'!F48 ="no",'Improvement factors'!F115,IF(+'New Questions'!F52>0,'New Questions'!F52,IF(+'New Questions'!F51 ="Electricity",1,0.7))) | =+'New Questions'!G52 | =+'New Questions'!H52 | =+D78/C78 | =+C78/E78 |  |  | =+I78*Outputs!$G$33
hot water fuel factor
↓ | overall hot water generation efficieny | =1/C78 | =+(1/'New Questions'!G52) | =+(1/'New Questions'!H52) | =+C80/D80 | =+E80/C80 | =1-G80 | =IF(SUM(H$78:H$82) =0,0,(+H80/SUM(H$78:H$82)*$H$83)) | =+I80*Outputs!$G$33
[8 empty] | =IF((H$78:H$82) =0,0,(+H81/SUM(H$78:H$82)*$H$83)) | =+I81*Outputs!$G$33
↓ | distribution heat loss | =IF('New Questions'!F48 ="no",'Improvement factors'!E115,IF(+'New Questions'!F49 =0,10%,VLOOKUP(+'New Questions'!F49,'Lookup tables'!$C$47:$D$49,2,FALSE))) | =VLOOKUP(+'New Questions'!G49,'Lookup tables'!$C$47:$D$49,2,FALSE) | =VLOOKUP(+'New Questions'!H49,'Lookup tables'!$C$47:$D$49,2,FALSE) | =+C82-D82 | =+E82-C82 | =-G82 | =IF(SUM(H$78:H$82) =0,0,(+H82/SUM(H$78:H$82)*$H$83)) | =+I82*Outputs!$G$33
= | Hot water improvement factor |  |  |  | =(F80)*(1+F82) | =(G80)*(1+G82) | =1-G83 | =SUM(I78:I82)
|  | Actual | Standard | Best Practice
| =#N/A | =#N/A | =#N/A | =#N/A | =(+C96/100)/1.25+((1-C96/100)) | =(+D96/100)/1.25+((1-D96/100)) | =(+E96/100)/1.25+((1-E96/100))
| =#N/A | =#N/A | =#N/A | =#N/A | =+C97/100 | =+D97/100 | =+E97/100
| =#N/A | =#N/A | =#N/A | =#N/A | =+C98/100 | =+D98/100 | =+E98/100
| =#N/A | =#N/A | =#N/A | =#N/A | =+C99/100 | =+D99/100 | =+E99/100
| =#N/A | =#N/A | =#N/A | =#N/A | =+C100/100*F96 | =+D100/100*G96 | =+E100/100*H96
| =#N/A | =#N/A | =#N/A | =#N/A | =+C101/100*F96 | =+D101/100*G96 | =+E101/100*H96
| =#N/A | =#N/A | =#N/A | =#N/A | =+C102/100*F96 | =+D102/100*G96 | =+E102/100*H96
| =#N/A | =#N/A | =#N/A | =#N/A | =+C103/100 | =+D103/100 | =+E103/100
| =#N/A | =#N/A | =#N/A | =#N/A | =+C104/100 | =+D104/100 | =+E104/100
| =#N/A | =#N/A | =#N/A | =#N/A | =+C105/100 | =+D105/100 | =+E105/100
| =#N/A | =#N/A | =#N/A | =#N/A | =IF(((+C106+C107)/100)/1.25+((1-(C106+C107)/100))<0.8,0.8,((+C106+C107)/100)/1.25+((1-(C106+C107)/100))) | =IF(((+D106+D107)/100)/1.25+((1-(D106+D107)/100))<0.8,0.8,((+D106+D107)/100)/1.25+((1-(D106+D107)/100))) | =IF(((+E106+E107)/100)/1.25+((1-(E106+E107)/100))<0.8,0.8,((+E106+E107)/100)/1.25+((1-(E106+E107)/100)))
| =#N/A | =#N/A | =#N/A | =#N/A
| =#N/A |  |  |  | =#N/A | =#N/A | =#N/A
|  | CO2/kwh heat | primary energy per kwh heat | % distribution losses | heat generation efficiency
| district heating | =IF('New Questions'!F67 ="yes",(SUMPRODUCT(C122:C128,D122:D128,E122:E128))*(1+E115),(0.2025*(1+E115))) |  | =IF('New Questions'!F76 =0,'Lookup tables'!D49,'New Questions'!F76/100) | =IF(SUMPRODUCT(F122:F128,E122:E128) =0,1,SUMPRODUCT(F122:F128,E122:E128))
| district cooling | =IF('New Questions'!F77 ="yes",(SUMPRODUCT(C132:C138,D132:D138,E132:E138)*(1+E117)),(0.15*(1+E117))) |  | =IF(('New Questions'!F86) =0,'Lookup tables'!D49,'New Questions'!F86/100) | =IF(SUMPRODUCT(E132:E138,F132:F138) =0,1,SUMPRODUCT(E132:E138,F132:F138))
|  | CO2/kWh | 1/efficiency | % | efficiency
heat source 1 |  | =IF(E122 =0,0,IF(ISBLANK('New Questions'!H69),0,IF('New Questions'!H69 ="electricity",VLOOKUP('New Questions'!$F$9,'CO2'!$C$4:$F$188,4,FALSE),VLOOKUP('New Questions'!H69,'CO2'!$H$17:$I$40,2,FALSE)))) | =IF(E122 =0,0,IF(ISBLANK('New Questions'!G69),0,1/+'New Questions'!G69)) | =+'New Questions'!I69/100 | =IF(E122 =0,0,1/D122)
heat source 2 |  | =IF(E123 =0,0,IF(ISBLANK('New Questions'!H70),0,IF('New Questions'!H70 ="electricity",VLOOKUP('New Questions'!$F$9,'CO2'!$C$4:$F$188,4,FALSE),VLOOKUP('New Questions'!H70,'CO2'!$H$17:$I$40,2,FALSE)))) | =IF(E123 =0,0,IF(ISBLANK('New Questions'!G70),0,1/+'New Questions'!G70)) | =+'New Questions'!I70/100 | =IF(E123 =0,0,1/D123)
heat source 3 |  | =IF(E124 =0,0,IF(ISBLANK('New Questions'!H71),0,IF('New Questions'!H71 ="electricity",VLOOKUP('New Questions'!$F$9,'CO2'!$C$4:$F$188,4,FALSE),VLOOKUP('New Questions'!H71,'CO2'!$H$17:$I$40,2,FALSE)))) | =IF(E124 =0,0,IF(ISBLANK('New Questions'!G71),0,1/+'New Questions'!G71)) | =+'New Questions'!I71/100 | =IF(E124 =0,0,1/D124)
heat source 4 |  | =IF(E125 =0,0,IF(ISBLANK('New Questions'!H72),0,IF('New Questions'!H72 ="electricity",VLOOKUP('New Questions'!$F$9,'CO2'!$C$4:$F$188,4,FALSE),VLOOKUP('New Questions'!H72,'CO2'!$H$17:$I$40,2,FALSE)))) | =IF(E125 =0,0,IF(ISBLANK('New Questions'!G72),0,1/+'New Questions'!G72)) | =+'New Questions'!I72/100 | =IF(E125 =0,0,1/D125)
heat source 5 |  | =IF(E126 =0,0,IF(ISBLANK('New Questions'!H73),0,IF('New Questions'!H73 ="electricity",VLOOKUP('New Questions'!$F$9,'CO2'!$C$4:$F$188,4,FALSE),VLOOKUP('New Questions'!H73,'CO2'!$H$17:$I$40,2,FALSE)))) | =IF(E126 =0,0,IF(ISBLANK('New Questions'!G73),0,1/+'New Questions'!G73)) | =+'New Questions'!I73/100 | =IF(E126 =0,0,1/D126)
heat source 6 |  | =IF(E127 =0,0,IF(ISBLANK('New Questions'!H74),0,IF('New Questions'!H74 ="electricity",VLOOKUP('New Questions'!$F$9,'CO2'!$C$4:$F$188,4,FALSE),VLOOKUP('New Questions'!H74,'CO2'!$H$17:$I$40,2,FALSE)))) | =IF(E127 =0,0,IF(ISBLANK('New Questions'!G74),0,1/+'New Questions'!G74)) | =+'New Questions'!I74/100 | =IF(E127 =0,0,1/D127)
|  | CO2/kWh | 1/efficiency | % | efficiency
cooling source 1 |  | =IF(E132 =0,0,IF(ISBLANK('New Questions'!H79),0,IF('New Questions'!H79 ="electricity",VLOOKUP('New Questions'!$F$9,'CO2'!$C$4:$F$188,4,FALSE),VLOOKUP('New Questions'!H79,'CO2'!$H$17:$I$41,2,FALSE)))) | =IF(E132 =0,0,IF(ISBLANK('New Questions'!G79),0,1/+'New Questions'!G79)) | =+'New Questions'!I79/100 | =IF(E132 =0,0,1/D132)
cooling source 2 |  | =IF(E133 =0,0,IF(ISBLANK('New Questions'!H80),0,IF('New Questions'!H80 ="electricity",VLOOKUP('New Questions'!$F$9,'CO2'!$C$4:$F$188,4,FALSE),VLOOKUP('New Questions'!H80,'CO2'!$H$17:$I$41,2,FALSE)))) | =IF(E133 =0,0,IF(ISBLANK('New Questions'!G80),0,1/+'New Questions'!G80)) | =+'New Questions'!I80/100 | =IF(E133 =0,0,1/D133)
cooling source 3 |  | =IF(E134 =0,0,IF(ISBLANK('New Questions'!H81),0,IF('New Questions'!H81 ="electricity",VLOOKUP('New Questions'!$F$9,'CO2'!$C$4:$F$188,4,FALSE),VLOOKUP('New Questions'!H81,'CO2'!$H$17:$I$41,2,FALSE)))) | =IF(E134 =0,0,IF(ISBLANK('New Questions'!G81),0,1/+'New Questions'!G81)) | =+'New Questions'!I81/100 | =IF(E134 =0,0,1/D134)
cooling source 4 |  | =IF(E135 =0,0,IF(ISBLANK('New Questions'!H82),0,IF('New Questions'!H82 ="electricity",VLOOKUP('New Questions'!$F$9,'CO2'!$C$4:$F$188,4,FALSE),VLOOKUP('New Questions'!H82,'CO2'!$H$17:$I$41,2,FALSE)))) | =IF(E135 =0,0,IF(ISBLANK('New Questions'!G82),0,1/+'New Questions'!G82)) | =+'New Questions'!I82/100 | =IF(E135 =0,0,1/D135)
cooling source 5 |  | =IF(E136 =0,0,IF(ISBLANK('New Questions'!H83),0,IF('New Questions'!H83 ="electricity",VLOOKUP('New Questions'!$F$9,'CO2'!$C$4:$F$188,4,FALSE),VLOOKUP('New Questions'!H83,'CO2'!$H$17:$I$41,2,FALSE)))) | =IF(E136 =0,0,IF(ISBLANK('New Questions'!G83),0,1/+'New Questions'!G83)) | =+'New Questions'!I83/100 | =IF(E136 =0,0,1/D136)
cooling source 6 |  | =IF(E137 =0,0,IF(ISBLANK('New Questions'!H84),0,IF('New Questions'!H84 ="electricity",VLOOKUP('New Questions'!$F$9,'CO2'!$C$4:$F$188,4,FALSE),VLOOKUP('New Questions'!H84,'CO2'!$H$17:$I$41,2,FALSE)))) | =IF(E137 =0,0,IF(ISBLANK('New Questions'!G84),0,1/+'New Questions'!G84)) | =+'New Questions'!I84/100 | =IF(E137 =0,0,1/D137)
Actual
| What is the % of floorarea fitted with LED lamps? | =+'New Questions'!$F$87/100 | =+C146 |  | =+'Lookup tables'!H$18 |  | LED lamp
| What % of LED lamps are fitted with local controls which increase power input as the light output reduces over time? | =IF(+'New Questions'!$F88 =0,1,'New Questions'!$F88/100) |  | 15% | =(1+C147*E147)*F146 | =+D146*F147 | LED with power input controls
| What is the % of floorarea fitted with compact flourescent lamps? | =+'New Questions'!F89/100 | =+C148*(1-C149) |  | =+'Lookup tables'!H$19 | =+D148*F148 | Compact fluorescent lamp with diffuser
| What is the % of compact flourescent lamps have diffusers or shades fitted? | =IF(+'New Questions'!$F90 =0,1,'New Questions'!$F90/100) | =+C148*C149 |  | =+'Lookup tables'!H$20 | =+D149*F149 | Compact fluorescent lamp without diffuser
| What is the % of floorarea fitted with tungsten halogen lamps? | =+'New Questions'!$F$91/100 | =+C150*(1-C151) |  | =+'Lookup tables'!H$21 | =+D150*F150 | Tungsten halogen lamp with diffuser
| What is the % of tungsten halogen lamps have diffusers or shades fitted? | =IF(+'New Questions'!$F92 =0,1,'New Questions'!$F92/100) | =+C150*C151 |  | =+'Lookup tables'!H$22 | =+D151*F151 | Tungsten halogen lamp without diffuser
| What is the % of floorarea fitted with incandescent lamps? | =+'New Questions'!$F$93/100 | =+C152*(1-C153) |  | =+'Lookup tables'!H$23 | =+D152*F152 | Incandescent lamp lamp with diffuser
| What is the % of incandescent lamps have diffusers or shades fitted? | =IF(+'New Questions'!$F94 =0,1,'New Questions'!$F94/100) | =+C152*C153 |  | =+'Lookup tables'!H$24 | =+D153*F153 | Incandescent lamp lamp without diffuser
| What is the % of floorarea fitted with T12 fluorescent tubes? | =+'New Questions'!$F$95/100 | =+C154*(1-C155) |  | =+'Lookup tables'!H$25 | =+D154*F154 | T12 fluorescent tube lamp with diffuser
| What is the % of T12 fluorescent tubes have diffusers or shades fitted? | =IF(+'New Questions'!$F96 =0,1,'New Questions'!$F96/100) | =+C154*C155 |  | =+'Lookup tables'!H$26 | =+D155*F155 | T12 fluorescent tube lamp without diffuser
| What is the % of floorarea fitted with T8 fluorescent tubes? | =(1-C146-C148-C150-C152-C154-C158-C162) | =+C156*(1-C157) |  | =+'Lookup tables'!H$27 | =+D156*F156 | T8 fluorescent tube lamp with diffuser
| What is the % of T8 fluorescent tubes have diffusers or shades fitted? | =IF(+'New Questions'!$F98 =0,1,'New Questions'!$F98/100) | =+C156*C157 |  | =+'Lookup tables'!H$28 | =+D157*F157 | T8 fluorescent tube lamp without diffuser
| What is the % of floorarea fitted with T5 fluorescent tubes? | =+'New Questions'!$F$99/100 | =+C158*(1-C159) |  | =+'Lookup tables'!H$29 | =+D158*F158 | T5 fluorescent tube lamp with diffuser
| What is the % of T5 fluorescent tubes have diffusers or shades fitted? | =IF(+'New Questions'!$F100 =0,1,'New Questions'!$F100/100) | =+C158*C159 |  | =+'Lookup tables'!H$30 | =+D159*F159 | T5 fluorescent tube lamp without diffuser
| What is % of fluorsecent tubes are fitted with local controls which increase power input as light output reduce over time? | =+'New Questions'!$F$101/100 |  | 8% |  | =SUM(G154:G159)*(1+E160) | all fluorescent tubes with power input controls
| What is % of fluorsecent tubes are fitted with high frequency ballasts? | =+'New Questions'!$F$102/100 |  | 20% |  | =+G160*(1+E161*C161) | all fluorescent tubes with power input controls and high frequency ballasts
| What is the % of floorarea fitted with metal halide lamps? | =+'New Questions'!$F$103/100 | =+C162*(1-C163) |  | =+'Lookup tables'!H$31 | =+D162*F162 | Metal halide lamp with diffuser
| What is the % of metal halide lamps have diffusers or shades fitted? | =IF(+'New Questions'!$F104 =0,1,'New Questions'!$F104/100) | =+C162*C163 |  | =+'Lookup tables'!H$32 | =+D163*F163 | Metal halide lamp without diffuser
[6 empty] | =+G147+G148+G149+G150+G151+G152+G153+G161+G162+G163 | Average efficacy
| What % of floor area is daylit | =+'New Questions'!$F$106/100
| What % of daylit space is fitted with dimmable photoelectric controls? | =+'New Questions'!$F$107/100 | =+C166*C165 | 15% | =+E166*D166
| What % of daylit space is fitted with photoelectric switching controls? | =+'New Questions'!$F$108/100 | =+C167*C165 | 25% | =+E167*D167
| What % of the floor area is occassionally occupied | =+'New Questions'!$F$110/100
| What % of occasionally occupied space is fitted with auto off (manual on) presence detection? | =+'New Questions'!$F$111/100 | =+C170*C169 | 15% | =+E170*D170
| What % of occasionally occupied space is fitted with auto on (manual off) presence detection? | =+'New Questions'!$F$112/100 | =+C171*C169 | 10% | =+E171*D171
[6 empty] | =+F166+F167+F170+F171 | % control savings
[6 empty] | =+G164*(1+G172) | Average efficacy including control savings
Standard
| What is the % of floorarea fitted with LED lamps? | =+'New Questions'!$G$87/100 | =+C178 |  | =+'Lookup tables'!H$18 |  | LED lamp
| What % of LED lamps are fitted with local controls which increase power input as the light output reduces over time? | =+'New Questions'!$G$88/100 |  | 15% | =(1+C179*E179)*F178 | =+D178*F179 | LED with power input controls
| What is the % of floorarea fitted with compact flourescent lamps? | =+'New Questions'!$G$89/100 | =+C180*(1-C181) |  | =+'Lookup tables'!H$19 | =+D180*F180 | Compact fluorescent lamp with diffuser
| What is the % of compact flourescent lamps have diffusers or shades fitted? | =+'New Questions'!$G$90/100 | =+C180*C181 |  | =+'Lookup tables'!H$20 | =+D181*F181 | Compact fluorescent lamp without diffuser
| What is the % of floorarea fitted with tungsten halogen lamps? | =+'New Questions'!$G$91/100 | =+C182*(1-C183) |  | =+'Lookup tables'!H$21 | =+D182*F182 | Tungsten halogen lamp with diffuser
| What is the % of tungsten halogen lamps have diffusers or shades fitted? | =+'New Questions'!$G$92/100 | =+C182*C183 |  | =+'Lookup tables'!H$22 | =+D183*F183 | Tungsten halogen lamp without diffuser
| What is the % of floorarea fitted with incandescent lamps? | =+'New Questions'!$G$93/100 | =+C184*(1-C185) |  | =+'Lookup tables'!H$23 | =+D184*F184 | Incandescent lamp lamp with diffuser
| What is the % of incandescent lamps have diffusers or shades fitted? | =+'New Questions'!$G$94/100 | =+C184*C185 |  | =+'Lookup tables'!H$24 | =+D185*F185 | Incandescent lamp lamp without diffuser
| What is the % of floorarea fitted with T12 fluorescent tubes? | =+'New Questions'!$G$95/100 | =+C186*(1-C187) |  | =+'Lookup tables'!H$25 | =+D186*F186 | T12 fluorescent tube lamp with diffuser
| What is the % of T12 fluorescent tubes have diffusers or shades fitted? | =+'New Questions'!$G$96/100 | =+C186*C187 |  | =+'Lookup tables'!H$26 | =+D187*F187 | T12 fluorescent tube lamp without diffuser
| What is the % of floorarea fitted with T8 fluorescent tubes? | =+'New Questions'!$G$97/100 | =+C188*(1-C189) |  | =+'Lookup tables'!H$27 | =+D188*F188 | T8 fluorescent tube lamp with diffuser
| What is the % of T8 fluorescent tubes have diffusers or shades fitted? | =+'New Questions'!$G$98/100 | =+C188*C189 |  | =+'Lookup tables'!H$28 | =+D189*F189 | T8 fluorescent tube lamp without diffuser
| What is the % of floorarea fitted with T5 fluorescent tubes? | =+'New Questions'!$G$99/100 | =+C190*(1-C191) |  | =+'Lookup tables'!H$29 | =+D190*F190 | T5 fluorescent tube lamp with diffuser
| What is the % of T5 fluorescent tubes have diffusers or shades fitted? | =+'New Questions'!$G$100/100 | =+C190*C191 |  | =+'Lookup tables'!H$30 | =+D191*F191 | T5 fluorescent tube lamp without diffuser
| What is % of fluorsecent tubes are fitted with local controls which increase power input as light output reduce over time? | =+'New Questions'!$G$101/100 |  | 8% |  | =SUM(G186:G191)*(1+E192) | all fluorescent tubes with power input controls
| What is % of fluorsecent tubes are fitted with high frequency ballasts? | =+'New Questions'!$G$102/100 |  | 20% |  | =+G192*(1+E193*C193) | all fluorescent tubes with power input controls and high frequency ballasts
| What is the % of floorarea fitted with metal halide lamps? | =+'New Questions'!$G$103/100 | =+C194*(1-C195) |  | =+'Lookup tables'!H$31 | =+D194*F194 | Metal halide lamp with diffuser
| What is the % of metal halide lamps have diffusers or shades fitted? | =+'New Questions'!$G$104/100 | =+C194*C195 |  | =+'Lookup tables'!H$32 | =+D195*F195 | Metal halide lamp without diffuser
[6 empty] | =+G179+G180+G181+G182+G183+G184+G185+G193+G194+G195 | Average efficacy
| What % of floor area is daylit | =+'New Questions'!$G$106/100
| What % of daylit space is fitted with dimmable photoelectric controls? | =+'New Questions'!$G$107/100 | =+C198*C197 | 15% | =+E198*D198
| What % of daylit space is fitted with photoelectric switching controls? | =+'New Questions'!$G$108/100 | =+C199*C197 | 25% | =+E199*D199
| What % of the floor area is occassionally occupied | =+'New Questions'!$G$110/100
| What % of occasionally occupied space is fitted with auto off (manual on) presence detection? | =+'New Questions'!$G$111/100 | =+C202*C201 | 15% | =+E202*D202
| What % of occasionally occupied space is fitted with auto on (manual off) presence detection? | =+'New Questions'!$G$112/100 | =+C203*C201 | 10% | =+E203*D203
[6 empty] | =+F198+F199+F202+F203 | % control savings
[6 empty] | =+G196*(1+G204) | Average efficacy including control savings
Best Practice
| What is the % of floorarea fitted with LED lamps? | =+'New Questions'!$H$87/100 | =+C210 |  | =+'Lookup tables'!H$18 |  | LED lamp
| What % of LED lamps are fitted with local controls which increase power input as the light output reduces over time? | =+'New Questions'!$H$88/100 |  | 15% | =(1+C211*E211)*F210 | =+D210*F211 | LED with power input controls
| What is the % of floorarea fitted with compact flourescent lamps? | =+'New Questions'!$H$89/100 | =+C212*(1-C213) |  | =+'Lookup tables'!H$19 | =+D212*F212 | Compact fluorescent lamp with diffuser
| What is the % of compact flourescent lamps have diffusers or shades fitted? | =+'New Questions'!$H$90/100 | =+C212*C213 |  | =+'Lookup tables'!H$20 | =+D213*F213 | Compact fluorescent lamp without diffuser
| What is the % of floorarea fitted with tungsten halogen lamps? | =+'New Questions'!$H$91/100 | =+C214*(1-C215) |  | =+'Lookup tables'!H$21 | =+D214*F214 | Tungsten halogen lamp with diffuser
| What is the % of tungsten halogen lamps have diffusers or shades fitted? | =+'New Questions'!$H$92/100 | =+C214*C215 |  | =+'Lookup tables'!H$22 | =+D215*F215 | Tungsten halogen lamp without diffuser
| What is the % of floorarea fitted with incandescent lamps? | =+'New Questions'!$H$93/100 | =+C216*(1-C217) |  | =+'Lookup tables'!H$23 | =+D216*F216 | Incandescent lamp lamp with diffuser
| What is the % of incandescent lamps have diffusers or shades fitted? | =+'New Questions'!$H$94/100 | =+C216*C217 |  | =+'Lookup tables'!H$24 | =+D217*F217 | Incandescent lamp lamp without diffuser
| What is the % of floorarea fitted with T12 fluorescent tubes? | =+'New Questions'!$H$95/100 | =+C218*(1-C219) |  | =+'Lookup tables'!H$25 | =+D218*F218 | T12 fluorescent tube lamp with diffuser
| What is the % of T12 fluorescent tubes have diffusers or shades fitted? | =+'New Questions'!$H$96/100 | =+C218*C219 |  | =+'Lookup tables'!H$26 | =+D219*F219 | T12 fluorescent tube lamp without diffuser
| What is the % of floorarea fitted with T8 fluorescent tubes? | =+'New Questions'!$H$97/100 | =+C220*(1-C221) |  | =+'Lookup tables'!H$27 | =+D220*F220 | T8 fluorescent tube lamp with diffuser
| What is the % of T8 fluorescent tubes have diffusers or shades fitted? | =+'New Questions'!$H$98/100 | =+C220*C221 |  | =+'Lookup tables'!H$28 | =+D221*F221 | T8 fluorescent tube lamp without diffuser
| What is the % of floorarea fitted with T5 fluorescent tubes? | =+'New Questions'!$H$99/100 | =+C222*(1-C223) |  | =+'Lookup tables'!H$29 | =+D222*F222 | T5 fluorescent tube lamp with diffuser
| What is the % of T5 fluorescent tubes have diffusers or shades fitted? | =+'New Questions'!$H$100/100 | =+C222*C223 |  | =+'Lookup tables'!H$30 | =+D223*F223 | T5 fluorescent tube lamp without diffuser
| What is % of fluorsecent tubes are fitted with local controls which increase power input as light output reduce over time? | =+'New Questions'!$H$101/100 |  | 8% |  | =SUM(G218:G223)*(1+E224) | all fluorescent tubes with power input controls
| What is % of fluorsecent tubes are fitted with high frequency ballasts? | =+'New Questions'!$H$102/100 |  | 20% |  | =+G224*(1+E225*C225) | all fluorescent tubes with power input controls and high frequency ballasts
| What is the % of floorarea fitted with metal halide lamps? | =+'New Questions'!$H$103/100 | =+C226*(1-C227) |  | =+'Lookup tables'!H$31 | =+D226*F226 | Metal halide lamp with diffuser
| What is the % of metal halide lamps have diffusers or shades fitted? | =+'New Questions'!$H$104/100 | =+C226*C227 |  | =+'Lookup tables'!H$32 | =+D227*F227 | Metal halide lamp without diffuser
[6 empty] | =+G211+G212+G213+G214+G215+G216+G217+G225+G226+G227 | Average efficacy
| What % of floor area is daylit | =+'New Questions'!$H$106/100
| What % of daylit space is fitted with dimmable photoelectric controls? | =+'New Questions'!$H$107/100 | =+C230*C229 | 15% | =+E230*D230
| What % of daylit space is fitted with photoelectric switching controls? | =+'New Questions'!$H$108/100 | =+C231*C229 | 25% | =+E231*D231
| What % of the floor area is occassionally occupied | =+'New Questions'!$H$110/100
| What % of occasionally occupied space is fitted with auto off (manual on) presence detection? | =+'New Questions'!$H$111/100 | =+C234*C233 | 15% | =+E234*D234
| What % of occasionally occupied space is fitted with auto on (manual off) presence detection? | =+'New Questions'!$H$112/100 | =+C235*C233 | 10% | =+E235*D235
[6 empty] | =+F230+F231+F234+F235 | % control savings
[6 empty] | =+G228*(1+G236) | Average efficacy including control savings

## eGRID (hidden)
|  | 2012 |  |  |  | 2016 | [5 empty] | 2018 | ZIP (character) | ZIP (numeric) | State | Primary eGRID Subregion | HDD | CDD | Zip code | State | City | HDD | CDD
eGRID subregion acronym | eGRID subregion name | eGRID subregion annual CO2 total output emission rate (lb/MWh) | eGRID subregion annual CH4 total output emission rate (lb/MWh) | eGRID subregion annual N2O total output emission rate (lb/MWh) | eGRID subregion annual CO2e total output emission rate (lb/MWh) | eGRID subregion annual CO2 total output emission rate (lb/MWh) | eGRID subregion annual CH4 total output emission rate (lb/MWh) | eGRID subregion annual N2O total output emission rate (lb/MWh) | eGRID subregion annual CO2e total output emission rate (lb/MWh) | eGRID subregion annual NOX total output emission rate (lb/MWh) | eGRID subregion annual SO2 total output emission rate (lb/MWh) | eGRID subregion annual CO2 equivalent total output emission rate (lb/MWh) | 00002 | 2 | AK | AKMS | #N/A | #N/A | 2108 | Massachusetts | Boston | 2501.6667 | 195.3333
AKGD | ASCC Alaska Grid | 1268.7314 | 0.026335 | 0.0075948 | 1271.6388 | 1072.28 | 0.077 | 0.011 | 1077.27 | 6.519 | 0.525 | 1044.989 | 00006 | 6 | AK | AKGD | #N/A | #N/A | 2109 | Massachusetts | Boston | 2501.6667 | 195.3333
AKMS | ASCC Miscellaneous | 481.169 | 0.018653 | 0.0035482 | 482.6607 | 503.125 | 0.023 | 0.004 | 504.854 | 6.958 | 0.63 | 526.963 | 00007 | 7 | AK | AKMS | #N/A | #N/A | 2110 | Massachusetts | Boston | 2501.6667 | 195.3333
AZNM | WECC Southwest | 1152.8879 | 0.018653 | 0.015106 | 1157.9625 | 1043.645 | 0.079 | 0.012 | 1049.048 | 0.961 | 0.276 | 1027.548 | 00010 | 10 | AK | AKMS | #N/A | #N/A | 2111 | Massachusetts | Boston | 2501.6667 | 195.3333
CAMX | WECC California | 650.3121 | 0.031116 | 0.005674 | 652.7245 | 527.862 | 0.033 | 0.004 | 529.889 | 0.567 | 0.052 | 498.686 | 00011 | 11 | AK | AKGD | #N/A | #N/A | 2112 | Massachusetts | Boston | 2501.6667 | 195.3333
ERCT | ERCOT All | 1143.0373 | 0.016701 | 0.012335 | 1147.2118 | 1009.156 | 0.076 | 0.011 | 1014.076 | 0.545 | 1.035 | 936.082 | 00012 | 12 | CA | CAMX | #N/A | #N/A | 2113 | Massachusetts | Boston | 2501.6667 | 195.3333
FRCC | FRCC All | 1125.3494 | 0.040045 | 0.011853 | 1129.8647 | 1011.683 | 0.075 | 0.01 | 1016.353 | 0.532 | 0.372 | 936.145 | 00014 | 14 | AZ | AZNM | #N/A | #N/A | 2114 | Massachusetts | Boston | 2501.6667 | 195.3333
HIMS | HICC Miscellaneous | 1200.0994 | 0.068075 | 0.012683 | 1205.4608 | 1152.016 | 0.095 | 0.015 | 1158.708 | 7.445 | 4.5 | 1119.077 | 00015 | 15 | AZ | AZNM | #N/A | #N/A | 2115 | Massachusetts | Boston | 2501.6667 | 195.3333
HIOA | HICC Oahu | 1576.3755 | 0.090406 | 0.02155 | 1584.9546 | 1662.888 | 0.181 | 0.028 | 1675.224 | 3.368 | 8.648 | 1682.596 | 00016 | 16 | CA | CAMX | #N/A | #N/A | 2116 | Massachusetts | Boston | 2501.6667 | 195.3333
MROE | MRO East | 1522.5703 | 0.024303 | 0.025555 | 1531.0027 | 1668.212 | 0.156 | 0.026 | 1679.293 | 1.046 | 1.288 | 1689.651 | 00017 | 17 | CA | CAMX | #N/A | #N/A | 2117 | Massachusetts | Boston | 2501.6667 | 195.3333
MROW | MRO West | 1425.15 | 0.027596 | 0.024261 | 1433.2505 | 1238.817 | 0.115 | 0.02 | 1247.426 | 1.043 | 1.392 | 1249.201 | 00018 | 18 | CA | CAMX | #N/A | #N/A | 2118 | Massachusetts | Boston | 2501.6667 | 195.3333
NEWE | NPCC New England | 637.9002 | 0.072838 | 0.010708 | 642.7492 | 558.156 | 0.09 | 0.012 | 563.717 | 0.389 | 0.126 | 527.564 | 00019 | 19 | CA | CAMX | #N/A | #N/A | 2119 | Massachusetts | Boston | 2501.6667 | 195.3333
NWPP | WECC Northwest | 665.7543 | 0.012597 | 0.010375 | 669.2351 | 651.199 | 0.061 | 0.009 | 655.407 | 0.612 | 0.439 | 643.363 | 00020 | 20 | CA | CAMX | #N/A | #N/A | 2120 | Massachusetts | Boston | 2501.6667 | 195.3333
NYCW | NPCC NYC/Westchester | 696.6973 | 0.025509 | 0.0029323 | 698.1419 | 635.81 | 0.022 | 0.003 | 637.078 | 0.258 | 0.016 | 597.762 | 00022 | 22 | CA | CAMX | #N/A | #N/A | 2121 | Massachusetts | Boston | 2501.6667 | 195.3333
NYLI | NPCC Long Island | 1201.1964 | 0.078202 | 0.0098682 | 1205.8978 | 1178.322 | 0.126 | 0.016 | 1185.992 | 0.861 | 0.157 | 1193.091 | 00026 | 26 | CA | CAMX | #N/A | #N/A | 2122 | Massachusetts | Boston | 2501.6667 | 195.3333
NYUP | NPCC Upstate NY | 408.7988 | 0.015594 | 0.0038269 | 410.3126 | 294.661 | 0.021 | 0.003 | 295.942 | 0.294 | 0.188 | 253.889 | 00027 | 27 | CO | RMPA | #N/A | #N/A | 2123 | Massachusetts | Boston | 2501.6667 | 195.3333
RFCE | RFC East | 858.56 | 0.026444 | 0.011487 | 862.6764 | 758.178 | 0.05 | 0.009 | 762.113 | 0.59 | 0.571 | 719.979 | 00028 | 28 | CA | CAMX | #N/A | #N/A | 2124 | Massachusetts | Boston | 2501.6667 | 195.3333
RFCM | RFC Michigan | 1569.2297 | 0.030361 | 0.024116 | 1577.3431 | 1272.045 | 0.067 | 0.018 | 1278.896 | 0.905 | 1.71 | 1321.185 | 00029 | 29 | CA | CAMX | #N/A | #N/A | 2125 | Massachusetts | Boston | 2501.6667 | 195.3333
RFCW | RFC West | 1379.4768 | 0.017109 | 0.021666 | 1386.5527 | 1243.439 | 0.108 | 0.019 | 1251.472 | 0.945 | 1.199 | 1174.029 | 00031 | 31 | CA | CAMX | #N/A | #N/A | 2126 | Massachusetts | Boston | 2501.6667 | 195.3333
RMPA | WECC Rockies | 1822.6504 | 0.021658 | 0.028129 | 1831.8254 | 1367.768 | 0.137 | 0.02 | 1376.775 | 1.016 | 0.638 | 1281.944 | 00032 | 32 | CA | CAMX | #N/A | #N/A | 2127 | Massachusetts | Boston | 2501.6667 | 195.3333
SPNO | SPP North | 1721.6525 | 0.020216 | 0.027144 | 1730.4917 | 1412.35 | 0.149 | 0.022 | 1422.17 | 0.802 | 0.459 | 1171.606 | 00033 | 33 | CA | NWPP | #N/A | #N/A | 2128 | Massachusetts | Boston | 2501.6667 | 195.3333
SPSO | SPP South | 1538.6266 | 0.023751 | 0.019975 | 1545.3176 | 1248.329 | 0.095 | 0.015 | 1254.856 | 0.85 | 1.66 | 1172.755 | 00034 | 34 | CA | NWPP | #N/A | #N/A | 2129 | Massachusetts | Boston | 2501.6667 | 195.3333
SRMV | SERC Mississippi Valley | 1052.9182 | 0.020953 | 0.010607 | 1056.6464 | 838.889 | 0.05 | 0.007 | 842.153 | 0.8 | 0.712 | 858.369 | 00035 | 35 | CA | NWPP | #N/A | #N/A | 2130 | Massachusetts | Boston | 2501.6667 | 195.3333
SRMW | SERC Midwest | 1710.7473 | 0.019582 | 0.027499 | 1719.6832 | 1612.59 | 0.082 | 0.026 | 1622.464 | 1.135 | 2.439 | 1676.782 | 00037 | 37 | CA | CAMX | #N/A | #N/A | 2131 | Massachusetts | Boston | 2501.6667 | 195.3333
SRSO | SERC South | 1149.0475 | 0.022661 | 0.015488 | 1154.3247 | 1089.374 | 0.087 | 0.013 | 1095.119 | 0.51 | 0.371 | 1033.471 | 00038 | 38 | CA | CAMX | #N/A | #N/A | 2132 | Massachusetts | Boston | 2501.6667 | 195.3333
SRTV | SERC Tennessee Valley | 1337.1506 | 0.017386 | 0.020784 | 1343.9587 | 1185.433 | 0.093 | 0.017 | 1192.638 | 0.719 | 1.004 | 1038.127 | 00039 | 39 | CA | CAMX | #N/A | #N/A | 2133 | Massachusetts | Boston | 2501.6667 | 195.3333
SRVC | SERC Virginia/Carolina | 932.8746 | 0.023948 | 0.014599 | 937.9033 | 805.285 | 0.067 | 0.011 | 810.131 | 0.478 | 0.342 | 747.513 | 00040 | 40 | CA | CAMX | #N/A | #N/A | 2134 | Massachusetts | Boston | 2501.6667 | 195.3333
[12 empty] | Updated data use this column | 00041 | 41 | FL | FRCC | #N/A | #N/A | 2135 | Massachusetts | Boston | 2501.6667 | 195.3333
[13 empty] | 00042 | 42 | FL | FRCC | #N/A | #N/A | 2136 | Massachusetts | Boston | 2501.6667 | 195.3333
[13 empty] | 00043 | 43 | FL | FRCC | #N/A | #N/A | 2137 | Massachusetts | Boston | 2501.6667 | 195.3333
[13 empty] | 00044 | 44 | CA | CAMX | #N/A | #N/A | 2163 | Massachusetts | Boston | 2501.6667 | 195.3333
|  |  | #zip code | eGRID subregion acronym | eGRID subregion name | eGRID subregion annual CO2e total output emission rate (lb/MWh) | eGRID subregion annual CO2e total output emission rate (kg/kWh) | HDD | CDD |  |  |  | 00045 | 45 | FL | FRCC | #N/A | #N/A | 2196 | Massachusetts | Boston | 2501.6667 | 195.3333
|  |  | n.v.t in NL | #N/A | #N/A | #N/A | #N/A | #N/A | #N/A |  |  |  | 00047 | 47 | CA | CAMX | #N/A | #N/A | 2199 | Massachusetts | Boston | 2501.6667 | 195.3333
[13 empty] | 00048 | 48 | CA | CAMX | #N/A | #N/A | 2201 | Massachusetts | Boston | 2501.6667 | 195.3333
[13 empty] | 00049 | 49 | CA | NWPP | #N/A | #N/A | 2203 | Massachusetts | Boston | 2501.6667 | 195.3333
[13 empty] | 00050 | 50 | CA | CAMX | #N/A | #N/A | 2204 | Massachusetts | Boston | 2501.6667 | 195.3333
[13 empty] | 00051 | 51 | CA | CAMX | #N/A | #N/A | 2205 | Massachusetts | Boston | 2501.6667 | 195.3333
[13 empty] | 00052 | 52 | CA | CAMX | #N/A | #N/A | 2206 | Massachusetts | Boston | 2501.6667 | 195.3333
[13 empty] | 00053 | 53 | FL | FRCC | #N/A | #N/A | 2210 | Massachusetts | Boston | 2501.6667 | 195.3333
[13 empty] | 00054 | 54 | CA | CAMX | #N/A | #N/A | 2211 | Massachusetts | Boston | 2501.6667 | 195.3333
[13 empty] | 00055 | 55 | CA | CAMX | #N/A | #N/A | 2212 | Massachusetts | Boston | 2501.6667 | 195.3333
[13 empty] | 00056 | 56 | ID | NWPP | #N/A | #N/A | 2215 | Massachusetts | Boston | 2501.6667 | 195.3333
[13 empty] | 00058 | 58 | CA | CAMX | #N/A | #N/A | 2217 | Massachusetts | Boston | 2501.6667 | 195.3333
[13 empty] | 00059 | 59 | MN | MROW | #N/A | #N/A | 2222 | Massachusetts | Boston | 2501.6667 | 195.3333
[13 empty] | 00060 | 60 | MN | MROW | #N/A | #N/A | 2241 | Massachusetts | Boston | 2501.6667 | 195.3333
[13 empty] | 00063 | 63 | MT | NWPP | #N/A | #N/A | 2266 | Massachusetts | Boston | 2501.6667 | 195.3333
[13 empty] | 00064 | 64 | NM | AZNM | #N/A | #N/A | 2283 | Massachusetts | Boston | 2501.6667 | 195.3333
[13 empty] | 00065 | 65 | CA | CAMX | #N/A | #N/A | 2284 | Massachusetts | Boston | 2501.6667 | 195.3333
[13 empty] | 00066 | 66 | NM | AZNM | #N/A | #N/A | 2293 | Massachusetts | Boston | 2501.6667 | 195.3333
[13 empty] | 00067 | 67 | OK | SPSO | #N/A | #N/A | 2297 | Massachusetts | Boston | 2501.6667 | 195.3333
[13 empty] | 00068 | 68 | OR | NWPP | #N/A | #N/A | 2298 | Massachusetts | Boston | 2501.6667 | 195.3333
[13 empty] | 00069 | 69 | OR | NWPP | #N/A | #N/A | 2901 | Rhode Island | Providence | 2495.3333 | 207.3333
[13 empty] | 00070 | 70 | OR | NWPP | #N/A | #N/A | 2902 | Rhode Island | Providence | 2495.3333 | 207.3333
[13 empty] | 00071 | 71 | UT | NWPP | #N/A | #N/A | 2903 | Rhode Island | Providence | 2495.3333 | 207.3333
[13 empty] | 00072 | 72 | WA | NWPP | #N/A | #N/A | 2904 | Rhode Island | Providence | 2495.3333 | 207.3333
[13 empty] | 00073 | 73 | WA | NWPP | #N/A | #N/A | 2905 | Rhode Island | Providence | 2495.3333 | 207.3333
[13 empty] | 00074 | 74 | WA | NWPP | #N/A | #N/A | 2906 | Rhode Island | Providence | 2495.3333 | 207.3333
[13 empty] | 00076 | 76 | WA | NWPP | #N/A | #N/A | 2907 | Rhode Island | Providence | 2495.3333 | 207.3333
[13 empty] | 00077 | 77 | OR | NWPP | #N/A | #N/A | 2908 | Rhode Island | Providence | 2495.3333 | 207.3333
[13 empty] | 00084 | 84 | NC | SRVC | #N/A | #N/A | 2909 | Rhode Island | Providence | 2495.3333 | 207.3333
[13 empty] | 00087 | 87 | FL | FRCC | #N/A | #N/A | 2910 | Rhode Island | Providence | 2495.3333 | 207.3333
[13 empty] | 00097 | 97 | FL | FRCC | #N/A | #N/A | 2911 | Rhode Island | Providence | 2495.3333 | 207.3333
[13 empty] | 00098 | 98 | FL | FRCC | #N/A | #N/A | 2912 | Rhode Island | Providence | 2495.3333 | 207.3333
[13 empty] | 00100 | 100 | UT | NWPP | #N/A | #N/A | 2918 | Rhode Island | Providence | 2495.3333 | 207.3333
[13 empty] | 00116 | 116 | LA | SRMV | #N/A | #N/A | 2919 | Rhode Island | Providence | 2495.3333 | 207.3333
[13 empty] | 00119 | 119 | LA | SRMV | #N/A | #N/A | 2940 | Rhode Island | Providence | 2495.3333 | 207.3333
[13 empty] | 00120 | 120 | LA | SRMV | #N/A | #N/A | 3301 | New Hampshire | Concord | 3287.3333 | 177.3333
[13 empty] | 00121 | 121 | LA | SRMV | #N/A | #N/A | 3302 | New Hampshire | Concord | 3287.3333 | 177.3333
[13 empty] | 00127 | 127 | ME | NEWE | #N/A | #N/A | 3303 | New Hampshire | Concord | 3287.3333 | 177.3333
[13 empty] | 00130 | 130 | ME | NEWE | #N/A | #N/A | 3305 | New Hampshire | Concord | 3287.3333 | 177.3333
[13 empty] | 00134 | 134 | ME | NEWE | #N/A | #N/A | 4330 | Maine | Augusta | 3459.6667 | 100.3333
[13 empty] | 00135 | 135 | ME | NEWE | #N/A | #N/A | 4332 | Maine | Augusta | 3459.6667 | 100.3333
[13 empty] | 00137 | 137 | ME | NEWE | #N/A | #N/A | 4333 | Maine | Augusta | 3459.6667 | 100.3333
[13 empty] | 00138 | 138 | ME | NEWE | #N/A | #N/A | 4336 | Maine | Augusta | 3459.6667 | 100.3333
[13 empty] | 00139 | 139 | ME | NEWE | #N/A | #N/A | 4338 | Maine | Augusta | 3459.6667 | 100.3333
[13 empty] | 00141 | 141 | ME | NEWE | #N/A | #N/A | 5601 | Vermont | Montpelier | 3907.3333 | 79
[13 empty] | 00151 | 151 | ME | NEWE | #N/A | #N/A | 5602 | Vermont | Montpelier | 3907.3333 | 79
[13 empty] | 00152 | 152 | MD | RFCE | #N/A | #N/A | 5603 | Vermont | Montpelier | 3907.3333 | 79
[13 empty] | 00158 | 158 | MA | NEWE | #N/A | #N/A | 5604 | Vermont | Montpelier | 3907.3333 | 79
[13 empty] | 00160 | 160 | MN | MROW | #N/A | #N/A | 5609 | Vermont | Montpelier | 3907.3333 | 79
[13 empty] | 00161 | 161 | MN | MROW | #N/A | #N/A | 5620 | Vermont | Montpelier | 3907.3333 | 79
[13 empty] | 00164 | 164 | MN | MROW | #N/A | #N/A | 5633 | Vermont | Montpelier | 3907.3333 | 79
[13 empty] | 00165 | 165 | MN | MROW | #N/A | #N/A | 6101 | Conneticut | Hartford | 2527.3333 | 247.6667
[13 empty] | 00166 | 166 | MN | MROW | #N/A | #N/A | 6102 | Conneticut | Hartford | 2527.3333 | 247.6667
[13 empty] | 00168 | 168 | NH | NEWE | #N/A | #N/A | 6103 | Conneticut | Hartford | 2527.3333 | 247.6667
[13 empty] | 00172 | 172 | NH | NEWE | #N/A | #N/A | 6104 | Conneticut | Hartford | 2527.3333 | 247.6667
[13 empty] | 00173 | 173 | NH | NEWE | #N/A | #N/A | 6105 | Conneticut | Hartford | 2527.3333 | 247.6667
[13 empty] | 00174 | 174 | NH | NEWE | #N/A | #N/A | 6106 | Conneticut | Hartford | 2527.3333 | 247.6667
[13 empty] | 00176 | 176 | NH | NEWE | #N/A | #N/A | 6107 | Conneticut | Hartford | 2527.3333 | 247.6667
[13 empty] | 00177 | 177 | NH | NEWE | #N/A | #N/A | 6108 | Conneticut | Hartford | 2527.3333 | 247.6667
[13 empty] | 00179 | 179 | NH | NEWE | #N/A | #N/A | 6109 | Conneticut | Hartford | 2527.3333 | 247.6667
[13 empty] | 00180 | 180 | NH | NEWE | #N/A | #N/A | 6110 | Conneticut | Hartford | 2527.3333 | 247.6667
[13 empty] | 00181 | 181 | NH | NEWE | #N/A | #N/A | 6111 | Conneticut | Hartford | 2527.3333 | 247.6667
[13 empty] | 00182 | 182 | NH | NEWE | #N/A | #N/A | 6112 | Conneticut | Hartford | 2527.3333 | 247.6667
[13 empty] | 00183 | 183 | NH | NEWE | #N/A | #N/A | 6114 | Conneticut | Hartford | 2527.3333 | 247.6667
[13 empty] | 00184 | 184 | NH | NEWE | #N/A | #N/A | 6115 | Conneticut | Hartford | 2527.3333 | 247.6667
[13 empty] | 00185 | 185 | NH | NEWE | #N/A | #N/A | 6117 | Conneticut | Hartford | 2527.3333 | 247.6667
[13 empty] | 00188 | 188 | TX | ERCT | #N/A | #N/A | 6118 | Conneticut | Hartford | 2527.3333 | 247.6667
[13 empty] | 00195 | 195 | WA | NWPP | #N/A | #N/A | 6119 | Conneticut | Hartford | 2527.3333 | 247.6667
[13 empty] | 00197 | 197 | AZ | AZNM | #N/A | #N/A | 6120 | Conneticut | Hartford | 2527.3333 | 247.6667
[13 empty] | 00198 | 198 | AK | AKGD | #N/A | #N/A | 6123 | Conneticut | Hartford | 2527.3333 | 247.6667
[13 empty] | 00199 | 199 | AZ | AZNM | #N/A | #N/A | 6126 | Conneticut | Hartford | 2527.3333 | 247.6667
[13 empty] | 00501 | 501 | NY | NYLI | #N/A | #N/A | 6127 | Conneticut | Hartford | 2527.3333 | 247.6667
[13 empty] | 00544 | 544 | NY | NYLI | #N/A | #N/A | 6128 | Conneticut | Hartford | 2527.3333 | 247.6667
[13 empty] | 01001 | 1001 | MA | NEWE | #N/A | #N/A | 6129 | Conneticut | Hartford | 2527.3333 | 247.6667
[13 empty] | 01002 | 1002 | MA | NEWE | #N/A | #N/A | 6131 | Conneticut | Hartford | 2527.3333 | 247.6667
[13 empty] | 01003 | 1003 | MA | NEWE | #N/A | #N/A | 6132 | Conneticut | Hartford | 2527.3333 | 247.6667
[13 empty] | 01004 | 1004 | MA | NEWE | #N/A | #N/A | 6133 | Conneticut | Hartford | 2527.3333 | 247.6667
[13 empty] | 01005 | 1005 | MA | NEWE | #N/A | #N/A | 6134 | Conneticut | Hartford | 2527.3333 | 247.6667
[13 empty] | 01007 | 1007 | MA | NEWE | #N/A | #N/A | 6137 | Conneticut | Hartford | 2527.3333 | 247.6667
[13 empty] | 01008 | 1008 | MA | NEWE | #N/A | #N/A | 6138 | Conneticut | Hartford | 2527.3333 | 247.6667
[13 empty] | 01009 | 1009 | MA | NEWE | #N/A | #N/A | 6140 | Conneticut | Hartford | 2527.3333 | 247.6667
[13 empty] | 01010 | 1010 | MA | NEWE | #N/A | #N/A | 6141 | Conneticut | Hartford | 2527.3333 | 247.6667
[13 empty] | 01011 | 1011 | MA | NEWE | #N/A | #N/A | 6142 | Conneticut | Hartford | 2527.3333 | 247.6667
[13 empty] | 01012 | 1012 | MA | NEWE | #N/A | #N/A | 6143 | Conneticut | Hartford | 2527.3333 | 247.6667
[13 empty] | 01013 | 1013 | MA | NEWE | #N/A | #N/A | 6144 | Conneticut | Hartford | 2527.3333 | 247.6667
[13 empty] | 01014 | 1014 | MA | NEWE | #N/A | #N/A | 6145 | Conneticut | Hartford | 2527.3333 | 247.6667
[13 empty] | 01020 | 1020 | MA | NEWE | #N/A | #N/A | 6146 | Conneticut | Hartford | 2527.3333 | 247.6667
[13 empty] | 01021 | 1021 | MA | NEWE | #N/A | #N/A | 6147 | Conneticut | Hartford | 2527.3333 | 247.6667
[13 empty] | 01022 | 1022 | MA | NEWE | #N/A | #N/A | 6150 | Conneticut | Hartford | 2527.3333 | 247.6667
[13 empty] | 01026 | 1026 | MA | NEWE | #N/A | #N/A | 6151 | Conneticut | Hartford | 2527.3333 | 247.6667
[13 empty] | 01027 | 1027 | MA | NEWE | #N/A | #N/A | 6152 | Conneticut | Hartford | 2527.3333 | 247.6667
[13 empty] | 01028 | 1028 | MA | NEWE | #N/A | #N/A | 6153 | Conneticut | Hartford | 2527.3333 | 247.6667
[13 empty] | 01029 | 1029 | MA | NEWE | #N/A | #N/A | 6154 | Conneticut | Hartford | 2527.3333 | 247.6667
[13 empty] | 01030 | 1030 | MA | NEWE | #N/A | #N/A | 6155 | Conneticut | Hartford | 2527.3333 | 247.6667
[13 empty] | 01031 | 1031 | MA | NEWE | #N/A | #N/A | 6156 | Conneticut | Hartford | 2527.3333 | 247.6667
[13 empty] | 01032 | 1032 | MA | NEWE | #N/A | #N/A | 6160 | Conneticut | Hartford | 2527.3333 | 247.6667
[13 empty] | 01033 | 1033 | MA | NEWE | #N/A | #N/A | 6161 | Conneticut | Hartford | 2527.3333 | 247.6667
[13 empty] | 01034 | 1034 | MA | NEWE | #N/A | #N/A | 6167 | Conneticut | Hartford | 2527.3333 | 247.6667
[13 empty] | 01035 | 1035 | MA | NEWE | #N/A | #N/A | 6176 | Conneticut | Hartford | 2527.3333 | 247.6667
[13 empty] | 01036 | 1036 | MA | NEWE | #N/A | #N/A | 6180 | Conneticut | Hartford | 2527.3333 | 247.6667
[13 empty] | 01037 | 1037 | MA | NEWE | #N/A | #N/A | 6183 | Conneticut | Hartford | 2527.3333 | 247.6667
[13 empty] | 01038 | 1038 | MA | NEWE | #N/A | #N/A | 6199 | Conneticut | Hartford | 2527.3333 | 247.6667
[13 empty] | 01039 | 1039 | MA | NEWE | #N/A | #N/A | 8601 | New Jersey | Trenton | 2249.6667 | 281.3333
[13 empty] | 01040 | 1040 | MA | NEWE | #N/A | #N/A | 8602 | New Jersey | Trenton | 2249.6667 | 281.3333
[13 empty] | 01041 | 1041 | MA | NEWE | #N/A | #N/A | 8603 | New Jersey | Trenton | 2249.6667 | 281.3333
[13 empty] | 01050 | 1050 | MA | NEWE | #N/A | #N/A | 8604 | New Jersey | Trenton | 2249.6667 | 281.3333
[13 empty] | 01053 | 1053 | MA | NEWE | #N/A | #N/A | 8605 | New Jersey | Trenton | 2249.6667 | 281.3333
[13 empty] | 01054 | 1054 | MA | NEWE | #N/A | #N/A | 8606 | New Jersey | Trenton | 2249.6667 | 281.3333
[13 empty] | 01056 | 1056 | MA | NEWE | #N/A | #N/A | 8607 | New Jersey | Trenton | 2249.6667 | 281.3333
[13 empty] | 01057 | 1057 | MA | NEWE | #N/A | #N/A | 8608 | New Jersey | Trenton | 2249.6667 | 281.3333
[13 empty] | 01059 | 1059 | MA | NEWE | #N/A | #N/A | 8609 | New Jersey | Trenton | 2249.6667 | 281.3333
[13 empty] | 01060 | 1060 | MA | NEWE | #N/A | #N/A | 8610 | New Jersey | Trenton | 2249.6667 | 281.3333
[13 empty] | 01061 | 1061 | MA | NEWE | #N/A | #N/A | 8611 | New Jersey | Trenton | 2249.6667 | 281.3333
[13 empty] | 01062 | 1062 | MA | NEWE | #N/A | #N/A | 8618 | New Jersey | Trenton | 2249.6667 | 281.3333
[13 empty] | 01063 | 1063 | MA | NEWE | #N/A | #N/A | 8619 | New Jersey | Trenton | 2249.6667 | 281.3333
[13 empty] | 01066 | 1066 | MA | NEWE | #N/A | #N/A | 8620 | New Jersey | Trenton | 2249.6667 | 281.3333
[13 empty] | 01068 | 1068 | MA | NEWE | #N/A | #N/A | 8625 | New Jersey | Trenton | 2249.6667 | 281.3333
[13 empty] | 01069 | 1069 | MA | NEWE | #N/A | #N/A | 8628 | New Jersey | Trenton | 2249.6667 | 281.3333
[13 empty] | 01070 | 1070 | MA | NEWE | #N/A | #N/A | 8629 | New Jersey | Trenton | 2249.6667 | 281.3333
[13 empty] | 01071 | 1071 | MA | NEWE | #N/A | #N/A | 8638 | New Jersey | Trenton | 2249.6667 | 281.3333
[13 empty] | 01072 | 1072 | MA | NEWE | #N/A | #N/A | 8641 | New Jersey | Trenton | 2249.6667 | 281.3333
[13 empty] | 01073 | 1073 | MA | NEWE | #N/A | #N/A | 8645 | New Jersey | Trenton | 2249.6667 | 281.3333
[13 empty] | 01074 | 1074 | MA | NEWE | #N/A | #N/A | 8646 | New Jersey | Trenton | 2249.6667 | 281.3333
[13 empty] | 01075 | 1075 | MA | NEWE | #N/A | #N/A | 8647 | New Jersey | Trenton | 2249.6667 | 281.3333
[13 empty] | 01077 | 1077 | MA | NEWE | #N/A | #N/A | 8648 | New Jersey | Trenton | 2249.6667 | 281.3333
[13 empty] | 01079 | 1079 | MA | NEWE | #N/A | #N/A | 8650 | New Jersey | Trenton | 2249.6667 | 281.3333
[13 empty] | 01080 | 1080 | MA | NEWE | #N/A | #N/A | 8666 | New Jersey | Trenton | 2249.6667 | 281.3333
[13 empty] | 01081 | 1081 | MA | NEWE | #N/A | #N/A | 8690 | New Jersey | Trenton | 2249.6667 | 281.3333
[13 empty] | 01082 | 1082 | MA | NEWE | #N/A | #N/A | 8691 | New Jersey | Trenton | 2249.6667 | 281.3333
[13 empty] | 01083 | 1083 | MA | NEWE | #N/A | #N/A | 8695 | New Jersey | Trenton | 2249.6667 | 281.3333
[13 empty] | 01084 | 1084 | MA | NEWE | #N/A | #N/A | 10001 | New York | New York | 2028.6667 | 313.6667
[13 empty] | 01085 | 1085 | MA | NEWE | #N/A | #N/A | 10002 | New York | New York | 2028.6667 | 313.6667
[13 empty] | 01086 | 1086 | MA | NEWE | #N/A | #N/A | 10003 | New York | New York | 2028.6667 | 313.6667
[13 empty] | 01088 | 1088 | MA | NEWE | #N/A | #N/A | 10004 | New York | New York | 2028.6667 | 313.6667
[13 empty] | 01089 | 1089 | MA | NEWE | #N/A | #N/A | 10005 | New York | New York | 2028.6667 | 313.6667
[13 empty] | 01090 | 1090 | MA | NEWE | #N/A | #N/A | 10006 | New York | New York | 2028.6667 | 313.6667
[13 empty] | 01092 | 1092 | MA | NEWE | #N/A | #N/A | 10007 | New York | New York | 2028.6667 | 313.6667
[13 empty] | 01093 | 1093 | MA | NEWE | #N/A | #N/A | 10008 | New York | New York | 2028.6667 | 313.6667
[13 empty] | 01094 | 1094 | MA | NEWE | #N/A | #N/A | 10009 | New York | New York | 2028.6667 | 313.6667
[13 empty] | 01095 | 1095 | MA | NEWE | #N/A | #N/A | 10010 | New York | New York | 2028.6667 | 313.6667
[13 empty] | 01096 | 1096 | MA | NEWE | #N/A | #N/A | 10011 | New York | New York | 2028.6667 | 313.6667
[13 empty] | 01097 | 1097 | MA | NEWE | #N/A | #N/A | 10012 | New York | New York | 2028.6667 | 313.6667
[13 empty] | 01098 | 1098 | MA | NEWE | #N/A | #N/A | 10013 | New York | New York | 2028.6667 | 313.6667
[13 empty] | 01101 | 1101 | MA | NEWE | #N/A | #N/A | 10014 | New York | New York | 2028.6667 | 313.6667
[13 empty] | 01102 | 1102 | MA | NEWE | #N/A | #N/A | 10016 | New York | New York | 2028.6667 | 313.6667
[13 empty] | 01103 | 1103 | MA | NEWE | #N/A | #N/A | 10017 | New York | New York | 2028.6667 | 313.6667
[13 empty] | 01104 | 1104 | MA | NEWE | #N/A | #N/A | 10018 | New York | New York | 2028.6667 | 313.6667
[13 empty] | 01105 | 1105 | MA | NEWE | #N/A | #N/A | 10019 | New York | New York | 2028.6667 | 313.6667
[13 empty] | 01106 | 1106 | MA | NEWE | #N/A | #N/A | 10020 | New York | New York | 2028.6667 | 313.6667
[13 empty] | 01107 | 1107 | MA | NEWE | #N/A | #N/A | 10021 | New York | New York | 2028.6667 | 313.6667
[13 empty] | 01108 | 1108 | MA | NEWE | #N/A | #N/A | 10022 | New York | New York | 2028.6667 | 313.6667
[13 empty] | 01109 | 1109 | MA | NEWE | #N/A | #N/A | 10023 | New York | New York | 2028.6667 | 313.6667
[13 empty] | 01111 | 1111 | MA | NEWE | #N/A | #N/A | 10024 | New York | New York | 2028.6667 | 313.6667
[13 empty] | 01115 | 1115 | MA | NEWE | #N/A | #N/A | 10025 | New York | New York | 2028.6667 | 313.6667
[13 empty] | 01116 | 1116 | MA | NEWE | #N/A | #N/A | 10026 | New York | New York | 2028.6667 | 313.6667
[13 empty] | 01118 | 1118 | MA | NEWE | #N/A | #N/A | 10027 | New York | New York | 2028.6667 | 313.6667
[13 empty] | 01119 | 1119 | MA | NEWE | #N/A | #N/A | 10028 | New York | New York | 2028.6667 | 313.6667
[13 empty] | 01128 | 1128 | MA | NEWE | #N/A | #N/A | 10029 | New York | New York | 2028.6667 | 313.6667
[13 empty] | 01129 | 1129 | MA | NEWE | #N/A | #N/A | 10030 | New York | New York | 2028.6667 | 313.6667
[13 empty] | 01138 | 1138 | MA | NEWE | #N/A | #N/A | 10031 | New York | New York | 2028.6667 | 313.6667
[13 empty] | 01139 | 1139 | MA | NEWE | #N/A | #N/A | 10032 | New York | New York | 2028.6667 | 313.6667
[13 empty] | 01144 | 1144 | MA | NEWE | #N/A | #N/A | 10033 | New York | New York | 2028.6667 | 313.6667
[13 empty] | 01151 | 1151 | MA | NEWE | #N/A | #N/A | 10034 | New York | New York | 2028.6667 | 313.6667
[13 empty] | 01152 | 1152 | MA | NEWE | #N/A | #N/A | 10035 | New York | New York | 2028.6667 | 313.6667
[13 empty] | 01199 | 1199 | MA | NEWE | #N/A | #N/A | 10036 | New York | New York | 2028.6667 | 313.6667
[13 empty] | 01201 | 1201 | MA | NEWE | #N/A | #N/A | 10037 | New York | New York | 2028.6667 | 313.6667
[13 empty] | 01202 | 1202 | MA | NEWE | #N/A | #N/A | 10038 | New York | New York | 2028.6667 | 313.6667
[13 empty] | 01203 | 1203 | MA | NEWE | #N/A | #N/A | 10039 | New York | New York | 2028.6667 | 313.6667
[13 empty] | 01220 | 1220 | MA | NEWE | #N/A | #N/A | 10040 | New York | New York | 2028.6667 | 313.6667
[13 empty] | 01222 | 1222 | MA | NEWE | #N/A | #N/A | 10041 | New York | New York | 2028.6667 | 313.6667
[13 empty] | 01223 | 1223 | MA | NEWE | #N/A | #N/A | 10043 | New York | New York | 2028.6667 | 313.6667
[13 empty] | 01224 | 1224 | MA | NEWE | #N/A | #N/A | 10044 | New York | New York | 2028.6667 | 313.6667
[13 empty] | 01225 | 1225 | MA | NEWE | #N/A | #N/A | 10045 | New York | New York | 2028.6667 | 313.6667
[13 empty] | 01226 | 1226 | MA | NEWE | #N/A | #N/A | 10055 | New York | New York | 2028.6667 | 313.6667
[13 empty] | 01227 | 1227 | MA | NEWE | #N/A | #N/A | 10060 | New York | New York | 2028.6667 | 313.6667
[13 empty] | 01229 | 1229 | MA | NEWE | #N/A | #N/A | 10065 | New York | New York | 2028.6667 | 313.6667
[13 empty] | 01230 | 1230 | MA | NEWE | #N/A | #N/A | 10069 | New York | New York | 2028.6667 | 313.6667
[13 empty] | 01235 | 1235 | MA | NEWE | #N/A | #N/A | 10075 | New York | New York | 2028.6667 | 313.6667
[13 empty] | 01236 | 1236 | MA | NEWE | #N/A | #N/A | 10080 | New York | New York | 2028.6667 | 313.6667
[13 empty] | 01237 | 1237 | MA | NEWE | #N/A | #N/A | 10081 | New York | New York | 2028.6667 | 313.6667
[13 empty] | 01238 | 1238 | MA | NEWE | #N/A | #N/A | 10087 | New York | New York | 2028.6667 | 313.6667
[13 empty] | 01240 | 1240 | MA | NEWE | #N/A | #N/A | 10090 | New York | New York | 2028.6667 | 313.6667
[13 empty] | 01242 | 1242 | MA | NEWE | #N/A | #N/A | 10101 | New York | New York | 2028.6667 | 313.6667
[13 empty] | 01243 | 1243 | MA | NEWE | #N/A | #N/A | 10102 | New York | New York | 2028.6667 | 313.6667
[13 empty] | 01244 | 1244 | MA | NEWE | #N/A | #N/A | 10103 | New York | New York | 2028.6667 | 313.6667
[13 empty] | 01245 | 1245 | MA | NEWE | #N/A | #N/A | 10104 | New York | New York | 2028.6667 | 313.6667
[13 empty] | 01247 | 1247 | MA | NEWE | #N/A | #N/A | 10105 | New York | New York | 2028.6667 | 313.6667
[13 empty] | 01252 | 1252 | MA | NEWE | #N/A | #N/A | 10106 | New York | New York | 2028.6667 | 313.6667
[13 empty] | 01253 | 1253 | MA | NEWE | #N/A | #N/A | 10107 | New York | New York | 2028.6667 | 313.6667
[13 empty] | 01254 | 1254 | MA | NEWE | #N/A | #N/A | 10108 | New York | New York | 2028.6667 | 313.6667
[13 empty] | 01255 | 1255 | MA | NEWE | #N/A | #N/A | 10109 | New York | New York | 2028.6667 | 313.6667
[13 empty] | 01256 | 1256 | MA | NEWE | #N/A | #N/A | 10110 | New York | New York | 2028.6667 | 313.6667
[13 empty] | 01257 | 1257 | MA | NEWE | #N/A | #N/A | 10111 | New York | New York | 2028.6667 | 313.6667
[13 empty] | 01258 | 1258 | MA | NEWE | #N/A | #N/A | 10112 | New York | New York | 2028.6667 | 313.6667
[13 empty] | 01259 | 1259 | MA | NEWE | #N/A | #N/A | 10113 | New York | New York | 2028.6667 | 313.6667
[13 empty] | 01260 | 1260 | MA | NEWE | #N/A | #N/A | 10114 | New York | New York | 2028.6667 | 313.6667
[13 empty] | 01262 | 1262 | MA | NEWE | #N/A | #N/A | 10115 | New York | New York | 2028.6667 | 313.6667
[13 empty] | 01263 | 1263 | MA | NEWE | #N/A | #N/A | 10116 | New York | New York | 2028.6667 | 313.6667
[13 empty] | 01264 | 1264 | MA | NEWE | #N/A | #N/A | 10117 | New York | New York | 2028.6667 | 313.6667
[13 empty] | 01266 | 1266 | MA | NEWE | #N/A | #N/A | 10118 | New York | New York | 2028.6667 | 313.6667
[13 empty] | 01267 | 1267 | MA | NEWE | #N/A | #N/A | 10119 | New York | New York | 2028.6667 | 313.6667
[13 empty] | 01270 | 1270 | MA | NEWE | #N/A | #N/A | 10120 | New York | New York | 2028.6667 | 313.6667
[13 empty] | 01301 | 1301 | MA | NEWE | #N/A | #N/A | 10121 | New York | New York | 2028.6667 | 313.6667
[13 empty] | 01302 | 1302 | MA | NEWE | #N/A | #N/A | 10122 | New York | New York | 2028.6667 | 313.6667
[13 empty] | 01330 | 1330 | MA | NEWE | #N/A | #N/A | 10123 | New York | New York | 2028.6667 | 313.6667
[13 empty] | 01331 | 1331 | MA | NEWE | #N/A | #N/A | 10124 | New York | New York | 2028.6667 | 313.6667
[13 empty] | 01337 | 1337 | MA | NEWE | #N/A | #N/A | 10125 | New York | New York | 2028.6667 | 313.6667
[13 empty] | 01338 | 1338 | MA | NEWE | #N/A | #N/A | 10126 | New York | New York | 2028.6667 | 313.6667
[13 empty] | 01339 | 1339 | MA | NEWE | #N/A | #N/A | 10128 | New York | New York | 2028.6667 | 313.6667
[13 empty] | 01340 | 1340 | MA | NEWE | #N/A | #N/A | 10129 | New York | New York | 2028.6667 | 313.6667
[13 empty] | 01341 | 1341 | MA | NEWE | #N/A | #N/A | 10130 | New York | New York | 2028.6667 | 313.6667
[13 empty] | 01342 | 1342 | MA | NEWE | #N/A | #N/A | 10131 | New York | New York | 2028.6667 | 313.6667
[13 empty] | 01343 | 1343 | MA | NEWE | #N/A | #N/A | 10132 | New York | New York | 2028.6667 | 313.6667
[13 empty] | 01344 | 1344 | MA | NEWE | #N/A | #N/A | 10133 | New York | New York | 2028.6667 | 313.6667
[13 empty] | 01346 | 1346 | MA | NEWE | #N/A | #N/A | 10138 | New York | New York | 2028.6667 | 313.6667
[13 empty] | 01347 | 1347 | MA | NEWE | #N/A | #N/A | 10150 | New York | New York | 2028.6667 | 313.6667
[13 empty] | 01349 | 1349 | MA | NEWE | #N/A | #N/A | 10151 | New York | New York | 2028.6667 | 313.6667
[13 empty] | 01350 | 1350 | MA | NEWE | #N/A | #N/A | 10152 | New York | New York | 2028.6667 | 313.6667
[13 empty] | 01351 | 1351 | MA | NEWE | #N/A | #N/A | 10153 | New York | New York | 2028.6667 | 313.6667
[13 empty] | 01354 | 1354 | MA | NEWE | #N/A | #N/A | 10154 | New York | New York | 2028.6667 | 313.6667
[13 empty] | 01355 | 1355 | MA | NEWE | #N/A | #N/A | 10155 | New York | New York | 2028.6667 | 313.6667
[13 empty] | 01360 | 1360 | MA | NEWE | #N/A | #N/A | 10156 | New York | New York | 2028.6667 | 313.6667
[13 empty] | 01364 | 1364 | MA | NEWE | #N/A | #N/A | 10157 | New York | New York | 2028.6667 | 313.6667
[13 empty] | 01366 | 1366 | MA | NEWE | #N/A | #N/A | 10158 | New York | New York | 2028.6667 | 313.6667
[13 empty] | 01367 | 1367 | MA | NEWE | #N/A | #N/A | 10159 | New York | New York | 2028.6667 | 313.6667
[13 empty] | 01368 | 1368 | MA | NEWE | #N/A | #N/A | 10160 | New York | New York | 2028.6667 | 313.6667
[13 empty] | 01370 | 1370 | MA | NEWE | #N/A | #N/A | 10162 | New York | New York | 2028.6667 | 313.6667
[13 empty] | 01373 | 1373 | MA | NEWE | #N/A | #N/A | 10163 | New York | New York | 2028.6667 | 313.6667
[13 empty] | 01375 | 1375 | MA | NEWE | #N/A | #N/A | 10164 | New York | New York | 2028.6667 | 313.6667
[13 empty] | 01376 | 1376 | MA | NEWE | #N/A | #N/A | 10165 | New York | New York | 2028.6667 | 313.6667
[13 empty] | 01378 | 1378 | MA | NEWE | #N/A | #N/A | 10166 | New York | New York | 2028.6667 | 313.6667
[13 empty] | 01379 | 1379 | MA | NEWE | #N/A | #N/A | 10167 | New York | New York | 2028.6667 | 313.6667
[13 empty] | 01380 | 1380 | MA | NEWE | #N/A | #N/A | 10168 | New York | New York | 2028.6667 | 313.6667
[13 empty] | 01420 | 1420 | MA | NEWE | #N/A | #N/A | 10169 | New York | New York | 2028.6667 | 313.6667
[13 empty] | 01430 | 1430 | MA | NEWE | #N/A | #N/A | 10170 | New York | New York | 2028.6667 | 313.6667
[13 empty] | 01431 | 1431 | MA | NEWE | #N/A | #N/A | 10171 | New York | New York | 2028.6667 | 313.6667
[13 empty] | 01432 | 1432 | MA | NEWE | #N/A | #N/A | 10172 | New York | New York | 2028.6667 | 313.6667
[13 empty] | 01434 | 1434 | MA | NEWE | #N/A | #N/A | 10173 | New York | New York | 2028.6667 | 313.6667
[13 empty] | 01436 | 1436 | MA | NEWE | #N/A | #N/A | 10174 | New York | New York | 2028.6667 | 313.6667
[13 empty] | 01438 | 1438 | MA | NEWE | #N/A | #N/A | 10175 | New York | New York | 2028.6667 | 313.6667
[13 empty] | 01440 | 1440 | MA | NEWE | #N/A | #N/A | 10176 | New York | New York | 2028.6667 | 313.6667
[13 empty] | 01441 | 1441 | MA | NEWE | #N/A | #N/A | 10177 | New York | New York | 2028.6667 | 313.6667
[13 empty] | 01450 | 1450 | MA | NEWE | #N/A | #N/A | 10178 | New York | New York | 2028.6667 | 313.6667
[13 empty] | 01451 | 1451 | MA | NEWE | #N/A | #N/A | 10179 | New York | New York | 2028.6667 | 313.6667
[13 empty] | 01452 | 1452 | MA | NEWE | #N/A | #N/A | 10185 | New York | New York | 2028.6667 | 313.6667
[13 empty] | 01453 | 1453 | MA | NEWE | #N/A | #N/A | 10199 | New York | New York | 2028.6667 | 313.6667
[13 empty] | 01460 | 1460 | MA | NEWE | #N/A | #N/A | 10203 | New York | New York | 2028.6667 | 313.6667
[13 empty] | 01462 | 1462 | MA | NEWE | #N/A | #N/A | 10211 | New York | New York | 2028.6667 | 313.6667
[13 empty] | 01463 | 1463 | MA | NEWE | #N/A | #N/A | 10212 | New York | New York | 2028.6667 | 313.6667
[13 empty] | 01464 | 1464 | MA | NEWE | #N/A | #N/A | 10213 | New York | New York | 2028.6667 | 313.6667
[13 empty] | 01467 | 1467 | MA | NEWE | #N/A | #N/A | 10242 | New York | New York | 2028.6667 | 313.6667
[13 empty] | 01468 | 1468 | MA | NEWE | #N/A | #N/A | 10249 | New York | New York | 2028.6667 | 313.6667
[13 empty] | 01469 | 1469 | MA | NEWE | #N/A | #N/A | 10256 | New York | New York | 2028.6667 | 313.6667
[13 empty] | 01470 | 1470 | MA | NEWE | #N/A | #N/A | 10258 | New York | New York | 2028.6667 | 313.6667
[13 empty] | 01471 | 1471 | MA | NEWE | #N/A | #N/A | 10259 | New York | New York | 2028.6667 | 313.6667
[13 empty] | 01472 | 1472 | MA | NEWE | #N/A | #N/A | 10260 | New York | New York | 2028.6667 | 313.6667
[13 empty] | 01473 | 1473 | MA | NEWE | #N/A | #N/A | 10261 | New York | New York | 2028.6667 | 313.6667
[13 empty] | 01474 | 1474 | MA | NEWE | #N/A | #N/A | 10265 | New York | New York | 2028.6667 | 313.6667
[13 empty] | 01475 | 1475 | MA | NEWE | #N/A | #N/A | 10268 | New York | New York | 2028.6667 | 313.6667
[13 empty] | 01477 | 1477 | MA | NEWE | #N/A | #N/A | 10269 | New York | New York | 2028.6667 | 313.6667
[13 empty] | 01501 | 1501 | MA | NEWE | #N/A | #N/A | 10270 | New York | New York | 2028.6667 | 313.6667
[13 empty] | 01503 | 1503 | MA | NEWE | #N/A | #N/A | 10271 | New York | New York | 2028.6667 | 313.6667
[13 empty] | 01504 | 1504 | MA | NEWE | #N/A | #N/A | 10272 | New York | New York | 2028.6667 | 313.6667
[13 empty] | 01505 | 1505 | MA | NEWE | #N/A | #N/A | 10273 | New York | New York | 2028.6667 | 313.6667
[13 empty] | 01506 | 1506 | MA | NEWE | #N/A | #N/A | 10274 | New York | New York | 2028.6667 | 313.6667
[13 empty] | 01507 | 1507 | MA | NEWE | #N/A | #N/A | 10275 | New York | New York | 2028.6667 | 313.6667
[13 empty] | 01508 | 1508 | MA | NEWE | #N/A | #N/A | 10276 | New York | New York | 2028.6667 | 313.6667
[13 empty] | 01509 | 1509 | MA | NEWE | #N/A | #N/A | 10277 | New York | New York | 2028.6667 | 313.6667
[13 empty] | 01510 | 1510 | MA | NEWE | #N/A | #N/A | 10278 | New York | New York | 2028.6667 | 313.6667
[13 empty] | 01515 | 1515 | MA | NEWE | #N/A | #N/A | 10279 | New York | New York | 2028.6667 | 313.6667
[13 empty] | 01516 | 1516 | MA | NEWE | #N/A | #N/A | 10280 | New York | New York | 2028.6667 | 313.6667
[13 empty] | 01517 | 1517 | MA | NEWE | #N/A | #N/A | 10281 | New York | New York | 2028.6667 | 313.6667
[13 empty] | 01518 | 1518 | MA | NEWE | #N/A | #N/A | 10282 | New York | New York | 2028.6667 | 313.6667
[13 empty] | 01519 | 1519 | MA | NEWE | #N/A | #N/A | 10285 | New York | New York | 2028.6667 | 313.6667
[13 empty] | 01520 | 1520 | MA | NEWE | #N/A | #N/A | 10286 | New York | New York | 2028.6667 | 313.6667
[13 empty] | 01521 | 1521 | MA | NEWE | #N/A | #N/A | 12201 | New York | Albany | 2932 | 202.6667
[13 empty] | 01522 | 1522 | MA | NEWE | #N/A | #N/A | 12202 | New York | Albany | 2932 | 202.6667
[13 empty] | 01523 | 1523 | MA | NEWE | #N/A | #N/A | 12203 | New York | Albany | 2932 | 202.6667
[13 empty] | 01524 | 1524 | MA | NEWE | #N/A | #N/A | 12204 | New York | Albany | 2932 | 202.6667
[13 empty] | 01525 | 1525 | MA | NEWE | #N/A | #N/A | 12205 | New York | Albany | 2932 | 202.6667
[13 empty] | 01526 | 1526 | MA | NEWE | #N/A | #N/A | 12206 | New York | Albany | 2932 | 202.6667
[13 empty] | 01527 | 1527 | MA | NEWE | #N/A | #N/A | 12207 | New York | Albany | 2932 | 202.6667
[13 empty] | 01529 | 1529 | MA | NEWE | #N/A | #N/A | 12208 | New York | Albany | 2932 | 202.6667
[13 empty] | 01531 | 1531 | MA | NEWE | #N/A | #N/A | 12209 | New York | Albany | 2932 | 202.6667
[13 empty] | 01532 | 1532 | MA | NEWE | #N/A | #N/A | 12210 | New York | Albany | 2932 | 202.6667
[13 empty] | 01534 | 1534 | MA | NEWE | #N/A | #N/A | 12211 | New York | Albany | 2932 | 202.6667
[13 empty] | 01535 | 1535 | MA | NEWE | #N/A | #N/A | 12212 | New York | Albany | 2932 | 202.6667
[13 empty] | 01536 | 1536 | MA | NEWE | #N/A | #N/A | 12214 | New York | Albany | 2932 | 202.6667
[13 empty] | 01537 | 1537 | MA | NEWE | #N/A | #N/A | 12220 | New York | Albany | 2932 | 202.6667
[13 empty] | 01538 | 1538 | MA | NEWE | #N/A | #N/A | 12222 | New York | Albany | 2932 | 202.6667
[13 empty] | 01540 | 1540 | MA | NEWE | #N/A | #N/A | 12223 | New York | Albany | 2932 | 202.6667
[13 empty] | 01541 | 1541 | MA | NEWE | #N/A | #N/A | 12224 | New York | Albany | 2932 | 202.6667
[13 empty] | 01542 | 1542 | MA | NEWE | #N/A | #N/A | 12225 | New York | Albany | 2932 | 202.6667
[13 empty] | 01543 | 1543 | MA | NEWE | #N/A | #N/A | 12226 | New York | Albany | 2932 | 202.6667
[13 empty] | 01545 | 1545 | MA | NEWE | #N/A | #N/A | 12227 | New York | Albany | 2932 | 202.6667
[13 empty] | 01546 | 1546 | MA | NEWE | #N/A | #N/A | 12228 | New York | Albany | 2932 | 202.6667
[13 empty] | 01550 | 1550 | MA | NEWE | #N/A | #N/A | 12229 | New York | Albany | 2932 | 202.6667
[13 empty] | 01560 | 1560 | MA | NEWE | #N/A | #N/A | 12230 | New York | Albany | 2932 | 202.6667
[13 empty] | 01561 | 1561 | MA | NEWE | #N/A | #N/A | 12231 | New York | Albany | 2932 | 202.6667
[13 empty] | 01562 | 1562 | MA | NEWE | #N/A | #N/A | 12232 | New York | Albany | 2932 | 202.6667
[13 empty] | 01564 | 1564 | MA | NEWE | #N/A | #N/A | 12233 | New York | Albany | 2932 | 202.6667
[13 empty] | 01566 | 1566 | MA | NEWE | #N/A | #N/A | 12234 | New York | Albany | 2932 | 202.6667
[13 empty] | 01568 | 1568 | MA | NEWE | #N/A | #N/A | 12235 | New York | Albany | 2932 | 202.6667
[13 empty] | 01569 | 1569 | MA | NEWE | #N/A | #N/A | 12236 | New York | Albany | 2932 | 202.6667
[13 empty] | 01570 | 1570 | MA | NEWE | #N/A | #N/A | 12237 | New York | Albany | 2932 | 202.6667
[13 empty] | 01571 | 1571 | MA | NEWE | #N/A | #N/A | 12238 | New York | Albany | 2932 | 202.6667
[13 empty] | 01580 | 1580 | MA | NEWE | #N/A | #N/A | 12239 | New York | Albany | 2932 | 202.6667
[13 empty] | 01581 | 1581 | MA | NEWE | #N/A | #N/A | 12240 | New York | Albany | 2932 | 202.6667
[13 empty] | 01582 | 1582 | MA | NEWE | #N/A | #N/A | 12241 | New York | Albany | 2932 | 202.6667
[13 empty] | 01583 | 1583 | MA | NEWE | #N/A | #N/A | 12242 | New York | Albany | 2932 | 202.6667
[13 empty] | 01585 | 1585 | MA | NEWE | #N/A | #N/A | 12243 | New York | Albany | 2932 | 202.6667
[13 empty] | 01586 | 1586 | MA | NEWE | #N/A | #N/A | 12244 | New York | Albany | 2932 | 202.6667
[13 empty] | 01588 | 1588 | MA | NEWE | #N/A | #N/A | 12245 | New York | Albany | 2932 | 202.6667
[13 empty] | 01590 | 1590 | MA | NEWE | #N/A | #N/A | 12246 | New York | Albany | 2932 | 202.6667
[13 empty] | 01601 | 1601 | MA | NEWE | #N/A | #N/A | 12247 | New York | Albany | 2932 | 202.6667
[13 empty] | 01602 | 1602 | MA | NEWE | #N/A | #N/A | 12248 | New York | Albany | 2932 | 202.6667
[13 empty] | 01603 | 1603 | MA | NEWE | #N/A | #N/A | 12249 | New York | Albany | 2932 | 202.6667
[13 empty] | 01604 | 1604 | MA | NEWE | #N/A | #N/A | 12250 | New York | Albany | 2932 | 202.6667
[13 empty] | 01605 | 1605 | MA | NEWE | #N/A | #N/A | 12255 | New York | Albany | 2932 | 202.6667
[13 empty] | 01606 | 1606 | MA | NEWE | #N/A | #N/A | 12257 | New York | Albany | 2932 | 202.6667
[13 empty] | 01607 | 1607 | MA | NEWE | #N/A | #N/A | 12260 | New York | Albany | 2932 | 202.6667
[13 empty] | 01608 | 1608 | MA | NEWE | #N/A | #N/A | 12261 | New York | Albany | 2932 | 202.6667
[13 empty] | 01609 | 1609 | MA | NEWE | #N/A | #N/A | 12288 | New York | Albany | 2932 | 202.6667
[13 empty] | 01610 | 1610 | MA | NEWE | #N/A | #N/A | 17101 | Pennsylvania | Harrisburg | 2322 | 282
[13 empty] | 01611 | 1611 | MA | NEWE | #N/A | #N/A | 17102 | Pennsylvania | Harrisburg | 2322 | 282
[13 empty] | 01612 | 1612 | MA | NEWE | #N/A | #N/A | 17103 | Pennsylvania | Harrisburg | 2322 | 282
[13 empty] | 01613 | 1613 | MA | NEWE | #N/A | #N/A | 17104 | Pennsylvania | Harrisburg | 2322 | 282
[13 empty] | 01614 | 1614 | MA | NEWE | #N/A | #N/A | 17105 | Pennsylvania | Harrisburg | 2322 | 282
[13 empty] | 01615 | 1615 | MA | NEWE | #N/A | #N/A | 17106 | Pennsylvania | Harrisburg | 2322 | 282
[13 empty] | 01653 | 1653 | MA | NEWE | #N/A | #N/A | 17107 | Pennsylvania | Harrisburg | 2322 | 282
[13 empty] | 01654 | 1654 | MA | NEWE | #N/A | #N/A | 17108 | Pennsylvania | Harrisburg | 2322 | 282
[13 empty] | 01655 | 1655 | MA | NEWE | #N/A | #N/A | 17109 | Pennsylvania | Harrisburg | 2322 | 282
[13 empty] | 01701 | 1701 | MA | NEWE | #N/A | #N/A | 17110 | Pennsylvania | Harrisburg | 2322 | 282
[13 empty] | 01702 | 1702 | MA | NEWE | #N/A | #N/A | 17111 | Pennsylvania | Harrisburg | 2322 | 282
[13 empty] | 01703 | 1703 | MA | NEWE | #N/A | #N/A | 17112 | Pennsylvania | Harrisburg | 2322 | 282
[13 empty] | 01704 | 1704 | MA | NEWE | #N/A | #N/A | 17113 | Pennsylvania | Harrisburg | 2322 | 282
[13 empty] | 01705 | 1705 | MA | NEWE | #N/A | #N/A | 17120 | Pennsylvania | Harrisburg | 2322 | 282
[13 empty] | 01718 | 1718 | MA | NEWE | #N/A | #N/A | 17121 | Pennsylvania | Harrisburg | 2322 | 282
[13 empty] | 01719 | 1719 | MA | NEWE | #N/A | #N/A | 17122 | Pennsylvania | Harrisburg | 2322 | 282
[13 empty] | 01720 | 1720 | MA | NEWE | #N/A | #N/A | 17123 | Pennsylvania | Harrisburg | 2322 | 282
[13 empty] | 01721 | 1721 | MA | NEWE | #N/A | #N/A | 17124 | Pennsylvania | Harrisburg | 2322 | 282
[13 empty] | 01730 | 1730 | MA | NEWE | #N/A | #N/A | 17125 | Pennsylvania | Harrisburg | 2322 | 282
[13 empty] | 01731 | 1731 | MA | NEWE | #N/A | #N/A | 17126 | Pennsylvania | Harrisburg | 2322 | 282
[13 empty] | 01740 | 1740 | MA | NEWE | #N/A | #N/A | 17127 | Pennsylvania | Harrisburg | 2322 | 282
[13 empty] | 01741 | 1741 | MA | NEWE | #N/A | #N/A | 17128 | Pennsylvania | Harrisburg | 2322 | 282
[13 empty] | 01742 | 1742 | MA | NEWE | #N/A | #N/A | 17129 | Pennsylvania | Harrisburg | 2322 | 282
[13 empty] | 01745 | 1745 | MA | NEWE | #N/A | #N/A | 17130 | Pennsylvania | Harrisburg | 2322 | 282
[13 empty] | 01746 | 1746 | MA | NEWE | #N/A | #N/A | 17140 | Pennsylvania | Harrisburg | 2322 | 282
[13 empty] | 01747 | 1747 | MA | NEWE | #N/A | #N/A | 17177 | Pennsylvania | Harrisburg | 2322 | 282
[13 empty] | 01748 | 1748 | MA | NEWE | #N/A | #N/A | 19019 | Pennsylvania | Philadelphia | 1997.3333 | 383.6667
[13 empty] | 01749 | 1749 | MA | NEWE | #N/A | #N/A | 19092 | Pennsylvania | Philadelphia | 1997.3333 | 383.6667
[13 empty] | 01752 | 1752 | MA | NEWE | #N/A | #N/A | 19093 | Pennsylvania | Philadelphia | 1997.3333 | 383.6667
[13 empty] | 01754 | 1754 | MA | NEWE | #N/A | #N/A | 19099 | Pennsylvania | Philadelphia | 1997.3333 | 383.6667
[13 empty] | 01756 | 1756 | MA | NEWE | #N/A | #N/A | 19101 | Pennsylvania | Philadelphia | 1997.3333 | 383.6667
[13 empty] | 01757 | 1757 | MA | NEWE | #N/A | #N/A | 19102 | Pennsylvania | Philadelphia | 1997.3333 | 383.6667
[13 empty] | 01760 | 1760 | MA | NEWE | #N/A | #N/A | 19103 | Pennsylvania | Philadelphia | 1997.3333 | 383.6667
[13 empty] | 01770 | 1770 | MA | NEWE | #N/A | #N/A | 19104 | Pennsylvania | Philadelphia | 1997.3333 | 383.6667
[13 empty] | 01772 | 1772 | MA | NEWE | #N/A | #N/A | 19105 | Pennsylvania | Philadelphia | 1997.3333 | 383.6667
[13 empty] | 01773 | 1773 | MA | NEWE | #N/A | #N/A | 19106 | Pennsylvania | Philadelphia | 1997.3333 | 383.6667
[13 empty] | 01775 | 1775 | MA | NEWE | #N/A | #N/A | 19107 | Pennsylvania | Philadelphia | 1997.3333 | 383.6667
[13 empty] | 01776 | 1776 | MA | NEWE | #N/A | #N/A | 19108 | Pennsylvania | Philadelphia | 1997.3333 | 383.6667
[13 empty] | 01778 | 1778 | MA | NEWE | #N/A | #N/A | 19109 | Pennsylvania | Philadelphia | 1997.3333 | 383.6667
[13 empty] | 01784 | 1784 | MA | NEWE | #N/A | #N/A | 19110 | Pennsylvania | Philadelphia | 1997.3333 | 383.6667
[13 empty] | 01801 | 1801 | MA | NEWE | #N/A | #N/A | 19111 | Pennsylvania | Philadelphia | 1997.3333 | 383.6667
[13 empty] | 01803 | 1803 | MA | NEWE | #N/A | #N/A | 19112 | Pennsylvania | Philadelphia | 1997.3333 | 383.6667
[13 empty] | 01805 | 1805 | MA | NEWE | #N/A | #N/A | 19113 | Pennsylvania | Philadelphia | 1997.3333 | 383.6667
[13 empty] | 01807 | 1807 | MA | NEWE | #N/A | #N/A | 19114 | Pennsylvania | Philadelphia | 1997.3333 | 383.6667
[13 empty] | 01810 | 1810 | MA | NEWE | #N/A | #N/A | 19115 | Pennsylvania | Philadelphia | 1997.3333 | 383.6667
[13 empty] | 01812 | 1812 | MA | NEWE | #N/A | #N/A | 19116 | Pennsylvania | Philadelphia | 1997.3333 | 383.6667
[13 empty] | 01813 | 1813 | MA | NEWE | #N/A | #N/A | 19118 | Pennsylvania | Philadelphia | 1997.3333 | 383.6667
[13 empty] | 01815 | 1815 | MA | NEWE | #N/A | #N/A | 19119 | Pennsylvania | Philadelphia | 1997.3333 | 383.6667
[13 empty] | 01821 | 1821 | MA | NEWE | #N/A | #N/A | 19120 | Pennsylvania | Philadelphia | 1997.3333 | 383.6667
[13 empty] | 01822 | 1822 | MA | NEWE | #N/A | #N/A | 19121 | Pennsylvania | Philadelphia | 1997.3333 | 383.6667
[13 empty] | 01824 | 1824 | MA | NEWE | #N/A | #N/A | 19122 | Pennsylvania | Philadelphia | 1997.3333 | 383.6667
[13 empty] | 01826 | 1826 | MA | NEWE | #N/A | #N/A | 19123 | Pennsylvania | Philadelphia | 1997.3333 | 383.6667
[13 empty] | 01827 | 1827 | MA | NEWE | #N/A | #N/A | 19124 | Pennsylvania | Philadelphia | 1997.3333 | 383.6667
[13 empty] | 01830 | 1830 | MA | NEWE | #N/A | #N/A | 19125 | Pennsylvania | Philadelphia | 1997.3333 | 383.6667
[13 empty] | 01831 | 1831 | MA | NEWE | #N/A | #N/A | 19126 | Pennsylvania | Philadelphia | 1997.3333 | 383.6667
[13 empty] | 01832 | 1832 | MA | NEWE | #N/A | #N/A | 19127 | Pennsylvania | Philadelphia | 1997.3333 | 383.6667
[13 empty] | 01833 | 1833 | MA | NEWE | #N/A | #N/A | 19128 | Pennsylvania | Philadelphia | 1997.3333 | 383.6667
[13 empty] | 01834 | 1834 | MA | NEWE | #N/A | #N/A | 19129 | Pennsylvania | Philadelphia | 1997.3333 | 383.6667
[13 empty] | 01835 | 1835 | MA | NEWE | #N/A | #N/A | 19130 | Pennsylvania | Philadelphia | 1997.3333 | 383.6667
[13 empty] | 01840 | 1840 | MA | NEWE | #N/A | #N/A | 19131 | Pennsylvania | Philadelphia | 1997.3333 | 383.6667
[13 empty] | 01841 | 1841 | MA | NEWE | #N/A | #N/A | 19132 | Pennsylvania | Philadelphia | 1997.3333 | 383.6667
[13 empty] | 01842 | 1842 | MA | NEWE | #N/A | #N/A | 19133 | Pennsylvania | Philadelphia | 1997.3333 | 383.6667
[13 empty] | 01843 | 1843 | MA | NEWE | #N/A | #N/A | 19134 | Pennsylvania | Philadelphia | 1997.3333 | 383.6667
[13 empty] | 01844 | 1844 | MA | NEWE | #N/A | #N/A | 19135 | Pennsylvania | Philadelphia | 1997.3333 | 383.6667
[13 empty] | 01845 | 1845 | MA | NEWE | #N/A | #N/A | 19136 | Pennsylvania | Philadelphia | 1997.3333 | 383.6667
[13 empty] | 01850 | 1850 | MA | NEWE | #N/A | #N/A | 19137 | Pennsylvania | Philadelphia | 1997.3333 | 383.6667
[13 empty] | 01851 | 1851 | MA | NEWE | #N/A | #N/A | 19138 | Pennsylvania | Philadelphia | 1997.3333 | 383.6667
[13 empty] | 01852 | 1852 | MA | NEWE | #N/A | #N/A | 19139 | Pennsylvania | Philadelphia | 1997.3333 | 383.6667
[13 empty] | 01853 | 1853 | MA | NEWE | #N/A | #N/A | 19140 | Pennsylvania | Philadelphia | 1997.3333 | 383.6667
[13 empty] | 01854 | 1854 | MA | NEWE | #N/A | #N/A | 19141 | Pennsylvania | Philadelphia | 1997.3333 | 383.6667
[13 empty] | 01860 | 1860 | MA | NEWE | #N/A | #N/A | 19142 | Pennsylvania | Philadelphia | 1997.3333 | 383.6667
[13 empty] | 01862 | 1862 | MA | NEWE | #N/A | #N/A | 19143 | Pennsylvania | Philadelphia | 1997.3333 | 383.6667
[13 empty] | 01863 | 1863 | MA | NEWE | #N/A | #N/A | 19144 | Pennsylvania | Philadelphia | 1997.3333 | 383.6667
[13 empty] | 01864 | 1864 | MA | NEWE | #N/A | #N/A | 19145 | Pennsylvania | Philadelphia | 1997.3333 | 383.6667
[13 empty] | 01865 | 1865 | MA | NEWE | #N/A | #N/A | 19146 | Pennsylvania | Philadelphia | 1997.3333 | 383.6667
[13 empty] | 01866 | 1866 | MA | NEWE | #N/A | #N/A | 19147 | Pennsylvania | Philadelphia | 1997.3333 | 383.6667
[13 empty] | 01867 | 1867 | MA | NEWE | #N/A | #N/A | 19148 | Pennsylvania | Philadelphia | 1997.3333 | 383.6667
[13 empty] | 01876 | 1876 | MA | NEWE | #N/A | #N/A | 19149 | Pennsylvania | Philadelphia | 1997.3333 | 383.6667
[13 empty] | 01879 | 1879 | MA | NEWE | #N/A | #N/A | 19150 | Pennsylvania | Philadelphia | 1997.3333 | 383.6667
[13 empty] | 01880 | 1880 | MA | NEWE | #N/A | #N/A | 19151 | Pennsylvania | Philadelphia | 1997.3333 | 383.6667
[13 empty] | 01885 | 1885 | MA | NEWE | #N/A | #N/A | 19152 | Pennsylvania | Philadelphia | 1997.3333 | 383.6667
[13 empty] | 01886 | 1886 | MA | NEWE | #N/A | #N/A | 19153 | Pennsylvania | Philadelphia | 1997.3333 | 383.6667
[13 empty] | 01887 | 1887 | MA | NEWE | #N/A | #N/A | 19154 | Pennsylvania | Philadelphia | 1997.3333 | 383.6667
[13 empty] | 01888 | 1888 | MA | NEWE | #N/A | #N/A | 19155 | Pennsylvania | Philadelphia | 1997.3333 | 383.6667
[13 empty] | 01889 | 1889 | MA | NEWE | #N/A | #N/A | 19160 | Pennsylvania | Philadelphia | 1997.3333 | 383.6667
[13 empty] | 01890 | 1890 | MA | NEWE | #N/A | #N/A | 19161 | Pennsylvania | Philadelphia | 1997.3333 | 383.6667
[13 empty] | 01899 | 1899 | MA | NEWE | #N/A | #N/A | 19162 | Pennsylvania | Philadelphia | 1997.3333 | 383.6667
[13 empty] | 01901 | 1901 | MA | NEWE | #N/A | #N/A | 19170 | Pennsylvania | Philadelphia | 1997.3333 | 383.6667
[13 empty] | 01902 | 1902 | MA | NEWE | #N/A | #N/A | 19171 | Pennsylvania | Philadelphia | 1997.3333 | 383.6667
[13 empty] | 01903 | 1903 | MA | NEWE | #N/A | #N/A | 19172 | Pennsylvania | Philadelphia | 1997.3333 | 383.6667
[13 empty] | 01904 | 1904 | MA | NEWE | #N/A | #N/A | 19173 | Pennsylvania | Philadelphia | 1997.3333 | 383.6667
[13 empty] | 01905 | 1905 | MA | NEWE | #N/A | #N/A | 19175 | Pennsylvania | Philadelphia | 1997.3333 | 383.6667
[13 empty] | 01906 | 1906 | MA | NEWE | #N/A | #N/A | 19176 | Pennsylvania | Philadelphia | 1997.3333 | 383.6667
[13 empty] | 01907 | 1907 | MA | NEWE | #N/A | #N/A | 19177 | Pennsylvania | Philadelphia | 1997.3333 | 383.6667
[13 empty] | 01908 | 1908 | MA | NEWE | #N/A | #N/A | 19178 | Pennsylvania | Philadelphia | 1997.3333 | 383.6667
[13 empty] | 01910 | 1910 | MA | NEWE | #N/A | #N/A | 19179 | Pennsylvania | Philadelphia | 1997.3333 | 383.6667
[13 empty] | 01913 | 1913 | MA | NEWE | #N/A | #N/A | 19181 | Pennsylvania | Philadelphia | 1997.3333 | 383.6667
[13 empty] | 01915 | 1915 | MA | NEWE | #N/A | #N/A | 19182 | Pennsylvania | Philadelphia | 1997.3333 | 383.6667
[13 empty] | 01921 | 1921 | MA | NEWE | #N/A | #N/A | 19183 | Pennsylvania | Philadelphia | 1997.3333 | 383.6667
[13 empty] | 01922 | 1922 | MA | NEWE | #N/A | #N/A | 19184 | Pennsylvania | Philadelphia | 1997.3333 | 383.6667
[13 empty] | 01923 | 1923 | MA | NEWE | #N/A | #N/A | 19185 | Pennsylvania | Philadelphia | 1997.3333 | 383.6667
[13 empty] | 01929 | 1929 | MA | NEWE | #N/A | #N/A | 19187 | Pennsylvania | Philadelphia | 1997.3333 | 383.6667
[13 empty] | 01930 | 1930 | MA | NEWE | #N/A | #N/A | 19188 | Pennsylvania | Philadelphia | 1997.3333 | 383.6667
[13 empty] | 01931 | 1931 | MA | NEWE | #N/A | #N/A | 19190 | Pennsylvania | Philadelphia | 1997.3333 | 383.6667
[13 empty] | 01936 | 1936 | MA | NEWE | #N/A | #N/A | 19191 | Pennsylvania | Philadelphia | 1997.3333 | 383.6667
[13 empty] | 01937 | 1937 | MA | NEWE | #N/A | #N/A | 19192 | Pennsylvania | Philadelphia | 1997.3333 | 383.6667
[13 empty] | 01938 | 1938 | MA | NEWE | #N/A | #N/A | 19193 | Pennsylvania | Philadelphia | 1997.3333 | 383.6667
[13 empty] | 01940 | 1940 | MA | NEWE | #N/A | #N/A | 19194 | Pennsylvania | Philadelphia | 1997.3333 | 383.6667
[13 empty] | 01944 | 1944 | MA | NEWE | #N/A | #N/A | 19195 | Pennsylvania | Philadelphia | 1997.3333 | 383.6667
[13 empty] | 01945 | 1945 | MA | NEWE | #N/A | #N/A | 19196 | Pennsylvania | Philadelphia | 1997.3333 | 383.6667
[13 empty] | 01949 | 1949 | MA | NEWE | #N/A | #N/A | 19197 | Pennsylvania | Philadelphia | 1997.3333 | 383.6667
[13 empty] | 01950 | 1950 | MA | NEWE | #N/A | #N/A | 19244 | Pennsylvania | Philadelphia | 1997.3333 | 383.6667
[13 empty] | 01951 | 1951 | MA | NEWE | #N/A | #N/A | 19255 | Pennsylvania | Philadelphia | 1997.3333 | 383.6667
[13 empty] | 01952 | 1952 | MA | NEWE | #N/A | #N/A | 19901 | Delaware | Dover | 1981.3333 | 307.6667
[13 empty] | 01960 | 1960 | MA | NEWE | #N/A | #N/A | 19902 | Delaware | Dover | 1981.3333 | 307.6667
[13 empty] | 01961 | 1961 | MA | NEWE | #N/A | #N/A | 19903 | Delaware | Dover | 1981.3333 | 307.6667
[13 empty] | 01965 | 1965 | MA | NEWE | #N/A | #N/A | 19904 | Delaware | Dover | 1981.3333 | 307.6667
[13 empty] | 01966 | 1966 | MA | NEWE | #N/A | #N/A | 19905 | Delaware | Dover | 1981.3333 | 307.6667
[13 empty] | 01969 | 1969 | MA | NEWE | #N/A | #N/A | 19906 | Delaware | Dover | 1981.3333 | 307.6667
[13 empty] | 01970 | 1970 | MA | NEWE | #N/A | #N/A | 20001 | District of Columbia | Washington | 1668.6667 | 493
[13 empty] | 01971 | 1971 | MA | NEWE | #N/A | #N/A | 20002 | District of Columbia | Washington | 1668.6667 | 493
[13 empty] | 01982 | 1982 | MA | NEWE | #N/A | #N/A | 20003 | District of Columbia | Washington | 1668.6667 | 493
[13 empty] | 01983 | 1983 | MA | NEWE | #N/A | #N/A | 20004 | District of Columbia | Washington | 1668.6667 | 493
[13 empty] | 01984 | 1984 | MA | NEWE | #N/A | #N/A | 20005 | District of Columbia | Washington | 1668.6667 | 493
[13 empty] | 01985 | 1985 | MA | NEWE | #N/A | #N/A | 20006 | District of Columbia | Washington | 1668.6667 | 493
[13 empty] | 02018 | 2018 | MA | NEWE | #N/A | #N/A | 20007 | District of Columbia | Washington | 1668.6667 | 493
[13 empty] | 02019 | 2019 | MA | NEWE | #N/A | #N/A | 20008 | District of Columbia | Washington | 1668.6667 | 493
[13 empty] | 02020 | 2020 | MA | NEWE | #N/A | #N/A | 20009 | District of Columbia | Washington | 1668.6667 | 493
[13 empty] | 02021 | 2021 | MA | NEWE | #N/A | #N/A | 20010 | District of Columbia | Washington | 1668.6667 | 493
[13 empty] | 02025 | 2025 | MA | NEWE | #N/A | #N/A | 20011 | District of Columbia | Washington | 1668.6667 | 493
[13 empty] | 02026 | 2026 | MA | NEWE | #N/A | #N/A | 20012 | District of Columbia | Washington | 1668.6667 | 493
[13 empty] | 02027 | 2027 | MA | NEWE | #N/A | #N/A | 20013 | District of Columbia | Washington | 1668.6667 | 493
[13 empty] | 02030 | 2030 | MA | NEWE | #N/A | #N/A | 20015 | District of Columbia | Washington | 1668.6667 | 493
[13 empty] | 02032 | 2032 | MA | NEWE | #N/A | #N/A | 20016 | District of Columbia | Washington | 1668.6667 | 493
[13 empty] | 02035 | 2035 | MA | NEWE | #N/A | #N/A | 20017 | District of Columbia | Washington | 1668.6667 | 493
[13 empty] | 02038 | 2038 | MA | NEWE | #N/A | #N/A | 20018 | District of Columbia | Washington | 1668.6667 | 493
[13 empty] | 02040 | 2040 | MA | NEWE | #N/A | #N/A | 20019 | District of Columbia | Washington | 1668.6667 | 493
[13 empty] | 02041 | 2041 | MA | NEWE | #N/A | #N/A | 20020 | District of Columbia | Washington | 1668.6667 | 493
[13 empty] | 02043 | 2043 | MA | NEWE | #N/A | #N/A | 20022 | District of Columbia | Washington | 1668.6667 | 493
[13 empty] | 02044 | 2044 | MA | NEWE | #N/A | #N/A | 20024 | District of Columbia | Washington | 1668.6667 | 493
[13 empty] | 02045 | 2045 | MA | NEWE | #N/A | #N/A | 20026 | District of Columbia | Washington | 1668.6667 | 493
[13 empty] | 02047 | 2047 | MA | NEWE | #N/A | #N/A | 20027 | District of Columbia | Washington | 1668.6667 | 493
[13 empty] | 02048 | 2048 | MA | NEWE | #N/A | #N/A | 20029 | District of Columbia | Washington | 1668.6667 | 493
[13 empty] | 02050 | 2050 | MA | NEWE | #N/A | #N/A | 20030 | District of Columbia | Washington | 1668.6667 | 493
[13 empty] | 02051 | 2051 | MA | NEWE | #N/A | #N/A | 20032 | District of Columbia | Washington | 1668.6667 | 493
[13 empty] | 02052 | 2052 | MA | NEWE | #N/A | #N/A | 20033 | District of Columbia | Washington | 1668.6667 | 493
[13 empty] | 02053 | 2053 | MA | NEWE | #N/A | #N/A | 20035 | District of Columbia | Washington | 1668.6667 | 493
[13 empty] | 02054 | 2054 | MA | NEWE | #N/A | #N/A | 20036 | District of Columbia | Washington | 1668.6667 | 493
[13 empty] | 02055 | 2055 | MA | NEWE | #N/A | #N/A | 20037 | District of Columbia | Washington | 1668.6667 | 493
[13 empty] | 02056 | 2056 | MA | NEWE | #N/A | #N/A | 20038 | District of Columbia | Washington | 1668.6667 | 493
[13 empty] | 02059 | 2059 | MA | NEWE | #N/A | #N/A | 20039 | District of Columbia | Washington | 1668.6667 | 493
[13 empty] | 02060 | 2060 | MA | NEWE | #N/A | #N/A | 20040 | District of Columbia | Washington | 1668.6667 | 493
[13 empty] | 02061 | 2061 | MA | NEWE | #N/A | #N/A | 20041 | District of Columbia | Washington | 1668.6667 | 493
[13 empty] | 02062 | 2062 | MA | NEWE | #N/A | #N/A | 20042 | District of Columbia | Washington | 1668.6667 | 493
[13 empty] | 02065 | 2065 | MA | NEWE | #N/A | #N/A | 20043 | District of Columbia | Washington | 1668.6667 | 493
[13 empty] | 02066 | 2066 | MA | NEWE | #N/A | #N/A | 20044 | District of Columbia | Washington | 1668.6667 | 493
[13 empty] | 02067 | 2067 | MA | NEWE | #N/A | #N/A | 20045 | District of Columbia | Washington | 1668.6667 | 493
[13 empty] | 02070 | 2070 | MA | NEWE | #N/A | #N/A | 20047 | District of Columbia | Washington | 1668.6667 | 493
[13 empty] | 02071 | 2071 | MA | NEWE | #N/A | #N/A | 20049 | District of Columbia | Washington | 1668.6667 | 493
[13 empty] | 02072 | 2072 | MA | NEWE | #N/A | #N/A | 20050 | District of Columbia | Washington | 1668.6667 | 493
[13 empty] | 02081 | 2081 | MA | NEWE | #N/A | #N/A | 20052 | District of Columbia | Washington | 1668.6667 | 493
[13 empty] | 02090 | 2090 | MA | NEWE | #N/A | #N/A | 20053 | District of Columbia | Washington | 1668.6667 | 493
[13 empty] | 02093 | 2093 | MA | NEWE | #N/A | #N/A | 20055 | District of Columbia | Washington | 1668.6667 | 493
[13 empty] | 02108 | 2108 | MA | NEWE | 2501.6667 | 195.3333 | 20056 | District of Columbia | Washington | 1668.6667 | 493
[13 empty] | 02109 | 2109 | MA | NEWE | 2501.6667 | 195.3333 | 20057 | District of Columbia | Washington | 1668.6667 | 493
[13 empty] | 02110 | 2110 | MA | NEWE | 2501.6667 | 195.3333 | 20058 | District of Columbia | Washington | 1668.6667 | 493
[13 empty] | 02111 | 2111 | MA | NEWE | 2501.6667 | 195.3333 | 20059 | District of Columbia | Washington | 1668.6667 | 493
[13 empty] | 02112 | 2112 | MA | NEWE | 2501.6667 | 195.3333 | 20060 | District of Columbia | Washington | 1668.6667 | 493
[13 empty] | 02113 | 2113 | MA | NEWE | 2501.6667 | 195.3333 | 20061 | District of Columbia | Washington | 1668.6667 | 493
[13 empty] | 02114 | 2114 | MA | NEWE | 2501.6667 | 195.3333 | 20062 | District of Columbia | Washington | 1668.6667 | 493
[13 empty] | 02115 | 2115 | MA | NEWE | 2501.6667 | 195.3333 | 20063 | District of Columbia | Washington | 1668.6667 | 493
[13 empty] | 02116 | 2116 | MA | NEWE | 2501.6667 | 195.3333 | 20064 | District of Columbia | Washington | 1668.6667 | 493
[13 empty] | 02117 | 2117 | MA | NEWE | 2501.6667 | 195.3333 | 20065 | District of Columbia | Washington | 1668.6667 | 493
[13 empty] | 02118 | 2118 | MA | NEWE | 2501.6667 | 195.3333 | 20066 | District of Columbia | Washington | 1668.6667 | 493
[13 empty] | 02119 | 2119 | MA | NEWE | 2501.6667 | 195.3333 | 20067 | District of Columbia | Washington | 1668.6667 | 493
[13 empty] | 02120 | 2120 | MA | NEWE | 2501.6667 | 195.3333 | 20068 | District of Columbia | Washington | 1668.6667 | 493
[13 empty] | 02121 | 2121 | MA | NEWE | 2501.6667 | 195.3333 | 20069 | District of Columbia | Washington | 1668.6667 | 493
[13 empty] | 02122 | 2122 | MA | NEWE | 2501.6667 | 195.3333 | 20070 | District of Columbia | Washington | 1668.6667 | 493
[13 empty] | 02123 | 2123 | MA | NEWE | 2501.6667 | 195.3333 | 20071 | District of Columbia | Washington | 1668.6667 | 493
[13 empty] | 02124 | 2124 | MA | NEWE | 2501.6667 | 195.3333 | 20073 | District of Columbia | Washington | 1668.6667 | 493
[13 empty] | 02125 | 2125 | MA | NEWE | 2501.6667 | 195.3333 | 20074 | District of Columbia | Washington | 1668.6667 | 493
[13 empty] | 02126 | 2126 | MA | NEWE | 2501.6667 | 195.3333 | 20075 | District of Columbia | Washington | 1668.6667 | 493
[13 empty] | 02127 | 2127 | MA | NEWE | 2501.6667 | 195.3333 | 20076 | District of Columbia | Washington | 1668.6667 | 493
[13 empty] | 02128 | 2128 | MA | NEWE | 2501.6667 | 195.3333 | 20077 | District of Columbia | Washington | 1668.6667 | 493
[13 empty] | 02129 | 2129 | MA | NEWE | 2501.6667 | 195.3333 | 20078 | District of Columbia | Washington | 1668.6667 | 493
[13 empty] | 02130 | 2130 | MA | NEWE | 2501.6667 | 195.3333 | 20080 | District of Columbia | Washington | 1668.6667 | 493
[13 empty] | 02131 | 2131 | MA | NEWE | 2501.6667 | 195.3333 | 20081 | District of Columbia | Washington | 1668.6667 | 493
[13 empty] | 02132 | 2132 | MA | NEWE | 2501.6667 | 195.3333 | 20082 | District of Columbia | Washington | 1668.6667 | 493
[13 empty] | 02133 | 2133 | MA | NEWE | 2501.6667 | 195.3333 | 20090 | District of Columbia | Washington | 1668.6667 | 493
[13 empty] | 02134 | 2134 | MA | NEWE | 2501.6667 | 195.3333 | 20091 | District of Columbia | Washington | 1668.6667 | 493
[13 empty] | 02135 | 2135 | MA | NEWE | 2501.6667 | 195.3333 | 20201 | District of Columbia | Washington | 1668.6667 | 493
[13 empty] | 02136 | 2136 | MA | NEWE | 2501.6667 | 195.3333 | 20202 | District of Columbia | Washington | 1668.6667 | 493
[13 empty] | 02137 | 2137 | MA | NEWE | 2501.6667 | 195.3333 | 20203 | District of Columbia | Washington | 1668.6667 | 493
[13 empty] | 02138 | 2138 | MA | NEWE | 2501.6667 | 195.3333 | 20204 | District of Columbia | Washington | 1668.6667 | 493
[13 empty] | 02139 | 2139 | MA | NEWE | 2501.6667 | 195.3333 | 20206 | District of Columbia | Washington | 1668.6667 | 493
[13 empty] | 02140 | 2140 | MA | NEWE | 2501.6667 | 195.3333 | 20207 | District of Columbia | Washington | 1668.6667 | 493
[13 empty] | 02141 | 2141 | MA | NEWE | 2501.6667 | 195.3333 | 20208 | District of Columbia | Washington | 1668.6667 | 493
[13 empty] | 02142 | 2142 | MA | NEWE | 2501.6667 | 195.3333 | 20210 | District of Columbia | Washington | 1668.6667 | 493
[13 empty] | 02143 | 2143 | MA | NEWE | 2501.6667 | 195.3333 | 20211 | District of Columbia | Washington | 1668.6667 | 493
[13 empty] | 02144 | 2144 | MA | NEWE | 2501.6667 | 195.3333 | 20212 | District of Columbia | Washington | 1668.6667 | 493
[13 empty] | 02145 | 2145 | MA | NEWE | 2501.6667 | 195.3333 | 20213 | District of Columbia | Washington | 1668.6667 | 493
[13 empty] | 02148 | 2148 | MA | NEWE | 2501.6667 | 195.3333 | 20214 | District of Columbia | Washington | 1668.6667 | 493
[13 empty] | 02149 | 2149 | MA | NEWE | 2501.6667 | 195.3333 | 20215 | District of Columbia | Washington | 1668.6667 | 493
[13 empty] | 02150 | 2150 | MA | NEWE | 2501.6667 | 195.3333 | 20216 | District of Columbia | Washington | 1668.6667 | 493
[13 empty] | 02151 | 2151 | MA | NEWE | 2501.6667 | 195.3333 | 20217 | District of Columbia | Washington | 1668.6667 | 493
[13 empty] | 02152 | 2152 | MA | NEWE | 2501.6667 | 195.3333 | 20218 | District of Columbia | Washington | 1668.6667 | 493
[13 empty] | 02153 | 2153 | MA | NEWE | 2501.6667 | 195.3333 | 20219 | District of Columbia | Washington | 1668.6667 | 493
[13 empty] | 02155 | 2155 | MA | NEWE | 2501.6667 | 195.3333 | 20220 | District of Columbia | Washington | 1668.6667 | 493
[13 empty] | 02156 | 2156 | MA | NEWE | 2501.6667 | 195.3333 | 20221 | District of Columbia | Washington | 1668.6667 | 493
[13 empty] | 02163 | 2163 | MA | NEWE | 2501.6667 | 195.3333 | 20222 | District of Columbia | Washington | 1668.6667 | 493
[13 empty] | 02169 | 2169 | MA | NEWE | 2501.6667 | 195.3333 | 20223 | District of Columbia | Washington | 1668.6667 | 493
[13 empty] | 02170 | 2170 | MA | NEWE | 2501.6667 | 195.3333 | 20224 | District of Columbia | Washington | 1668.6667 | 493
[13 empty] | 02171 | 2171 | MA | NEWE | 2501.6667 | 195.3333 | 20226 | District of Columbia | Washington | 1668.6667 | 493
[13 empty] | 02176 | 2176 | MA | NEWE | 2501.6667 | 195.3333 | 20227 | District of Columbia | Washington | 1668.6667 | 493
[13 empty] | 02180 | 2180 | MA | NEWE | 2501.6667 | 195.3333 | 20228 | District of Columbia | Washington | 1668.6667 | 493
[13 empty] | 02184 | 2184 | MA | NEWE | 2501.6667 | 195.3333 | 20229 | District of Columbia | Washington | 1668.6667 | 493
[13 empty] | 02185 | 2185 | MA | NEWE | 2501.6667 | 195.3333 | 20230 | District of Columbia | Washington | 1668.6667 | 493
[13 empty] | 02186 | 2186 | MA | NEWE | 2501.6667 | 195.3333 | 20232 | District of Columbia | Washington | 1668.6667 | 493
[13 empty] | 02187 | 2187 | MA | NEWE | 2501.6667 | 195.3333 | 20233 | District of Columbia | Washington | 1668.6667 | 493
[13 empty] | 02188 | 2188 | MA | NEWE | 2501.6667 | 195.3333 | 20235 | District of Columbia | Washington | 1668.6667 | 493
[13 empty] | 02189 | 2189 | MA | NEWE | 2501.6667 | 195.3333 | 20237 | District of Columbia | Washington | 1668.6667 | 493
[13 empty] | 02190 | 2190 | MA | NEWE | 2501.6667 | 195.3333 | 20238 | District of Columbia | Washington | 1668.6667 | 493
[13 empty] | 02191 | 2191 | MA | NEWE | 2501.6667 | 195.3333 | 20239 | District of Columbia | Washington | 1668.6667 | 493
[13 empty] | 02196 | 2196 | MA | NEWE | 2501.6667 | 195.3333 | 20240 | District of Columbia | Washington | 1668.6667 | 493
[13 empty] | 02199 | 2199 | MA | NEWE | 2501.6667 | 195.3333 | 20241 | District of Columbia | Washington | 1668.6667 | 493
[13 empty] | 02201 | 2201 | MA | NEWE | 2501.6667 | 195.3333 | 20242 | District of Columbia | Washington | 1668.6667 | 493
[13 empty] | 02203 | 2203 | MA | NEWE | 2501.6667 | 195.3333 | 20244 | District of Columbia | Washington | 1668.6667 | 493
[13 empty] | 02204 | 2204 | MA | NEWE | 2501.6667 | 195.3333 | 20245 | District of Columbia | Washington | 1668.6667 | 493
[13 empty] | 02205 | 2205 | MA | NEWE | 2501.6667 | 195.3333 | 20250 | District of Columbia | Washington | 1668.6667 | 493
[13 empty] | 02206 | 2206 | MA | NEWE | 2501.6667 | 195.3333 | 20251 | District of Columbia | Washington | 1668.6667 | 493
[13 empty] | 02210 | 2210 | MA | NEWE | 2501.6667 | 195.3333 | 20252 | District of Columbia | Washington | 1668.6667 | 493
[13 empty] | 02211 | 2211 | MA | NEWE | 2501.6667 | 195.3333 | 20254 | District of Columbia | Washington | 1668.6667 | 493
[13 empty] | 02212 | 2212 | MA | NEWE | 2501.6667 | 195.3333 | 20260 | District of Columbia | Washington | 1668.6667 | 493
[13 empty] | 02215 | 2215 | MA | NEWE | 2501.6667 | 195.3333 | 20261 | District of Columbia | Washington | 1668.6667 | 493
[13 empty] | 02217 | 2217 | MA | NEWE | 2501.6667 | 195.3333 | 20262 | District of Columbia | Washington | 1668.6667 | 493
[13 empty] | 02222 | 2222 | MA | NEWE | 2501.6667 | 195.3333 | 20265 | District of Columbia | Washington | 1668.6667 | 493
[13 empty] | 02228 | 2228 | MA | NEWE | 2501.6667 | 195.3333 | 20266 | District of Columbia | Washington | 1668.6667 | 493
[13 empty] | 02238 | 2238 | MA | NEWE | 2501.6667 | 195.3333 | 20268 | District of Columbia | Washington | 1668.6667 | 493
[13 empty] | 02241 | 2241 | MA | NEWE | 2501.6667 | 195.3333 | 20270 | District of Columbia | Washington | 1668.6667 | 493
[13 empty] | 02266 | 2266 | MA | NEWE | 2501.6667 | 195.3333 | 20277 | District of Columbia | Washington | 1668.6667 | 493
[13 empty] | 02269 | 2269 | MA | NEWE | 2501.6667 | 195.3333 | 20289 | District of Columbia | Washington | 1668.6667 | 493
[13 empty] | 02283 | 2283 | MA | NEWE | 2501.6667 | 195.3333 | 20299 | District of Columbia | Washington | 1668.6667 | 493
[13 empty] | 02284 | 2284 | MA | NEWE | 2501.6667 | 195.3333 | 20301 | District of Columbia | Washington | 1668.6667 | 493
[13 empty] | 02293 | 2293 | MA | NEWE | 2501.6667 | 195.3333 | 20303 | District of Columbia | Washington | 1668.6667 | 493
[13 empty] | 02295 | 2295 | MA | NEWE | 2501.6667 | 195.3333 | 20306 | District of Columbia | Washington | 1668.6667 | 493
[13 empty] | 02297 | 2297 | MA | NEWE | 2501.6667 | 195.3333 | 20310 | District of Columbia | Washington | 1668.6667 | 493
[13 empty] | 02298 | 2298 | MA | NEWE | 2501.6667 | 195.3333 | 20314 | District of Columbia | Washington | 1668.6667 | 493
[13 empty] | 02301 | 2301 | MA | NEWE | 2501.6667 | 195.3333 | 20317 | District of Columbia | Washington | 1668.6667 | 493
[13 empty] | 02302 | 2302 | MA | NEWE | 2501.6667 | 195.3333 | 20318 | District of Columbia | Washington | 1668.6667 | 493
[13 empty] | 02303 | 2303 | MA | NEWE | 2501.6667 | 195.3333 | 20319 | District of Columbia | Washington | 1668.6667 | 493
[13 empty] | 02304 | 2304 | MA | NEWE | 2501.6667 | 195.3333 | 20330 | District of Columbia | Washington | 1668.6667 | 493
[13 empty] | 02305 | 2305 | MA | NEWE | 2501.6667 | 195.3333 | 20340 | District of Columbia | Washington | 1668.6667 | 493
[13 empty] | 02322 | 2322 | MA | NEWE | 2501.6667 | 195.3333 | 20350 | District of Columbia | Washington | 1668.6667 | 493
[13 empty] | 02324 | 2324 | MA | NEWE | 2501.6667 | 195.3333 | 20355 | District of Columbia | Washington | 1668.6667 | 493
[13 empty] | 02325 | 2325 | MA | NEWE | 2501.6667 | 195.3333 | 20370 | District of Columbia | Washington | 1668.6667 | 493
[13 empty] | 02327 | 2327 | MA | NEWE | 2501.6667 | 195.3333 | 20372 | District of Columbia | Washington | 1668.6667 | 493
[13 empty] | 02330 | 2330 | MA | NEWE | 2501.6667 | 195.3333 | 20373 | District of Columbia | Washington | 1668.6667 | 493
[13 empty] | 02331 | 2331 | MA | NEWE | 2501.6667 | 195.3333 | 20374 | District of Columbia | Washington | 1668.6667 | 493
[13 empty] | 02332 | 2332 | MA | NEWE | 2501.6667 | 195.3333 | 20375 | District of Columbia | Washington | 1668.6667 | 493
[13 empty] | 02333 | 2333 | MA | NEWE | 2501.6667 | 195.3333 | 20376 | District of Columbia | Washington | 1668.6667 | 493
[13 empty] | 02334 | 2334 | MA | NEWE | 2501.6667 | 195.3333 | 20380 | District of Columbia | Washington | 1668.6667 | 493
[13 empty] | 02337 | 2337 | MA | NEWE | 2501.6667 | 195.3333 | 20388 | District of Columbia | Washington | 1668.6667 | 493
[13 empty] | 02338 | 2338 | MA | NEWE | 2501.6667 | 195.3333 | 20389 | District of Columbia | Washington | 1668.6667 | 493
[13 empty] | 02339 | 2339 | MA | NEWE | 2501.6667 | 195.3333 | 20390 | District of Columbia | Washington | 1668.6667 | 493
[13 empty] | 02340 | 2340 | MA | NEWE | 2501.6667 | 195.3333 | 20391 | District of Columbia | Washington | 1668.6667 | 493
[13 empty] | 02341 | 2341 | MA | NEWE | 2501.6667 | 195.3333 | 20392 | District of Columbia | Washington | 1668.6667 | 493
[13 empty] | 02343 | 2343 | MA | NEWE | 2501.6667 | 195.3333 | 20393 | District of Columbia | Washington | 1668.6667 | 493
[13 empty] | 02344 | 2344 | MA | NEWE | 2501.6667 | 195.3333 | 20394 | District of Columbia | Washington | 1668.6667 | 493
[13 empty] | 02345 | 2345 | MA | NEWE | 2501.6667 | 195.3333 | 20395 | District of Columbia | Washington | 1668.6667 | 493
[13 empty] | 02346 | 2346 | MA | NEWE | 2501.6667 | 195.3333 | 20398 | District of Columbia | Washington | 1668.6667 | 493
[13 empty] | 02347 | 2347 | MA | NEWE | 2501.6667 | 195.3333 | 20401 | District of Columbia | Washington | 1668.6667 | 493
[13 empty] | 02348 | 2348 | MA | NEWE | 2501.6667 | 195.3333 | 20402 | District of Columbia | Washington | 1668.6667 | 493
[13 empty] | 02349 | 2349 | MA | NEWE | 2501.6667 | 195.3333 | 20403 | District of Columbia | Washington | 1668.6667 | 493
[13 empty] | 02350 | 2350 | MA | NEWE | 2501.6667 | 195.3333 | 20404 | District of Columbia | Washington | 1668.6667 | 493
[13 empty] | 02351 | 2351 | MA | NEWE | 2501.6667 | 195.3333 | 20405 | District of Columbia | Washington | 1668.6667 | 493
[13 empty] | 02355 | 2355 | MA | NEWE | 2501.6667 | 195.3333 | 20406 | District of Columbia | Washington | 1668.6667 | 493
[13 empty] | 02356 | 2356 | MA | NEWE | 2501.6667 | 195.3333 | 20407 | District of Columbia | Washington | 1668.6667 | 493
[13 empty] | 02357 | 2357 | MA | NEWE | 2501.6667 | 195.3333 | 20408 | District of Columbia | Washington | 1668.6667 | 493
[13 empty] | 02358 | 2358 | MA | NEWE | 2501.6667 | 195.3333 | 20410 | District of Columbia | Washington | 1668.6667 | 493
[13 empty] | 02359 | 2359 | MA | NEWE | 2501.6667 | 195.3333 | 20411 | District of Columbia | Washington | 1668.6667 | 493
[13 empty] | 02360 | 2360 | MA | NEWE | 2501.6667 | 195.3333 | 20412 | District of Columbia | Washington | 1668.6667 | 493
[13 empty] | 02361 | 2361 | MA | NEWE | 2501.6667 | 195.3333 | 20413 | District of Columbia | Washington | 1668.6667 | 493
[13 empty] | 02362 | 2362 | MA | NEWE | 2501.6667 | 195.3333 | 20414 | District of Columbia | Washington | 1668.6667 | 493
[13 empty] | 02364 | 2364 | MA | NEWE | 2501.6667 | 195.3333 | 20415 | District of Columbia | Washington | 1668.6667 | 493
[13 empty] | 02366 | 2366 | MA | NEWE | 2501.6667 | 195.3333 | 20416 | District of Columbia | Washington | 1668.6667 | 493
[13 empty] | 02367 | 2367 | MA | NEWE | 2501.6667 | 195.3333 | 20417 | District of Columbia | Washington | 1668.6667 | 493
[13 empty] | 02368 | 2368 | MA | NEWE | 2501.6667 | 195.3333 | 20418 | District of Columbia | Washington | 1668.6667 | 493
[13 empty] | 02370 | 2370 | MA | NEWE | 2501.6667 | 195.3333 | 20419 | District of Columbia | Washington | 1668.6667 | 493
[13 empty] | 02375 | 2375 | MA | NEWE | 2501.6667 | 195.3333 | 20420 | District of Columbia | Washington | 1668.6667 | 493
[13 empty] | 02379 | 2379 | MA | NEWE | 2501.6667 | 195.3333 | 20421 | District of Columbia | Washington | 1668.6667 | 493
[13 empty] | 02381 | 2381 | MA | NEWE | 2501.6667 | 195.3333 | 20422 | District of Columbia | Washington | 1668.6667 | 493
[13 empty] | 02382 | 2382 | MA | NEWE | 2501.6667 | 195.3333 | 20423 | District of Columbia | Washington | 1668.6667 | 493
[13 empty] | 02420 | 2420 | MA | NEWE | 2501.6667 | 195.3333 | 20424 | District of Columbia | Washington | 1668.6667 | 493
[13 empty] | 02421 | 2421 | MA | NEWE | 2501.6667 | 195.3333 | 20425 | District of Columbia | Washington | 1668.6667 | 493
[13 empty] | 02445 | 2445 | MA | NEWE | 2501.6667 | 195.3333 | 20426 | District of Columbia | Washington | 1668.6667 | 493
[13 empty] | 02446 | 2446 | MA | NEWE | 2501.6667 | 195.3333 | 20427 | District of Columbia | Washington | 1668.6667 | 493
[13 empty] | 02447 | 2447 | MA | NEWE | 2501.6667 | 195.3333 | 20428 | District of Columbia | Washington | 1668.6667 | 493
[13 empty] | 02451 | 2451 | MA | NEWE | 2501.6667 | 195.3333 | 20429 | District of Columbia | Washington | 1668.6667 | 493
[13 empty] | 02452 | 2452 | MA | NEWE | 2501.6667 | 195.3333 | 20431 | District of Columbia | Washington | 1668.6667 | 493
[13 empty] | 02453 | 2453 | MA | NEWE | 2501.6667 | 195.3333 | 20433 | District of Columbia | Washington | 1668.6667 | 493
[13 empty] | 02454 | 2454 | MA | NEWE | 2501.6667 | 195.3333 | 20434 | District of Columbia | Washington | 1668.6667 | 493
[13 empty] | 02455 | 2455 | MA | NEWE | 2501.6667 | 195.3333 | 20435 | District of Columbia | Washington | 1668.6667 | 493
[13 empty] | 02456 | 2456 | MA | NEWE | 2501.6667 | 195.3333 | 20436 | District of Columbia | Washington | 1668.6667 | 493
[13 empty] | 02457 | 2457 | MA | NEWE | 2501.6667 | 195.3333 | 20437 | District of Columbia | Washington | 1668.6667 | 493
[13 empty] | 02458 | 2458 | MA | NEWE | 2501.6667 | 195.3333 | 20439 | District of Columbia | Washington | 1668.6667 | 493
[13 empty] | 02459 | 2459 | MA | NEWE | 2501.6667 | 195.3333 | 20440 | District of Columbia | Washington | 1668.6667 | 493
[13 empty] | 02460 | 2460 | MA | NEWE | 2501.6667 | 195.3333 | 20441 | District of Columbia | Washington | 1668.6667 | 493
[13 empty] | 02461 | 2461 | MA | NEWE | 2501.6667 | 195.3333 | 20442 | District of Columbia | Washington | 1668.6667 | 493
[13 empty] | 02462 | 2462 | MA | NEWE | 2501.6667 | 195.3333 | 20444 | District of Columbia | Washington | 1668.6667 | 493
[13 empty] | 02464 | 2464 | MA | NEWE | 2501.6667 | 195.3333 | 20447 | District of Columbia | Washington | 1668.6667 | 493
[13 empty] | 02465 | 2465 | MA | NEWE | 2501.6667 | 195.3333 | 20451 | District of Columbia | Washington | 1668.6667 | 493
[13 empty] | 02466 | 2466 | MA | NEWE | 2501.6667 | 195.3333 | 20453 | District of Columbia | Washington | 1668.6667 | 493
[13 empty] | 02467 | 2467 | MA | NEWE | 2501.6667 | 195.3333 | 20456 | District of Columbia | Washington | 1668.6667 | 493
[13 empty] | 02468 | 2468 | MA | NEWE | 2501.6667 | 195.3333 | 20460 | District of Columbia | Washington | 1668.6667 | 493
[13 empty] | 02471 | 2471 | MA | NEWE | 2501.6667 | 195.3333 | 20463 | District of Columbia | Washington | 1668.6667 | 493
[13 empty] | 02472 | 2472 | MA | NEWE | 2501.6667 | 195.3333 | 20468 | District of Columbia | Washington | 1668.6667 | 493
[13 empty] | 02474 | 2474 | MA | NEWE | 2501.6667 | 195.3333 | 20469 | District of Columbia | Washington | 1668.6667 | 493
[13 empty] | 02475 | 2475 | MA | NEWE | 2501.6667 | 195.3333 | 20470 | District of Columbia | Washington | 1668.6667 | 493
[13 empty] | 02476 | 2476 | MA | NEWE | 2501.6667 | 195.3333 | 20472 | District of Columbia | Washington | 1668.6667 | 493
[13 empty] | 02477 | 2477 | MA | NEWE | 2501.6667 | 195.3333 | 20500 | District of Columbia | Washington | 1668.6667 | 493
[13 empty] | 02478 | 2478 | MA | NEWE | 2501.6667 | 195.3333 | 20501 | District of Columbia | Washington | 1668.6667 | 493
[13 empty] | 02479 | 2479 | MA | NEWE | 2501.6667 | 195.3333 | 20502 | District of Columbia | Washington | 1668.6667 | 493
[13 empty] | 02481 | 2481 | MA | NEWE | 2501.6667 | 195.3333 | 20503 | District of Columbia | Washington | 1668.6667 | 493
[13 empty] | 02482 | 2482 | MA | NEWE | 2501.6667 | 195.3333 | 20504 | District of Columbia | Washington | 1668.6667 | 493
[13 empty] | 02492 | 2492 | MA | NEWE | 2501.6667 | 195.3333 | 20505 | District of Columbia | Washington | 1668.6667 | 493
[13 empty] | 02493 | 2493 | MA | NEWE | 2501.6667 | 195.3333 | 20506 | District of Columbia | Washington | 1668.6667 | 493
[13 empty] | 02494 | 2494 | MA | NEWE | 2501.6667 | 195.3333 | 20507 | District of Columbia | Washington | 1668.6667 | 493
[13 empty] | 02495 | 2495 | MA | NEWE | 2501.6667 | 195.3333 | 20508 | District of Columbia | Washington | 1668.6667 | 493
[13 empty] | 02532 | 2532 | MA | NEWE | 2501.6667 | 195.3333 | 20509 | District of Columbia | Washington | 1668.6667 | 493
[13 empty] | 02534 | 2534 | MA | NEWE | 2501.6667 | 195.3333 | 20510 | District of Columbia | Washington | 1668.6667 | 493
[13 empty] | 02535 | 2535 | MA | NEWE | 2501.6667 | 195.3333 | 20511 | District of Columbia | Washington | 1668.6667 | 493
[13 empty] | 02536 | 2536 | MA | NEWE | 2501.6667 | 195.3333 | 20515 | District of Columbia | Washington | 1668.6667 | 493
[13 empty] | 02537 | 2537 | MA | NEWE | 2501.6667 | 195.3333 | 20520 | District of Columbia | Washington | 1668.6667 | 493
[13 empty] | 02538 | 2538 | MA | NEWE | 2501.6667 | 195.3333 | 20521 | District of Columbia | Washington | 1668.6667 | 493
[13 empty] | 02539 | 2539 | MA | NEWE | 2501.6667 | 195.3333 | 20522 | District of Columbia | Washington | 1668.6667 | 493
[13 empty] | 02540 | 2540 | MA | NEWE | 2501.6667 | 195.3333 | 20523 | District of Columbia | Washington | 1668.6667 | 493
[13 empty] | 02541 | 2541 | MA | NEWE | 2501.6667 | 195.3333 | 20524 | District of Columbia | Washington | 1668.6667 | 493
[13 empty] | 02542 | 2542 | MA | NEWE | 2501.6667 | 195.3333 | 20525 | District of Columbia | Washington | 1668.6667 | 493
[13 empty] | 02543 | 2543 | MA | NEWE | 2501.6667 | 195.3333 | 20526 | District of Columbia | Washington | 1668.6667 | 493
[13 empty] | 02552 | 2552 | MA | NEWE | 2501.6667 | 195.3333 | 20527 | District of Columbia | Washington | 1668.6667 | 493
[13 empty] | 02553 | 2553 | MA | NEWE | 2501.6667 | 195.3333 | 20528 | District of Columbia | Washington | 1668.6667 | 493
[13 empty] | 02554 | 2554 | MA | NEWE | 2501.6667 | 195.3333 | 20529 | District of Columbia | Washington | 1668.6667 | 493
[13 empty] | 02556 | 2556 | MA | NEWE | 2501.6667 | 195.3333 | 20530 | District of Columbia | Washington | 1668.6667 | 493
[13 empty] | 02557 | 2557 | MA | NEWE | 2501.6667 | 195.3333 | 20531 | District of Columbia | Washington | 1668.6667 | 493
[13 empty] | 02558 | 2558 | MA | NEWE | 2501.6667 | 195.3333 | 20533 | District of Columbia | Washington | 1668.6667 | 493
[13 empty] | 02559 | 2559 | MA | NEWE | 2501.6667 | 195.3333 | 20534 | District of Columbia | Washington | 1668.6667 | 493
[13 empty] | 02561 | 2561 | MA | NEWE | 2501.6667 | 195.3333 | 20535 | District of Columbia | Washington | 1668.6667 | 493
[13 empty] | 02562 | 2562 | MA | NEWE | 2501.6667 | 195.3333 | 20536 | District of Columbia | Washington | 1668.6667 | 493
[13 empty] | 02563 | 2563 | MA | NEWE | 2501.6667 | 195.3333 | 20537 | District of Columbia | Washington | 1668.6667 | 493
[13 empty] | 02564 | 2564 | MA | NEWE | 2501.6667 | 195.3333 | 20538 | District of Columbia | Washington | 1668.6667 | 493
[13 empty] | 02565 | 2565 | MA | NEWE | 2501.6667 | 195.3333 | 20539 | District of Columbia | Washington | 1668.6667 | 493
[13 empty] | 02568 | 2568 | MA | NEWE | 2501.6667 | 195.3333 | 20540 | District of Columbia | Washington | 1668.6667 | 493
[13 empty] | 02571 | 2571 | MA | NEWE | 2501.6667 | 195.3333 | 20541 | District of Columbia | Washington | 1668.6667 | 493
[13 empty] | 02573 | 2573 | MA | NEWE | 2501.6667 | 195.3333 | 20542 | District of Columbia | Washington | 1668.6667 | 493
[13 empty] | 02574 | 2574 | MA | NEWE | 2501.6667 | 195.3333 | 20543 | District of Columbia | Washington | 1668.6667 | 493
[13 empty] | 02575 | 2575 | MA | NEWE | 2501.6667 | 195.3333 | 20544 | District of Columbia | Washington | 1668.6667 | 493
[13 empty] | 02576 | 2576 | MA | NEWE | 2501.6667 | 195.3333 | 20546 | District of Columbia | Washington | 1668.6667 | 493
[13 empty] | 02584 | 2584 | MA | NEWE | 2501.6667 | 195.3333 | 20547 | District of Columbia | Washington | 1668.6667 | 493
[13 empty] | 02601 | 2601 | MA | NEWE | 2501.6667 | 195.3333 | 20548 | District of Columbia | Washington | 1668.6667 | 493
[13 empty] | 02630 | 2630 | MA | NEWE | 2501.6667 | 195.3333 | 20549 | District of Columbia | Washington | 1668.6667 | 493
[13 empty] | 02631 | 2631 | MA | NEWE | 2501.6667 | 195.3333 | 20551 | District of Columbia | Washington | 1668.6667 | 493
[13 empty] | 02632 | 2632 | MA | NEWE | 2501.6667 | 195.3333 | 20552 | District of Columbia | Washington | 1668.6667 | 493
[13 empty] | 02633 | 2633 | MA | NEWE | 2501.6667 | 195.3333 | 20553 | District of Columbia | Washington | 1668.6667 | 493
[13 empty] | 02634 | 2634 | MA | NEWE | 2501.6667 | 195.3333 | 20554 | District of Columbia | Washington | 1668.6667 | 493
[13 empty] | 02635 | 2635 | MA | NEWE | 2501.6667 | 195.3333 | 20555 | District of Columbia | Washington | 1668.6667 | 493
[13 empty] | 02637 | 2637 | MA | NEWE | 2501.6667 | 195.3333 | 20557 | District of Columbia | Washington | 1668.6667 | 493
[13 empty] | 02638 | 2638 | MA | NEWE | 2501.6667 | 195.3333 | 20559 | District of Columbia | Washington | 1668.6667 | 493
[13 empty] | 02639 | 2639 | MA | NEWE | 2501.6667 | 195.3333 | 20560 | District of Columbia | Washington | 1668.6667 | 493
[13 empty] | 02641 | 2641 | MA | NEWE | 2501.6667 | 195.3333 | 20565 | District of Columbia | Washington | 1668.6667 | 493
[13 empty] | 02642 | 2642 | MA | NEWE | 2501.6667 | 195.3333 | 20566 | District of Columbia | Washington | 1668.6667 | 493
[13 empty] | 02643 | 2643 | MA | NEWE | 2501.6667 | 195.3333 | 20570 | District of Columbia | Washington | 1668.6667 | 493
[13 empty] | 02644 | 2644 | MA | NEWE | 2501.6667 | 195.3333 | 20571 | District of Columbia | Washington | 1668.6667 | 493
[13 empty] | 02645 | 2645 | MA | NEWE | 2501.6667 | 195.3333 | 20572 | District of Columbia | Washington | 1668.6667 | 493
[13 empty] | 02646 | 2646 | MA | NEWE | 2501.6667 | 195.3333 | 20573 | District of Columbia | Washington | 1668.6667 | 493
[13 empty] | 02647 | 2647 | MA | NEWE | 2501.6667 | 195.3333 | 20575 | District of Columbia | Washington | 1668.6667 | 493
[13 empty] | 02648 | 2648 | MA | NEWE | 2501.6667 | 195.3333 | 20576 | District of Columbia | Washington | 1668.6667 | 493
[13 empty] | 02649 | 2649 | MA | NEWE | 2501.6667 | 195.3333 | 20577 | District of Columbia | Washington | 1668.6667 | 493
[13 empty] | 02650 | 2650 | MA | NEWE | 2501.6667 | 195.3333 | 20578 | District of Columbia | Washington | 1668.6667 | 493
[13 empty] | 02651 | 2651 | MA | NEWE | 2501.6667 | 195.3333 | 20579 | District of Columbia | Washington | 1668.6667 | 493
[13 empty] | 02652 | 2652 | MA | NEWE | 2501.6667 | 195.3333 | 20580 | District of Columbia | Washington | 1668.6667 | 493
[13 empty] | 02653 | 2653 | MA | NEWE | 2501.6667 | 195.3333 | 20581 | District of Columbia | Washington | 1668.6667 | 493
[13 empty] | 02655 | 2655 | MA | NEWE | 2501.6667 | 195.3333 | 20585 | District of Columbia | Washington | 1668.6667 | 493
[13 empty] | 02657 | 2657 | MA | NEWE | 2501.6667 | 195.3333 | 20586 | District of Columbia | Washington | 1668.6667 | 493
[13 empty] | 02659 | 2659 | MA | NEWE | 2501.6667 | 195.3333 | 20590 | District of Columbia | Washington | 1668.6667 | 493
[13 empty] | 02660 | 2660 | MA | NEWE | 2501.6667 | 195.3333 | 20591 | District of Columbia | Washington | 1668.6667 | 493
[13 empty] | 02661 | 2661 | MA | NEWE | 2501.6667 | 195.3333 | 20593 | District of Columbia | Washington | 1668.6667 | 493
[13 empty] | 02662 | 2662 | MA | NEWE | 2501.6667 | 195.3333 | 20594 | District of Columbia | Washington | 1668.6667 | 493
[13 empty] | 02663 | 2663 | MA | NEWE | 2501.6667 | 195.3333 | 20597 | District of Columbia | Washington | 1668.6667 | 493
[13 empty] | 02664 | 2664 | MA | NEWE | 2501.6667 | 195.3333 | 20599 | District of Columbia | Washington | 1668.6667 | 493
[13 empty] | 02666 | 2666 | MA | NEWE | 2501.6667 | 195.3333 | 21201 | Maryland | Baltimore | 1801.6667 | 474.3333
[13 empty] | 02667 | 2667 | MA | NEWE | 2501.6667 | 195.3333 | 21202 | Maryland | Baltimore | 1801.6667 | 474.3333
[13 empty] | 02668 | 2668 | MA | NEWE | 2501.6667 | 195.3333 | 21203 | Maryland | Baltimore | 1801.6667 | 474.3333
[13 empty] | 02669 | 2669 | MA | NEWE | 2501.6667 | 195.3333 | 21204 | Maryland | Baltimore | 1801.6667 | 474.3333
[13 empty] | 02670 | 2670 | MA | NEWE | 2501.6667 | 195.3333 | 21205 | Maryland | Baltimore | 1801.6667 | 474.3333
[13 empty] | 02671 | 2671 | MA | NEWE | 2501.6667 | 195.3333 | 21206 | Maryland | Baltimore | 1801.6667 | 474.3333
[13 empty] | 02672 | 2672 | MA | NEWE | 2501.6667 | 195.3333 | 21207 | Maryland | Baltimore | 1801.6667 | 474.3333
[13 empty] | 02673 | 2673 | MA | NEWE | 2501.6667 | 195.3333 | 21208 | Maryland | Baltimore | 1801.6667 | 474.3333
[13 empty] | 02675 | 2675 | MA | NEWE | 2501.6667 | 195.3333 | 21209 | Maryland | Baltimore | 1801.6667 | 474.3333
[13 empty] | 02702 | 2702 | MA | NEWE | 2501.6667 | 195.3333 | 21210 | Maryland | Baltimore | 1801.6667 | 474.3333
[13 empty] | 02703 | 2703 | MA | NEWE | 2501.6667 | 195.3333 | 21211 | Maryland | Baltimore | 1801.6667 | 474.3333
[13 empty] | 02712 | 2712 | MA | NEWE | 2501.6667 | 195.3333 | 21212 | Maryland | Baltimore | 1801.6667 | 474.3333
[13 empty] | 02713 | 2713 | MA | NEWE | 2501.6667 | 195.3333 | 21213 | Maryland | Baltimore | 1801.6667 | 474.3333
[13 empty] | 02714 | 2714 | MA | NEWE | 2501.6667 | 195.3333 | 21214 | Maryland | Baltimore | 1801.6667 | 474.3333
[13 empty] | 02715 | 2715 | MA | NEWE | 2501.6667 | 195.3333 | 21215 | Maryland | Baltimore | 1801.6667 | 474.3333
[13 empty] | 02717 | 2717 | MA | NEWE | 2501.6667 | 195.3333 | 21216 | Maryland | Baltimore | 1801.6667 | 474.3333
[13 empty] | 02718 | 2718 | MA | NEWE | 2501.6667 | 195.3333 | 21217 | Maryland | Baltimore | 1801.6667 | 474.3333
[13 empty] | 02719 | 2719 | MA | NEWE | 2501.6667 | 195.3333 | 21218 | Maryland | Baltimore | 1801.6667 | 474.3333
[13 empty] | 02720 | 2720 | MA | NEWE | 2501.6667 | 195.3333 | 21219 | Maryland | Baltimore | 1801.6667 | 474.3333
[13 empty] | 02721 | 2721 | MA | NEWE | 2501.6667 | 195.3333 | 21220 | Maryland | Baltimore | 1801.6667 | 474.3333
[13 empty] | 02722 | 2722 | MA | NEWE | 2501.6667 | 195.3333 | 21221 | Maryland | Baltimore | 1801.6667 | 474.3333
[13 empty] | 02723 | 2723 | MA | NEWE | 2501.6667 | 195.3333 | 21222 | Maryland | Baltimore | 1801.6667 | 474.3333
[13 empty] | 02724 | 2724 | MA | NEWE | 2501.6667 | 195.3333 | 21223 | Maryland | Baltimore | 1801.6667 | 474.3333
[13 empty] | 02725 | 2725 | MA | NEWE | 2501.6667 | 195.3333 | 21224 | Maryland | Baltimore | 1801.6667 | 474.3333
[13 empty] | 02726 | 2726 | MA | NEWE | 2501.6667 | 195.3333 | 21225 | Maryland | Baltimore | 1801.6667 | 474.3333
[13 empty] | 02738 | 2738 | MA | NEWE | 2501.6667 | 195.3333 | 21226 | Maryland | Baltimore | 1801.6667 | 474.3333
[13 empty] | 02739 | 2739 | MA | NEWE | 2501.6667 | 195.3333 | 21227 | Maryland | Baltimore | 1801.6667 | 474.3333
[13 empty] | 02740 | 2740 | MA | NEWE | 2501.6667 | 195.3333 | 21228 | Maryland | Baltimore | 1801.6667 | 474.3333
[13 empty] | 02741 | 2741 | MA | NEWE | 2501.6667 | 195.3333 | 21229 | Maryland | Baltimore | 1801.6667 | 474.3333
[13 empty] | 02742 | 2742 | MA | NEWE | 2501.6667 | 195.3333 | 21230 | Maryland | Baltimore | 1801.6667 | 474.3333
[13 empty] | 02743 | 2743 | MA | NEWE | 2501.6667 | 195.3333 | 21231 | Maryland | Baltimore | 1801.6667 | 474.3333
[13 empty] | 02744 | 2744 | MA | NEWE | 2501.6667 | 195.3333 | 21233 | Maryland | Baltimore | 1801.6667 | 474.3333
[13 empty] | 02745 | 2745 | MA | NEWE | 2501.6667 | 195.3333 | 21234 | Maryland | Baltimore | 1801.6667 | 474.3333
[13 empty] | 02746 | 2746 | MA | NEWE | 2501.6667 | 195.3333 | 21235 | Maryland | Baltimore | 1801.6667 | 474.3333
[13 empty] | 02747 | 2747 | MA | NEWE | 2501.6667 | 195.3333 | 21236 | Maryland | Baltimore | 1801.6667 | 474.3333
[13 empty] | 02748 | 2748 | MA | NEWE | 2501.6667 | 195.3333 | 21237 | Maryland | Baltimore | 1801.6667 | 474.3333
[13 empty] | 02760 | 2760 | MA | NEWE | 2501.6667 | 195.3333 | 21239 | Maryland | Baltimore | 1801.6667 | 474.3333
[13 empty] | 02761 | 2761 | MA | NEWE | 2501.6667 | 195.3333 | 21240 | Maryland | Baltimore | 1801.6667 | 474.3333
[13 empty] | 02762 | 2762 | MA | NEWE | 2501.6667 | 195.3333 | 21241 | Maryland | Baltimore | 1801.6667 | 474.3333
[13 empty] | 02763 | 2763 | MA | NEWE | 2501.6667 | 195.3333 | 21244 | Maryland | Baltimore | 1801.6667 | 474.3333
[13 empty] | 02764 | 2764 | MA | NEWE | 2501.6667 | 195.3333 | 21250 | Maryland | Baltimore | 1801.6667 | 474.3333
[13 empty] | 02766 | 2766 | MA | NEWE | 2501.6667 | 195.3333 | 21251 | Maryland | Baltimore | 1801.6667 | 474.3333
[13 empty] | 02767 | 2767 | MA | NEWE | 2501.6667 | 195.3333 | 21252 | Maryland | Baltimore | 1801.6667 | 474.3333
[13 empty] | 02768 | 2768 | MA | NEWE | 2501.6667 | 195.3333 | 21263 | Maryland | Baltimore | 1801.6667 | 474.3333
[13 empty] | 02769 | 2769 | MA | NEWE | 2501.6667 | 195.3333 | 21264 | Maryland | Baltimore | 1801.6667 | 474.3333
[13 empty] | 02770 | 2770 | MA | NEWE | 2501.6667 | 195.3333 | 21270 | Maryland | Baltimore | 1801.6667 | 474.3333
[13 empty] | 02771 | 2771 | MA | NEWE | 2501.6667 | 195.3333 | 21273 | Maryland | Baltimore | 1801.6667 | 474.3333
[13 empty] | 02777 | 2777 | MA | NEWE | 2501.6667 | 195.3333 | 21275 | Maryland | Baltimore | 1801.6667 | 474.3333
[13 empty] | 02779 | 2779 | MA | NEWE | 2501.6667 | 195.3333 | 21278 | Maryland | Baltimore | 1801.6667 | 474.3333
[13 empty] | 02780 | 2780 | MA | NEWE | 2501.6667 | 195.3333 | 21279 | Maryland | Baltimore | 1801.6667 | 474.3333
[13 empty] | 02783 | 2783 | MA | NEWE | 2501.6667 | 195.3333 | 21281 | Maryland | Baltimore | 1801.6667 | 474.3333
[13 empty] | 02790 | 2790 | MA | NEWE | 2501.6667 | 195.3333 | 21282 | Maryland | Baltimore | 1801.6667 | 474.3333
[13 empty] | 02791 | 2791 | MA | NEWE | 2501.6667 | 195.3333 | 21284 | Maryland | Baltimore | 1801.6667 | 474.3333
[13 empty] | 02801 | 2801 | RI | NEWE | 2501.6667 | 195.3333 | 21285 | Maryland | Baltimore | 1801.6667 | 474.3333
[13 empty] | 02802 | 2802 | RI | NEWE | 2501.6667 | 195.3333 | 21286 | Maryland | Baltimore | 1801.6667 | 474.3333
[13 empty] | 02804 | 2804 | RI | NEWE | 2501.6667 | 195.3333 | 21287 | Maryland | Baltimore | 1801.6667 | 474.3333
[13 empty] | 02806 | 2806 | RI | NEWE | 2501.6667 | 195.3333 | 21289 | Maryland | Baltimore | 1801.6667 | 474.3333
[13 empty] | 02807 | 2807 | RI | NEWE | 2501.6667 | 195.3333 | 21290 | Maryland | Baltimore | 1801.6667 | 474.3333
[13 empty] | 02808 | 2808 | RI | NEWE | 2501.6667 | 195.3333 | 21297 | Maryland | Baltimore | 1801.6667 | 474.3333
[13 empty] | 02809 | 2809 | RI | NEWE | 2501.6667 | 195.3333 | 21298 | Maryland | Baltimore | 1801.6667 | 474.3333
[13 empty] | 02812 | 2812 | RI | NEWE | 2501.6667 | 195.3333 | 21401 | Maryland | Annapolis | 2061 | 346.3333
[13 empty] | 02813 | 2813 | RI | NEWE | 2501.6667 | 195.3333 | 21402 | Maryland | Annapolis | 2061 | 346.3333
[13 empty] | 02814 | 2814 | RI | NEWE | 2501.6667 | 195.3333 | 21403 | Maryland | Annapolis | 2061 | 346.3333
[13 empty] | 02815 | 2815 | RI | NEWE | 2501.6667 | 195.3333 | 21404 | Maryland | Annapolis | 2061 | 346.3333
[13 empty] | 02816 | 2816 | RI | NEWE | 2501.6667 | 195.3333 | 21405 | Maryland | Annapolis | 2061 | 346.3333
[13 empty] | 02817 | 2817 | RI | NEWE | 2501.6667 | 195.3333 | 21409 | Maryland | Annapolis | 2061 | 346.3333
[13 empty] | 02818 | 2818 | RI | NEWE | 2501.6667 | 195.3333 | 21411 | Maryland | Annapolis | 2061 | 346.3333
[13 empty] | 02822 | 2822 | RI | NEWE | 2501.6667 | 195.3333 | 21412 | Maryland | Annapolis | 2061 | 346.3333
[13 empty] | 02823 | 2823 | RI | NEWE | 2501.6667 | 195.3333 | 23173 | Virginia | Richmond | 1797.3333 | 377
[13 empty] | 02824 | 2824 | RI | NEWE | 2501.6667 | 195.3333 | 23218 | Virginia | Richmond | 1797.3333 | 377
[13 empty] | 02825 | 2825 | RI | NEWE | 2501.6667 | 195.3333 | 23219 | Virginia | Richmond | 1797.3333 | 377
[13 empty] | 02826 | 2826 | RI | NEWE | 2501.6667 | 195.3333 | 23220 | Virginia | Richmond | 1797.3333 | 377
[13 empty] | 02827 | 2827 | RI | NEWE | 2501.6667 | 195.3333 | 23221 | Virginia | Richmond | 1797.3333 | 377
[13 empty] | 02828 | 2828 | RI | NEWE | 2501.6667 | 195.3333 | 23222 | Virginia | Richmond | 1797.3333 | 377
[13 empty] | 02829 | 2829 | RI | NEWE | 2501.6667 | 195.3333 | 23223 | Virginia | Richmond | 1797.3333 | 377
[13 empty] | 02830 | 2830 | RI | NEWE | 2501.6667 | 195.3333 | 23224 | Virginia | Richmond | 1797.3333 | 377
[13 empty] | 02831 | 2831 | RI | NEWE | 2501.6667 | 195.3333 | 23225 | Virginia | Richmond | 1797.3333 | 377
[13 empty] | 02832 | 2832 | RI | NEWE | 2501.6667 | 195.3333 | 23226 | Virginia | Richmond | 1797.3333 | 377
[13 empty] | 02833 | 2833 | RI | NEWE | 2501.6667 | 195.3333 | 23227 | Virginia | Richmond | 1797.3333 | 377
[13 empty] | 02835 | 2835 | RI | NEWE | 2501.6667 | 195.3333 | 23228 | Virginia | Richmond | 1797.3333 | 377
[13 empty] | 02836 | 2836 | RI | NEWE | 2501.6667 | 195.3333 | 23229 | Virginia | Richmond | 1797.3333 | 377
[13 empty] | 02837 | 2837 | RI | NEWE | 2501.6667 | 195.3333 | 23230 | Virginia | Richmond | 1797.3333 | 377
[13 empty] | 02838 | 2838 | RI | NEWE | 2501.6667 | 195.3333 | 23231 | Virginia | Richmond | 1797.3333 | 377
[13 empty] | 02839 | 2839 | RI | NEWE | 2501.6667 | 195.3333 | 23232 | Virginia | Richmond | 1797.3333 | 377
[13 empty] | 02840 | 2840 | RI | NEWE | 2501.6667 | 195.3333 | 23233 | Virginia | Richmond | 1797.3333 | 377
[13 empty] | 02841 | 2841 | RI | NEWE | 2501.6667 | 195.3333 | 23234 | Virginia | Richmond | 1797.3333 | 377
[13 empty] | 02842 | 2842 | RI | NEWE | 2501.6667 | 195.3333 | 23235 | Virginia | Richmond | 1797.3333 | 377
[13 empty] | 02852 | 2852 | RI | NEWE | 2501.6667 | 195.3333 | 23236 | Virginia | Richmond | 1797.3333 | 377
[13 empty] | 02857 | 2857 | RI | NEWE | 2501.6667 | 195.3333 | 23237 | Virginia | Richmond | 1797.3333 | 377
[13 empty] | 02858 | 2858 | RI | NEWE | 2501.6667 | 195.3333 | 23238 | Virginia | Richmond | 1797.3333 | 377
[13 empty] | 02859 | 2859 | RI | NEWE | 2501.6667 | 195.3333 | 23241 | Virginia | Richmond | 1797.3333 | 377
[13 empty] | 02860 | 2860 | RI | NEWE | 2501.6667 | 195.3333 | 23242 | Virginia | Richmond | 1797.3333 | 377
[13 empty] | 02861 | 2861 | RI | NEWE | 2501.6667 | 195.3333 | 23249 | Virginia | Richmond | 1797.3333 | 377
[13 empty] | 02862 | 2862 | RI | NEWE | 2501.6667 | 195.3333 | 23250 | Virginia | Richmond | 1797.3333 | 377
[13 empty] | 02863 | 2863 | RI | NEWE | 2501.6667 | 195.3333 | 23255 | Virginia | Richmond | 1797.3333 | 377
[13 empty] | 02864 | 2864 | RI | NEWE | 2501.6667 | 195.3333 | 23260 | Virginia | Richmond | 1797.3333 | 377
[13 empty] | 02865 | 2865 | RI | NEWE | 2501.6667 | 195.3333 | 23261 | Virginia | Richmond | 1797.3333 | 377
[13 empty] | 02871 | 2871 | RI | NEWE | 2501.6667 | 195.3333 | 23269 | Virginia | Richmond | 1797.3333 | 377
[13 empty] | 02872 | 2872 | RI | NEWE | 2501.6667 | 195.3333 | 23273 | Virginia | Richmond | 1797.3333 | 377
[13 empty] | 02873 | 2873 | RI | NEWE | 2501.6667 | 195.3333 | 23274 | Virginia | Richmond | 1797.3333 | 377
[13 empty] | 02874 | 2874 | RI | NEWE | 2501.6667 | 195.3333 | 23276 | Virginia | Richmond | 1797.3333 | 377
[13 empty] | 02875 | 2875 | RI | NEWE | 2501.6667 | 195.3333 | 23278 | Virginia | Richmond | 1797.3333 | 377
[13 empty] | 02876 | 2876 | RI | NEWE | 2501.6667 | 195.3333 | 23279 | Virginia | Richmond | 1797.3333 | 377
[13 empty] | 02877 | 2877 | RI | NEWE | 2501.6667 | 195.3333 | 23282 | Virginia | Richmond | 1797.3333 | 377
[13 empty] | 02878 | 2878 | RI | NEWE | 2501.6667 | 195.3333 | 23284 | Virginia | Richmond | 1797.3333 | 377
[13 empty] | 02879 | 2879 | RI | NEWE | 2501.6667 | 195.3333 | 23285 | Virginia | Richmond | 1797.3333 | 377
[13 empty] | 02880 | 2880 | RI | NEWE | 2501.6667 | 195.3333 | 23286 | Virginia | Richmond | 1797.3333 | 377
[13 empty] | 02881 | 2881 | RI | NEWE | 2501.6667 | 195.3333 | 23288 | Virginia | Richmond | 1797.3333 | 377
[13 empty] | 02882 | 2882 | RI | NEWE | 2501.6667 | 195.3333 | 23289 | Virginia | Richmond | 1797.3333 | 377
[13 empty] | 02883 | 2883 | RI | NEWE | 2501.6667 | 195.3333 | 23290 | Virginia | Richmond | 1797.3333 | 377
[13 empty] | 02885 | 2885 | RI | NEWE | 2501.6667 | 195.3333 | 23291 | Virginia | Richmond | 1797.3333 | 377
[13 empty] | 02886 | 2886 | RI | NEWE | 2501.6667 | 195.3333 | 23292 | Virginia | Richmond | 1797.3333 | 377
[13 empty] | 02887 | 2887 | RI | NEWE | 2501.6667 | 195.3333 | 23293 | Virginia | Richmond | 1797.3333 | 377
[13 empty] | 02888 | 2888 | RI | NEWE | 2501.6667 | 195.3333 | 23294 | Virginia | Richmond | 1797.3333 | 377
[13 empty] | 02889 | 2889 | RI | NEWE | 2501.6667 | 195.3333 | 23295 | Virginia | Richmond | 1797.3333 | 377
[13 empty] | 02891 | 2891 | RI | NEWE | 2501.6667 | 195.3333 | 23297 | Virginia | Richmond | 1797.3333 | 377
[13 empty] | 02892 | 2892 | RI | NEWE | 2501.6667 | 195.3333 | 23298 | Virginia | Richmond | 1797.3333 | 377
[13 empty] | 02893 | 2893 | RI | NEWE | 2501.6667 | 195.3333 | 25301 | West Virginia | Charleston | 2030.3333 | 286.6667
[13 empty] | 02894 | 2894 | RI | NEWE | 2501.6667 | 195.3333 | 25302 | West Virginia | Charleston | 2030.3333 | 286.6667
[13 empty] | 02895 | 2895 | RI | NEWE | 2501.6667 | 195.3333 | 25303 | West Virginia | Charleston | 2030.3333 | 286.6667
[13 empty] | 02896 | 2896 | RI | NEWE | 2501.6667 | 195.3333 | 25304 | West Virginia | Charleston | 2030.3333 | 286.6667
[13 empty] | 02898 | 2898 | RI | NEWE | 2501.6667 | 195.3333 | 25305 | West Virginia | Charleston | 2030.3333 | 286.6667
[13 empty] | 02901 | 2901 | RI | NEWE | 2495.3333 | 207.3333 | 25306 | West Virginia | Charleston | 2030.3333 | 286.6667
[13 empty] | 02902 | 2902 | RI | NEWE | 2495.3333 | 207.3333 | 25309 | West Virginia | Charleston | 2030.3333 | 286.6667
[13 empty] | 02903 | 2903 | RI | NEWE | 2495.3333 | 207.3333 | 25311 | West Virginia | Charleston | 2030.3333 | 286.6667
[13 empty] | 02904 | 2904 | RI | NEWE | 2495.3333 | 207.3333 | 25312 | West Virginia | Charleston | 2030.3333 | 286.6667
[13 empty] | 02905 | 2905 | RI | NEWE | 2495.3333 | 207.3333 | 25313 | West Virginia | Charleston | 2030.3333 | 286.6667
[13 empty] | 02906 | 2906 | RI | NEWE | 2495.3333 | 207.3333 | 25314 | West Virginia | Charleston | 2030.3333 | 286.6667
[13 empty] | 02907 | 2907 | RI | NEWE | 2495.3333 | 207.3333 | 25315 | West Virginia | Charleston | 2030.3333 | 286.6667
[13 empty] | 02908 | 2908 | RI | NEWE | 2495.3333 | 207.3333 | 25317 | West Virginia | Charleston | 2030.3333 | 286.6667
[13 empty] | 02909 | 2909 | RI | NEWE | 2495.3333 | 207.3333 | 25320 | West Virginia | Charleston | 2030.3333 | 286.6667
[13 empty] | 02910 | 2910 | RI | NEWE | 2495.3333 | 207.3333 | 25321 | West Virginia | Charleston | 2030.3333 | 286.6667
[13 empty] | 02911 | 2911 | RI | NEWE | 2495.3333 | 207.3333 | 25322 | West Virginia | Charleston | 2030.3333 | 286.6667
[13 empty] | 02912 | 2912 | RI | NEWE | 2495.3333 | 207.3333 | 25323 | West Virginia | Charleston | 2030.3333 | 286.6667
[13 empty] | 02914 | 2914 | RI | NEWE | 2495.3333 | 207.3333 | 25324 | West Virginia | Charleston | 2030.3333 | 286.6667
[13 empty] | 02915 | 2915 | RI | NEWE | 2495.3333 | 207.3333 | 25325 | West Virginia | Charleston | 2030.3333 | 286.6667
[13 empty] | 02916 | 2916 | RI | NEWE | 2495.3333 | 207.3333 | 25326 | West Virginia | Charleston | 2030.3333 | 286.6667
[13 empty] | 02917 | 2917 | RI | NEWE | 2495.3333 | 207.3333 | 25327 | West Virginia | Charleston | 2030.3333 | 286.6667
[13 empty] | 02918 | 2918 | RI | NEWE | 2495.3333 | 207.3333 | 25328 | West Virginia | Charleston | 2030.3333 | 286.6667
[13 empty] | 02919 | 2919 | RI | NEWE | 2495.3333 | 207.3333 | 25329 | West Virginia | Charleston | 2030.3333 | 286.6667
[13 empty] | 02920 | 2920 | RI | NEWE | 2495.3333 | 207.3333 | 25330 | West Virginia | Charleston | 2030.3333 | 286.6667
[13 empty] | 02921 | 2921 | RI | NEWE | 2495.3333 | 207.3333 | 25331 | West Virginia | Charleston | 2030.3333 | 286.6667
[13 empty] | 02940 | 2940 | RI | NEWE | 2495.3333 | 207.3333 | 25332 | West Virginia | Charleston | 2030.3333 | 286.6667
[13 empty] | 03031 | 3031 | NH | NEWE | 2495.3333 | 207.3333 | 25333 | West Virginia | Charleston | 2030.3333 | 286.6667
[13 empty] | 03032 | 3032 | NH | NEWE | 2495.3333 | 207.3333 | 25334 | West Virginia | Charleston | 2030.3333 | 286.6667
[13 empty] | 03033 | 3033 | NH | NEWE | 2495.3333 | 207.3333 | 25335 | West Virginia | Charleston | 2030.3333 | 286.6667
[13 empty] | 03034 | 3034 | NH | NEWE | 2495.3333 | 207.3333 | 25336 | West Virginia | Charleston | 2030.3333 | 286.6667
[13 empty] | 03036 | 3036 | NH | NEWE | 2495.3333 | 207.3333 | 25337 | West Virginia | Charleston | 2030.3333 | 286.6667
[13 empty] | 03037 | 3037 | NH | NEWE | 2495.3333 | 207.3333 | 25338 | West Virginia | Charleston | 2030.3333 | 286.6667
[13 empty] | 03038 | 3038 | NH | NEWE | 2495.3333 | 207.3333 | 25339 | West Virginia | Charleston | 2030.3333 | 286.6667
[13 empty] | 03040 | 3040 | NH | NEWE | 2495.3333 | 207.3333 | 25350 | West Virginia | Charleston | 2030.3333 | 286.6667
[13 empty] | 03041 | 3041 | NH | NEWE | 2495.3333 | 207.3333 | 25356 | West Virginia | Charleston | 2030.3333 | 286.6667
[13 empty] | 03042 | 3042 | NH | NEWE | 2495.3333 | 207.3333 | 25357 | West Virginia | Charleston | 2030.3333 | 286.6667
[13 empty] | 03043 | 3043 | NH | NEWE | 2495.3333 | 207.3333 | 25358 | West Virginia | Charleston | 2030.3333 | 286.6667
[13 empty] | 03044 | 3044 | NH | NEWE | 2495.3333 | 207.3333 | 25360 | West Virginia | Charleston | 2030.3333 | 286.6667
[13 empty] | 03045 | 3045 | NH | NEWE | 2495.3333 | 207.3333 | 25361 | West Virginia | Charleston | 2030.3333 | 286.6667
[13 empty] | 03046 | 3046 | NH | NEWE | 2495.3333 | 207.3333 | 25362 | West Virginia | Charleston | 2030.3333 | 286.6667
[13 empty] | 03047 | 3047 | NH | NEWE | 2495.3333 | 207.3333 | 25364 | West Virginia | Charleston | 2030.3333 | 286.6667
[13 empty] | 03048 | 3048 | NH | NEWE | 2495.3333 | 207.3333 | 25365 | West Virginia | Charleston | 2030.3333 | 286.6667
[13 empty] | 03049 | 3049 | NH | NEWE | 2495.3333 | 207.3333 | 25375 | West Virginia | Charleston | 2030.3333 | 286.6667
[13 empty] | 03051 | 3051 | NH | NEWE | 2495.3333 | 207.3333 | 25387 | West Virginia | Charleston | 2030.3333 | 286.6667
[13 empty] | 03052 | 3052 | NH | NEWE | 2495.3333 | 207.3333 | 25389 | West Virginia | Charleston | 2030.3333 | 286.6667
[13 empty] | 03053 | 3053 | NH | NEWE | 2495.3333 | 207.3333 | 25392 | West Virginia | Charleston | 2030.3333 | 286.6667
[13 empty] | 03054 | 3054 | NH | NEWE | 2495.3333 | 207.3333 | 25396 | West Virginia | Charleston | 2030.3333 | 286.6667
[13 empty] | 03055 | 3055 | NH | NEWE | 2495.3333 | 207.3333 | 27601 | North Carolina | Raleigh | 1403.6667 | 450.3333
[13 empty] | 03057 | 3057 | NH | NEWE | 2495.3333 | 207.3333 | 27602 | North Carolina | Raleigh | 1403.6667 | 450.3333
[13 empty] | 03060 | 3060 | NH | NEWE | 2495.3333 | 207.3333 | 27603 | North Carolina | Raleigh | 1403.6667 | 450.3333
[13 empty] | 03061 | 3061 | NH | NEWE | 2495.3333 | 207.3333 | 27604 | North Carolina | Raleigh | 1403.6667 | 450.3333
[13 empty] | 03062 | 3062 | NH | NEWE | 2495.3333 | 207.3333 | 27605 | North Carolina | Raleigh | 1403.6667 | 450.3333
[13 empty] | 03063 | 3063 | NH | NEWE | 2495.3333 | 207.3333 | 27606 | North Carolina | Raleigh | 1403.6667 | 450.3333
[13 empty] | 03064 | 3064 | NH | NEWE | 2495.3333 | 207.3333 | 27607 | North Carolina | Raleigh | 1403.6667 | 450.3333
[13 empty] | 03070 | 3070 | NH | NEWE | 2495.3333 | 207.3333 | 27608 | North Carolina | Raleigh | 1403.6667 | 450.3333
[13 empty] | 03071 | 3071 | NH | NEWE | 2495.3333 | 207.3333 | 27609 | North Carolina | Raleigh | 1403.6667 | 450.3333
[13 empty] | 03073 | 3073 | NH | NEWE | 2495.3333 | 207.3333 | 27610 | North Carolina | Raleigh | 1403.6667 | 450.3333
[13 empty] | 03076 | 3076 | NH | NEWE | 2495.3333 | 207.3333 | 27611 | North Carolina | Raleigh | 1403.6667 | 450.3333
[13 empty] | 03077 | 3077 | NH | NEWE | 2495.3333 | 207.3333 | 27612 | North Carolina | Raleigh | 1403.6667 | 450.3333
[13 empty] | 03079 | 3079 | NH | NEWE | 2495.3333 | 207.3333 | 27613 | North Carolina | Raleigh | 1403.6667 | 450.3333
[13 empty] | 03082 | 3082 | NH | NEWE | 2495.3333 | 207.3333 | 27614 | North Carolina | Raleigh | 1403.6667 | 450.3333
[13 empty] | 03084 | 3084 | NH | NEWE | 2495.3333 | 207.3333 | 27615 | North Carolina | Raleigh | 1403.6667 | 450.3333
[13 empty] | 03086 | 3086 | NH | NEWE | 2495.3333 | 207.3333 | 27616 | North Carolina | Raleigh | 1403.6667 | 450.3333
[13 empty] | 03087 | 3087 | NH | NEWE | 2495.3333 | 207.3333 | 27617 | North Carolina | Raleigh | 1403.6667 | 450.3333
[13 empty] | 03101 | 3101 | NH | NEWE | 2495.3333 | 207.3333 | 27619 | North Carolina | Raleigh | 1403.6667 | 450.3333
[13 empty] | 03102 | 3102 | NH | NEWE | 2495.3333 | 207.3333 | 27620 | North Carolina | Raleigh | 1403.6667 | 450.3333
[13 empty] | 03103 | 3103 | NH | NEWE | 2495.3333 | 207.3333 | 27621 | North Carolina | Raleigh | 1403.6667 | 450.3333
[13 empty] | 03104 | 3104 | NH | NEWE | 2495.3333 | 207.3333 | 27622 | North Carolina | Raleigh | 1403.6667 | 450.3333
[13 empty] | 03105 | 3105 | NH | NEWE | 2495.3333 | 207.3333 | 27623 | North Carolina | Raleigh | 1403.6667 | 450.3333
[13 empty] | 03106 | 3106 | NH | NEWE | 2495.3333 | 207.3333 | 27624 | North Carolina | Raleigh | 1403.6667 | 450.3333
[13 empty] | 03107 | 3107 | NH | NEWE | 2495.3333 | 207.3333 | 27625 | North Carolina | Raleigh | 1403.6667 | 450.3333
[13 empty] | 03108 | 3108 | NH | NEWE | 2495.3333 | 207.3333 | 27626 | North Carolina | Raleigh | 1403.6667 | 450.3333
[13 empty] | 03109 | 3109 | NH | NEWE | 2495.3333 | 207.3333 | 27627 | North Carolina | Raleigh | 1403.6667 | 450.3333
[13 empty] | 03110 | 3110 | NH | NEWE | 2495.3333 | 207.3333 | 27628 | North Carolina | Raleigh | 1403.6667 | 450.3333
[13 empty] | 03111 | 3111 | NH | NEWE | 2495.3333 | 207.3333 | 27629 | North Carolina | Raleigh | 1403.6667 | 450.3333
[13 empty] | 03215 | 3215 | NH | NEWE | 2495.3333 | 207.3333 | 27634 | North Carolina | Raleigh | 1403.6667 | 450.3333
[13 empty] | 03216 | 3216 | NH | NEWE | 2495.3333 | 207.3333 | 27635 | North Carolina | Raleigh | 1403.6667 | 450.3333
[13 empty] | 03217 | 3217 | NH | NEWE | 2495.3333 | 207.3333 | 27636 | North Carolina | Raleigh | 1403.6667 | 450.3333
[13 empty] | 03218 | 3218 | NH | NEWE | 2495.3333 | 207.3333 | 27640 | North Carolina | Raleigh | 1403.6667 | 450.3333
[13 empty] | 03220 | 3220 | NH | NEWE | 2495.3333 | 207.3333 | 27650 | North Carolina | Raleigh | 1403.6667 | 450.3333
[13 empty] | 03221 | 3221 | NH | NEWE | 2495.3333 | 207.3333 | 27656 | North Carolina | Raleigh | 1403.6667 | 450.3333
[13 empty] | 03222 | 3222 | NH | NEWE | 2495.3333 | 207.3333 | 27658 | North Carolina | Raleigh | 1403.6667 | 450.3333
[13 empty] | 03223 | 3223 | NH | NEWE | 2495.3333 | 207.3333 | 27661 | North Carolina | Raleigh | 1403.6667 | 450.3333
[13 empty] | 03224 | 3224 | NH | NEWE | 2495.3333 | 207.3333 | 27668 | North Carolina | Raleigh | 1403.6667 | 450.3333
[13 empty] | 03225 | 3225 | NH | NEWE | 2495.3333 | 207.3333 | 27675 | North Carolina | Raleigh | 1403.6667 | 450.3333
[13 empty] | 03226 | 3226 | NH | NEWE | 2495.3333 | 207.3333 | 27676 | North Carolina | Raleigh | 1403.6667 | 450.3333
[13 empty] | 03227 | 3227 | NH | NEWE | 2495.3333 | 207.3333 | 27690 | North Carolina | Raleigh | 1403.6667 | 450.3333
[13 empty] | 03229 | 3229 | NH | NEWE | 2495.3333 | 207.3333 | 27695 | North Carolina | Raleigh | 1403.6667 | 450.3333
[13 empty] | 03230 | 3230 | NH | NEWE | 2495.3333 | 207.3333 | 27697 | North Carolina | Raleigh | 1403.6667 | 450.3333
[13 empty] | 03231 | 3231 | NH | NEWE | 2495.3333 | 207.3333 | 27698 | North Carolina | Raleigh | 1403.6667 | 450.3333
[13 empty] | 03233 | 3233 | NH | NEWE | 2495.3333 | 207.3333 | 27699 | North Carolina | Raleigh | 1403.6667 | 450.3333
[13 empty] | 03234 | 3234 | NH | NEWE | 2495.3333 | 207.3333 | 28201 | North Carolina | Charlotte | 1280.6667 | 484.6667
[13 empty] | 03235 | 3235 | NH | NEWE | 2495.3333 | 207.3333 | 28202 | North Carolina | Charlotte | 1280.6667 | 484.6667
[13 empty] | 03237 | 3237 | NH | NEWE | 2495.3333 | 207.3333 | 28203 | North Carolina | Charlotte | 1280.6667 | 484.6667
[13 empty] | 03238 | 3238 | NH | NEWE | 2495.3333 | 207.3333 | 28204 | North Carolina | Charlotte | 1280.6667 | 484.6667
[13 empty] | 03240 | 3240 | NH | NEWE | 2495.3333 | 207.3333 | 28205 | North Carolina | Charlotte | 1280.6667 | 484.6667
[13 empty] | 03241 | 3241 | NH | NEWE | 2495.3333 | 207.3333 | 28206 | North Carolina | Charlotte | 1280.6667 | 484.6667
[13 empty] | 03242 | 3242 | NH | NEWE | 2495.3333 | 207.3333 | 28207 | North Carolina | Charlotte | 1280.6667 | 484.6667
[13 empty] | 03243 | 3243 | NH | NEWE | 2495.3333 | 207.3333 | 28208 | North Carolina | Charlotte | 1280.6667 | 484.6667
[13 empty] | 03244 | 3244 | NH | NEWE | 2495.3333 | 207.3333 | 28209 | North Carolina | Charlotte | 1280.6667 | 484.6667
[13 empty] | 03245 | 3245 | NH | NEWE | 2495.3333 | 207.3333 | 28210 | North Carolina | Charlotte | 1280.6667 | 484.6667
[13 empty] | 03246 | 3246 | NH | NEWE | 2495.3333 | 207.3333 | 28211 | North Carolina | Charlotte | 1280.6667 | 484.6667
[13 empty] | 03247 | 3247 | NH | NEWE | 2495.3333 | 207.3333 | 28212 | North Carolina | Charlotte | 1280.6667 | 484.6667
[13 empty] | 03249 | 3249 | NH | NEWE | 2495.3333 | 207.3333 | 28213 | North Carolina | Charlotte | 1280.6667 | 484.6667
[13 empty] | 03251 | 3251 | NH | NEWE | 2495.3333 | 207.3333 | 28214 | North Carolina | Charlotte | 1280.6667 | 484.6667
[13 empty] | 03252 | 3252 | NH | NEWE | 2495.3333 | 207.3333 | 28215 | North Carolina | Charlotte | 1280.6667 | 484.6667
[13 empty] | 03253 | 3253 | NH | NEWE | 2495.3333 | 207.3333 | 28216 | North Carolina | Charlotte | 1280.6667 | 484.6667
[13 empty] | 03254 | 3254 | NH | NEWE | 2495.3333 | 207.3333 | 28217 | North Carolina | Charlotte | 1280.6667 | 484.6667
[13 empty] | 03255 | 3255 | NH | NEWE | 2495.3333 | 207.3333 | 28218 | North Carolina | Charlotte | 1280.6667 | 484.6667
[13 empty] | 03256 | 3256 | NH | NEWE | 2495.3333 | 207.3333 | 28219 | North Carolina | Charlotte | 1280.6667 | 484.6667
[13 empty] | 03257 | 3257 | NH | NEWE | 2495.3333 | 207.3333 | 28220 | North Carolina | Charlotte | 1280.6667 | 484.6667
[13 empty] | 03258 | 3258 | NH | NEWE | 2495.3333 | 207.3333 | 28221 | North Carolina | Charlotte | 1280.6667 | 484.6667
[13 empty] | 03259 | 3259 | NH | NEWE | 2495.3333 | 207.3333 | 28222 | North Carolina | Charlotte | 1280.6667 | 484.6667
[13 empty] | 03260 | 3260 | NH | NEWE | 2495.3333 | 207.3333 | 28223 | North Carolina | Charlotte | 1280.6667 | 484.6667
[13 empty] | 03261 | 3261 | NH | NEWE | 2495.3333 | 207.3333 | 28224 | North Carolina | Charlotte | 1280.6667 | 484.6667
[13 empty] | 03262 | 3262 | NH | NEWE | 2495.3333 | 207.3333 | 28226 | North Carolina | Charlotte | 1280.6667 | 484.6667
[13 empty] | 03263 | 3263 | NH | NEWE | 2495.3333 | 207.3333 | 28227 | North Carolina | Charlotte | 1280.6667 | 484.6667
[13 empty] | 03264 | 3264 | NH | NEWE | 2495.3333 | 207.3333 | 28228 | North Carolina | Charlotte | 1280.6667 | 484.6667
[13 empty] | 03266 | 3266 | NH | NEWE | 2495.3333 | 207.3333 | 28229 | North Carolina | Charlotte | 1280.6667 | 484.6667
[13 empty] | 03268 | 3268 | NH | NEWE | 2495.3333 | 207.3333 | 28230 | North Carolina | Charlotte | 1280.6667 | 484.6667
[13 empty] | 03269 | 3269 | NH | NEWE | 2495.3333 | 207.3333 | 28231 | North Carolina | Charlotte | 1280.6667 | 484.6667
[13 empty] | 03272 | 3272 | NH | NEWE | 2495.3333 | 207.3333 | 28232 | North Carolina | Charlotte | 1280.6667 | 484.6667
[13 empty] | 03273 | 3273 | NH | NEWE | 2495.3333 | 207.3333 | 28233 | North Carolina | Charlotte | 1280.6667 | 484.6667
[13 empty] | 03274 | 3274 | NH | NEWE | 2495.3333 | 207.3333 | 28234 | North Carolina | Charlotte | 1280.6667 | 484.6667
[13 empty] | 03275 | 3275 | NH | NEWE | 2495.3333 | 207.3333 | 28235 | North Carolina | Charlotte | 1280.6667 | 484.6667
[13 empty] | 03276 | 3276 | NH | NEWE | 2495.3333 | 207.3333 | 28236 | North Carolina | Charlotte | 1280.6667 | 484.6667
[13 empty] | 03278 | 3278 | NH | NEWE | 2495.3333 | 207.3333 | 28237 | North Carolina | Charlotte | 1280.6667 | 484.6667
[13 empty] | 03279 | 3279 | NH | NEWE | 2495.3333 | 207.3333 | 28241 | North Carolina | Charlotte | 1280.6667 | 484.6667
[13 empty] | 03280 | 3280 | NH | NEWE | 2495.3333 | 207.3333 | 28242 | North Carolina | Charlotte | 1280.6667 | 484.6667
[13 empty] | 03281 | 3281 | NH | NEWE | 2495.3333 | 207.3333 | 28243 | North Carolina | Charlotte | 1280.6667 | 484.6667
[13 empty] | 03282 | 3282 | NH | NEWE | 2495.3333 | 207.3333 | 28244 | North Carolina | Charlotte | 1280.6667 | 484.6667
[13 empty] | 03284 | 3284 | NH | NEWE | 2495.3333 | 207.3333 | 28246 | North Carolina | Charlotte | 1280.6667 | 484.6667
[13 empty] | 03285 | 3285 | NH | NEWE | 2495.3333 | 207.3333 | 28247 | North Carolina | Charlotte | 1280.6667 | 484.6667
[13 empty] | 03287 | 3287 | NH | NEWE | 2495.3333 | 207.3333 | 28253 | North Carolina | Charlotte | 1280.6667 | 484.6667
[13 empty] | 03289 | 3289 | NH | NEWE | 2495.3333 | 207.3333 | 28254 | North Carolina | Charlotte | 1280.6667 | 484.6667
[13 empty] | 03290 | 3290 | NH | NEWE | 2495.3333 | 207.3333 | 28255 | North Carolina | Charlotte | 1280.6667 | 484.6667
[13 empty] | 03291 | 3291 | NH | NEWE | 2495.3333 | 207.3333 | 28256 | North Carolina | Charlotte | 1280.6667 | 484.6667
[13 empty] | 03293 | 3293 | NH | NEWE | 2495.3333 | 207.3333 | 28258 | North Carolina | Charlotte | 1280.6667 | 484.6667
[13 empty] | 03298 | 3298 | NH | NEWE | 2495.3333 | 207.3333 | 28260 | North Carolina | Charlotte | 1280.6667 | 484.6667
[13 empty] | 03299 | 3299 | NH | NEWE | 2495.3333 | 207.3333 | 28262 | North Carolina | Charlotte | 1280.6667 | 484.6667
[13 empty] | 03301 | 3301 | NH | NEWE | 3287.3333 | 177.3333 | 28263 | North Carolina | Charlotte | 1280.6667 | 484.6667
[13 empty] | 03302 | 3302 | NH | NEWE | 3287.3333 | 177.3333 | 28265 | North Carolina | Charlotte | 1280.6667 | 484.6667
[13 empty] | 03303 | 3303 | NH | NEWE | 3287.3333 | 177.3333 | 28266 | North Carolina | Charlotte | 1280.6667 | 484.6667
[13 empty] | 03304 | 3304 | NH | NEWE | 3287.3333 | 177.3333 | 28269 | North Carolina | Charlotte | 1280.6667 | 484.6667
[13 empty] | 03305 | 3305 | NH | NEWE | 3287.3333 | 177.3333 | 28270 | North Carolina | Charlotte | 1280.6667 | 484.6667
[13 empty] | 03307 | 3307 | NH | NEWE | 3287.3333 | 177.3333 | 28271 | North Carolina | Charlotte | 1280.6667 | 484.6667
[13 empty] | 03431 | 3431 | NH | NEWE | 3287.3333 | 177.3333 | 28272 | North Carolina | Charlotte | 1280.6667 | 484.6667
[13 empty] | 03435 | 3435 | NH | NEWE | 3287.3333 | 177.3333 | 28273 | North Carolina | Charlotte | 1280.6667 | 484.6667
[13 empty] | 03440 | 3440 | NH | NEWE | 3287.3333 | 177.3333 | 28274 | North Carolina | Charlotte | 1280.6667 | 484.6667
[13 empty] | 03441 | 3441 | NH | NEWE | 3287.3333 | 177.3333 | 28275 | North Carolina | Charlotte | 1280.6667 | 484.6667
[13 empty] | 03442 | 3442 | NH | NEWE | 3287.3333 | 177.3333 | 28277 | North Carolina | Charlotte | 1280.6667 | 484.6667
[13 empty] | 03443 | 3443 | NH | NEWE | 3287.3333 | 177.3333 | 28278 | North Carolina | Charlotte | 1280.6667 | 484.6667
[13 empty] | 03444 | 3444 | NH | NEWE | 3287.3333 | 177.3333 | 28280 | North Carolina | Charlotte | 1280.6667 | 484.6667
[13 empty] | 03445 | 3445 | NH | NEWE | 3287.3333 | 177.3333 | 28281 | North Carolina | Charlotte | 1280.6667 | 484.6667
[13 empty] | 03446 | 3446 | NH | NEWE | 3287.3333 | 177.3333 | 28282 | North Carolina | Charlotte | 1280.6667 | 484.6667
[13 empty] | 03447 | 3447 | NH | NEWE | 3287.3333 | 177.3333 | 28284 | North Carolina | Charlotte | 1280.6667 | 484.6667
[13 empty] | 03448 | 3448 | NH | NEWE | 3287.3333 | 177.3333 | 28285 | North Carolina | Charlotte | 1280.6667 | 484.6667
[13 empty] | 03449 | 3449 | NH | NEWE | 3287.3333 | 177.3333 | 28287 | North Carolina | Charlotte | 1280.6667 | 484.6667
[13 empty] | 03450 | 3450 | NH | NEWE | 3287.3333 | 177.3333 | 28288 | North Carolina | Charlotte | 1280.6667 | 484.6667
[13 empty] | 03451 | 3451 | NH | NEWE | 3287.3333 | 177.3333 | 28289 | North Carolina | Charlotte | 1280.6667 | 484.6667
[13 empty] | 03452 | 3452 | NH | NEWE | 3287.3333 | 177.3333 | 28290 | North Carolina | Charlotte | 1280.6667 | 484.6667
[13 empty] | 03455 | 3455 | NH | NEWE | 3287.3333 | 177.3333 | 28296 | North Carolina | Charlotte | 1280.6667 | 484.6667
[13 empty] | 03456 | 3456 | NH | NEWE | 3287.3333 | 177.3333 | 28297 | North Carolina | Charlotte | 1280.6667 | 484.6667
[13 empty] | 03457 | 3457 | NH | NEWE | 3287.3333 | 177.3333 | 28299 | North Carolina | Charlotte | 1280.6667 | 484.6667
[13 empty] | 03458 | 3458 | NH | NEWE | 3287.3333 | 177.3333 | 29201 | South Carolina | Columbia | 975.3333 | 706.3333
[13 empty] | 03461 | 3461 | NH | NEWE | 3287.3333 | 177.3333 | 29202 | South Carolina | Columbia | 975.3333 | 706.3333
[13 empty] | 03462 | 3462 | NH | NEWE | 3287.3333 | 177.3333 | 29203 | South Carolina | Columbia | 975.3333 | 706.3333
[13 empty] | 03464 | 3464 | NH | NEWE | 3287.3333 | 177.3333 | 29204 | South Carolina | Columbia | 975.3333 | 706.3333
[13 empty] | 03465 | 3465 | NH | NEWE | 3287.3333 | 177.3333 | 29205 | South Carolina | Columbia | 975.3333 | 706.3333
[13 empty] | 03466 | 3466 | NH | NEWE | 3287.3333 | 177.3333 | 29206 | South Carolina | Columbia | 975.3333 | 706.3333
[13 empty] | 03467 | 3467 | NH | NEWE | 3287.3333 | 177.3333 | 29207 | South Carolina | Columbia | 975.3333 | 706.3333
[13 empty] | 03468 | 3468 | NH | NEWE | 3287.3333 | 177.3333 | 29208 | South Carolina | Columbia | 975.3333 | 706.3333
[13 empty] | 03469 | 3469 | NH | NEWE | 3287.3333 | 177.3333 | 29209 | South Carolina | Columbia | 975.3333 | 706.3333
[13 empty] | 03470 | 3470 | NH | NEWE | 3287.3333 | 177.3333 | 29210 | South Carolina | Columbia | 975.3333 | 706.3333
[13 empty] | 03561 | 3561 | NH | NEWE | 3287.3333 | 177.3333 | 29211 | South Carolina | Columbia | 975.3333 | 706.3333
[13 empty] | 03570 | 3570 | NH | NEWE | 3287.3333 | 177.3333 | 29212 | South Carolina | Columbia | 975.3333 | 706.3333
[13 empty] | 03574 | 3574 | NH | NEWE | 3287.3333 | 177.3333 | 29214 | South Carolina | Columbia | 975.3333 | 706.3333
[13 empty] | 03575 | 3575 | NH | NEWE | 3287.3333 | 177.3333 | 29215 | South Carolina | Columbia | 975.3333 | 706.3333
[13 empty] | 03576 | 3576 | NH | NEWE | 3287.3333 | 177.3333 | 29216 | South Carolina | Columbia | 975.3333 | 706.3333
[13 empty] | 03579 | 3579 | NH | NEWE | 3287.3333 | 177.3333 | 29217 | South Carolina | Columbia | 975.3333 | 706.3333
[13 empty] | 03580 | 3580 | NH | NEWE | 3287.3333 | 177.3333 | 29218 | South Carolina | Columbia | 975.3333 | 706.3333
[13 empty] | 03581 | 3581 | NH | NEWE | 3287.3333 | 177.3333 | 29219 | South Carolina | Columbia | 975.3333 | 706.3333
[13 empty] | 03582 | 3582 | NH | NEWE | 3287.3333 | 177.3333 | 29220 | South Carolina | Columbia | 975.3333 | 706.3333
[13 empty] | 03583 | 3583 | NH | NEWE | 3287.3333 | 177.3333 | 29221 | South Carolina | Columbia | 975.3333 | 706.3333
[13 empty] | 03584 | 3584 | NH | NEWE | 3287.3333 | 177.3333 | 29222 | South Carolina | Columbia | 975.3333 | 706.3333
[13 empty] | 03585 | 3585 | NH | NEWE | 3287.3333 | 177.3333 | 29223 | South Carolina | Columbia | 975.3333 | 706.3333
[13 empty] | 03586 | 3586 | NH | NEWE | 3287.3333 | 177.3333 | 29224 | South Carolina | Columbia | 975.3333 | 706.3333
[13 empty] | 03588 | 3588 | NH | NEWE | 3287.3333 | 177.3333 | 29225 | South Carolina | Columbia | 975.3333 | 706.3333
[13 empty] | 03589 | 3589 | NH | NEWE | 3287.3333 | 177.3333 | 29226 | South Carolina | Columbia | 975.3333 | 706.3333
[13 empty] | 03590 | 3590 | NH | NEWE | 3287.3333 | 177.3333 | 29227 | South Carolina | Columbia | 975.3333 | 706.3333
[13 empty] | 03592 | 3592 | NH | NEWE | 3287.3333 | 177.3333 | 29228 | South Carolina | Columbia | 975.3333 | 706.3333
[13 empty] | 03593 | 3593 | NH | NEWE | 3287.3333 | 177.3333 | 29229 | South Carolina | Columbia | 975.3333 | 706.3333
[13 empty] | 03595 | 3595 | NH | NEWE | 3287.3333 | 177.3333 | 29230 | South Carolina | Columbia | 975.3333 | 706.3333
[13 empty] | 03597 | 3597 | NH | NEWE | 3287.3333 | 177.3333 | 29240 | South Carolina | Columbia | 975.3333 | 706.3333
[13 empty] | 03598 | 3598 | NH | NEWE | 3287.3333 | 177.3333 | 29250 | South Carolina | Columbia | 975.3333 | 706.3333
[13 empty] | 03601 | 3601 | NH | NEWE | 3287.3333 | 177.3333 | 29260 | South Carolina | Columbia | 975.3333 | 706.3333
[13 empty] | 03602 | 3602 | NH | NEWE | 3287.3333 | 177.3333 | 29290 | South Carolina | Columbia | 975.3333 | 706.3333
[13 empty] | 03603 | 3603 | NH | NEWE | 3287.3333 | 177.3333 | 29292 | South Carolina | Columbia | 975.3333 | 706.3333
[13 empty] | 03604 | 3604 | NH | NEWE | 3287.3333 | 177.3333 | 30301 | Georgia | Atlanta | 1256.6667 | 463
[13 empty] | 03605 | 3605 | NH | NEWE | 3287.3333 | 177.3333 | 30302 | Georgia | Atlanta | 1256.6667 | 463
[13 empty] | 03607 | 3607 | NH | NEWE | 3287.3333 | 177.3333 | 30303 | Georgia | Atlanta | 1256.6667 | 463
[13 empty] | 03608 | 3608 | NH | NEWE | 3287.3333 | 177.3333 | 30304 | Georgia | Atlanta | 1256.6667 | 463
[13 empty] | 03609 | 3609 | NH | NEWE | 3287.3333 | 177.3333 | 30305 | Georgia | Atlanta | 1256.6667 | 463
[13 empty] | 03740 | 3740 | NH | NEWE | 3287.3333 | 177.3333 | 30306 | Georgia | Atlanta | 1256.6667 | 463
[13 empty] | 03741 | 3741 | NH | NEWE | 3287.3333 | 177.3333 | 30307 | Georgia | Atlanta | 1256.6667 | 463
[13 empty] | 03743 | 3743 | NH | NEWE | 3287.3333 | 177.3333 | 30308 | Georgia | Atlanta | 1256.6667 | 463
[13 empty] | 03745 | 3745 | NH | NEWE | 3287.3333 | 177.3333 | 30309 | Georgia | Atlanta | 1256.6667 | 463
[13 empty] | 03746 | 3746 | NH | NEWE | 3287.3333 | 177.3333 | 30310 | Georgia | Atlanta | 1256.6667 | 463
[13 empty] | 03748 | 3748 | NH | NEWE | 3287.3333 | 177.3333 | 30311 | Georgia | Atlanta | 1256.6667 | 463
[13 empty] | 03749 | 3749 | NH | NEWE | 3287.3333 | 177.3333 | 30312 | Georgia | Atlanta | 1256.6667 | 463
[13 empty] | 03750 | 3750 | NH | NEWE | 3287.3333 | 177.3333 | 30313 | Georgia | Atlanta | 1256.6667 | 463
[13 empty] | 03751 | 3751 | NH | NEWE | 3287.3333 | 177.3333 | 30314 | Georgia | Atlanta | 1256.6667 | 463
[13 empty] | 03752 | 3752 | NH | NEWE | 3287.3333 | 177.3333 | 30315 | Georgia | Atlanta | 1256.6667 | 463
[13 empty] | 03753 | 3753 | NH | NEWE | 3287.3333 | 177.3333 | 30316 | Georgia | Atlanta | 1256.6667 | 463
[13 empty] | 03754 | 3754 | NH | NEWE | 3287.3333 | 177.3333 | 30317 | Georgia | Atlanta | 1256.6667 | 463
[13 empty] | 03755 | 3755 | NH | NEWE | 3287.3333 | 177.3333 | 30318 | Georgia | Atlanta | 1256.6667 | 463
[13 empty] | 03756 | 3756 | NH | NEWE | 3287.3333 | 177.3333 | 30319 | Georgia | Atlanta | 1256.6667 | 463
[13 empty] | 03765 | 3765 | NH | NEWE | 3287.3333 | 177.3333 | 30320 | Georgia | Atlanta | 1256.6667 | 463
[13 empty] | 03766 | 3766 | NH | NEWE | 3287.3333 | 177.3333 | 30321 | Georgia | Atlanta | 1256.6667 | 463
[13 empty] | 03768 | 3768 | NH | NEWE | 3287.3333 | 177.3333 | 30322 | Georgia | Atlanta | 1256.6667 | 463
[13 empty] | 03769 | 3769 | NH | NEWE | 3287.3333 | 177.3333 | 30324 | Georgia | Atlanta | 1256.6667 | 463
[13 empty] | 03770 | 3770 | NH | NEWE | 3287.3333 | 177.3333 | 30325 | Georgia | Atlanta | 1256.6667 | 463
[13 empty] | 03771 | 3771 | NH | NEWE | 3287.3333 | 177.3333 | 30326 | Georgia | Atlanta | 1256.6667 | 463
[13 empty] | 03773 | 3773 | NH | NEWE | 3287.3333 | 177.3333 | 30327 | Georgia | Atlanta | 1256.6667 | 463
[13 empty] | 03774 | 3774 | NH | NEWE | 3287.3333 | 177.3333 | 30328 | Georgia | Atlanta | 1256.6667 | 463
[13 empty] | 03777 | 3777 | NH | NEWE | 3287.3333 | 177.3333 | 30329 | Georgia | Atlanta | 1256.6667 | 463
[13 empty] | 03779 | 3779 | NH | NEWE | 3287.3333 | 177.3333 | 30331 | Georgia | Atlanta | 1256.6667 | 463
[13 empty] | 03780 | 3780 | NH | NEWE | 3287.3333 | 177.3333 | 30332 | Georgia | Atlanta | 1256.6667 | 463
[13 empty] | 03781 | 3781 | NH | NEWE | 3287.3333 | 177.3333 | 30333 | Georgia | Atlanta | 1256.6667 | 463
[13 empty] | 03782 | 3782 | NH | NEWE | 3287.3333 | 177.3333 | 30334 | Georgia | Atlanta | 1256.6667 | 463
[13 empty] | 03784 | 3784 | NH | NEWE | 3287.3333 | 177.3333 | 30336 | Georgia | Atlanta | 1256.6667 | 463
[13 empty] | 03785 | 3785 | NH | NEWE | 3287.3333 | 177.3333 | 30337 | Georgia | Atlanta | 1256.6667 | 463
[13 empty] | 03801 | 3801 | NH | NEWE | 3287.3333 | 177.3333 | 30338 | Georgia | Atlanta | 1256.6667 | 463
[13 empty] | 03802 | 3802 | NH | NEWE | 3287.3333 | 177.3333 | 30339 | Georgia | Atlanta | 1256.6667 | 463
[13 empty] | 03803 | 3803 | NH | NEWE | 3287.3333 | 177.3333 | 30340 | Georgia | Atlanta | 1256.6667 | 463
[13 empty] | 03804 | 3804 | ME | NEWE | 3287.3333 | 177.3333 | 30341 | Georgia | Atlanta | 1256.6667 | 463
[13 empty] | 03805 | 3805 | NH | NEWE | 3287.3333 | 177.3333 | 30342 | Georgia | Atlanta | 1256.6667 | 463
[13 empty] | 03809 | 3809 | NH | NEWE | 3287.3333 | 177.3333 | 30343 | Georgia | Atlanta | 1256.6667 | 463
[13 empty] | 03810 | 3810 | NH | NEWE | 3287.3333 | 177.3333 | 30344 | Georgia | Atlanta | 1256.6667 | 463
[13 empty] | 03811 | 3811 | NH | NEWE | 3287.3333 | 177.3333 | 30345 | Georgia | Atlanta | 1256.6667 | 463
[13 empty] | 03812 | 3812 | NH | NEWE | 3287.3333 | 177.3333 | 30346 | Georgia | Atlanta | 1256.6667 | 463
[13 empty] | 03813 | 3813 | NH | NEWE | 3287.3333 | 177.3333 | 30348 | Georgia | Atlanta | 1256.6667 | 463
[13 empty] | 03814 | 3814 | NH | NEWE | 3287.3333 | 177.3333 | 30349 | Georgia | Atlanta | 1256.6667 | 463
[13 empty] | 03815 | 3815 | NH | NEWE | 3287.3333 | 177.3333 | 30350 | Georgia | Atlanta | 1256.6667 | 463
[13 empty] | 03816 | 3816 | NH | NEWE | 3287.3333 | 177.3333 | 30353 | Georgia | Atlanta | 1256.6667 | 463
[13 empty] | 03817 | 3817 | NH | NEWE | 3287.3333 | 177.3333 | 30354 | Georgia | Atlanta | 1256.6667 | 463
[13 empty] | 03818 | 3818 | NH | NEWE | 3287.3333 | 177.3333 | 30355 | Georgia | Atlanta | 1256.6667 | 463
[13 empty] | 03819 | 3819 | NH | NEWE | 3287.3333 | 177.3333 | 30356 | Georgia | Atlanta | 1256.6667 | 463
[13 empty] | 03820 | 3820 | NH | NEWE | 3287.3333 | 177.3333 | 30357 | Georgia | Atlanta | 1256.6667 | 463
[13 empty] | 03821 | 3821 | NH | NEWE | 3287.3333 | 177.3333 | 30358 | Georgia | Atlanta | 1256.6667 | 463
[13 empty] | 03822 | 3822 | NH | NEWE | 3287.3333 | 177.3333 | 30359 | Georgia | Atlanta | 1256.6667 | 463
[13 empty] | 03823 | 3823 | NH | NEWE | 3287.3333 | 177.3333 | 30360 | Georgia | Atlanta | 1256.6667 | 463
[13 empty] | 03824 | 3824 | NH | NEWE | 3287.3333 | 177.3333 | 30361 | Georgia | Atlanta | 1256.6667 | 463
[13 empty] | 03825 | 3825 | NH | NEWE | 3287.3333 | 177.3333 | 30362 | Georgia | Atlanta | 1256.6667 | 463
[13 empty] | 03826 | 3826 | NH | NEWE | 3287.3333 | 177.3333 | 30363 | Georgia | Atlanta | 1256.6667 | 463
[13 empty] | 03827 | 3827 | NH | NEWE | 3287.3333 | 177.3333 | 30364 | Georgia | Atlanta | 1256.6667 | 463
[13 empty] | 03830 | 3830 | NH | NEWE | 3287.3333 | 177.3333 | 30366 | Georgia | Atlanta | 1256.6667 | 463
[13 empty] | 03832 | 3832 | NH | NEWE | 3287.3333 | 177.3333 | 30368 | Georgia | Atlanta | 1256.6667 | 463
[13 empty] | 03833 | 3833 | NH | NEWE | 3287.3333 | 177.3333 | 30369 | Georgia | Atlanta | 1256.6667 | 463
[13 empty] | 03835 | 3835 | NH | NEWE | 3287.3333 | 177.3333 | 30370 | Georgia | Atlanta | 1256.6667 | 463
[13 empty] | 03836 | 3836 | NH | NEWE | 3287.3333 | 177.3333 | 30371 | Georgia | Atlanta | 1256.6667 | 463
[13 empty] | 03837 | 3837 | NH | NEWE | 3287.3333 | 177.3333 | 30374 | Georgia | Atlanta | 1256.6667 | 463
[13 empty] | 03838 | 3838 | NH | NEWE | 3287.3333 | 177.3333 | 30375 | Georgia | Atlanta | 1256.6667 | 463
[13 empty] | 03839 | 3839 | NH | NEWE | 3287.3333 | 177.3333 | 30377 | Georgia | Atlanta | 1256.6667 | 463
[13 empty] | 03840 | 3840 | NH | NEWE | 3287.3333 | 177.3333 | 30378 | Georgia | Atlanta | 1256.6667 | 463
[13 empty] | 03841 | 3841 | NH | NEWE | 3287.3333 | 177.3333 | 30380 | Georgia | Atlanta | 1256.6667 | 463
[13 empty] | 03842 | 3842 | NH | NEWE | 3287.3333 | 177.3333 | 30384 | Georgia | Atlanta | 1256.6667 | 463
[13 empty] | 03843 | 3843 | NH | NEWE | 3287.3333 | 177.3333 | 30385 | Georgia | Atlanta | 1256.6667 | 463
[13 empty] | 03844 | 3844 | NH | NEWE | 3287.3333 | 177.3333 | 30388 | Georgia | Atlanta | 1256.6667 | 463
[13 empty] | 03845 | 3845 | NH | NEWE | 3287.3333 | 177.3333 | 30392 | Georgia | Atlanta | 1256.6667 | 463
[13 empty] | 03846 | 3846 | NH | NEWE | 3287.3333 | 177.3333 | 30394 | Georgia | Atlanta | 1256.6667 | 463
[13 empty] | 03847 | 3847 | NH | NEWE | 3287.3333 | 177.3333 | 30396 | Georgia | Atlanta | 1256.6667 | 463
[13 empty] | 03848 | 3848 | NH | NEWE | 3287.3333 | 177.3333 | 30398 | Georgia | Atlanta | 1256.6667 | 463
[13 empty] | 03849 | 3849 | NH | NEWE | 3287.3333 | 177.3333 | 31106 | Georgia | Atlanta | 1256.6667 | 463
[13 empty] | 03850 | 3850 | NH | NEWE | 3287.3333 | 177.3333 | 31107 | Georgia | Atlanta | 1256.6667 | 463
[13 empty] | 03851 | 3851 | NH | NEWE | 3287.3333 | 177.3333 | 31119 | Georgia | Atlanta | 1256.6667 | 463
[13 empty] | 03852 | 3852 | NH | NEWE | 3287.3333 | 177.3333 | 31126 | Georgia | Atlanta | 1256.6667 | 463
[13 empty] | 03853 | 3853 | NH | NEWE | 3287.3333 | 177.3333 | 31131 | Georgia | Atlanta | 1256.6667 | 463
[13 empty] | 03854 | 3854 | NH | NEWE | 3287.3333 | 177.3333 | 31136 | Georgia | Atlanta | 1256.6667 | 463
[13 empty] | 03855 | 3855 | NH | NEWE | 3287.3333 | 177.3333 | 31139 | Georgia | Atlanta | 1256.6667 | 463
[13 empty] | 03856 | 3856 | NH | NEWE | 3287.3333 | 177.3333 | 31141 | Georgia | Atlanta | 1256.6667 | 463
[13 empty] | 03857 | 3857 | NH | NEWE | 3287.3333 | 177.3333 | 31145 | Georgia | Atlanta | 1256.6667 | 463
[13 empty] | 03858 | 3858 | NH | NEWE | 3287.3333 | 177.3333 | 31146 | Georgia | Atlanta | 1256.6667 | 463
[13 empty] | 03859 | 3859 | NH | NEWE | 3287.3333 | 177.3333 | 31150 | Georgia | Atlanta | 1256.6667 | 463
[13 empty] | 03860 | 3860 | NH | NEWE | 3287.3333 | 177.3333 | 31156 | Georgia | Atlanta | 1256.6667 | 463
[13 empty] | 03861 | 3861 | NH | NEWE | 3287.3333 | 177.3333 | 31192 | Georgia | Atlanta | 1256.6667 | 463
[13 empty] | 03862 | 3862 | NH | NEWE | 3287.3333 | 177.3333 | 31193 | Georgia | Atlanta | 1256.6667 | 463
[13 empty] | 03864 | 3864 | NH | NEWE | 3287.3333 | 177.3333 | 31195 | Georgia | Atlanta | 1256.6667 | 463
[13 empty] | 03865 | 3865 | NH | NEWE | 3287.3333 | 177.3333 | 31196 | Georgia | Atlanta | 1256.6667 | 463
[13 empty] | 03866 | 3866 | NH | NEWE | 3287.3333 | 177.3333 | 32099 | Florida | Jacksonville | 281 | 1128.6667
[13 empty] | 03867 | 3867 | NH | NEWE | 3287.3333 | 177.3333 | 32201 | Florida | Jacksonville | 281 | 1128.6667
[13 empty] | 03868 | 3868 | NH | NEWE | 3287.3333 | 177.3333 | 32202 | Florida | Jacksonville | 281 | 1128.6667
[13 empty] | 03869 | 3869 | NH | NEWE | 3287.3333 | 177.3333 | 32203 | Florida | Jacksonville | 281 | 1128.6667
[13 empty] | 03870 | 3870 | NH | NEWE | 3287.3333 | 177.3333 | 32204 | Florida | Jacksonville | 281 | 1128.6667
[13 empty] | 03871 | 3871 | NH | NEWE | 3287.3333 | 177.3333 | 32205 | Florida | Jacksonville | 281 | 1128.6667
[13 empty] | 03872 | 3872 | NH | NEWE | 3287.3333 | 177.3333 | 32206 | Florida | Jacksonville | 281 | 1128.6667
[13 empty] | 03873 | 3873 | NH | NEWE | 3287.3333 | 177.3333 | 32207 | Florida | Jacksonville | 281 | 1128.6667
[13 empty] | 03874 | 3874 | NH | NEWE | 3287.3333 | 177.3333 | 32208 | Florida | Jacksonville | 281 | 1128.6667
[13 empty] | 03875 | 3875 | NH | NEWE | 3287.3333 | 177.3333 | 32209 | Florida | Jacksonville | 281 | 1128.6667
[13 empty] | 03878 | 3878 | NH | NEWE | 3287.3333 | 177.3333 | 32210 | Florida | Jacksonville | 281 | 1128.6667
[13 empty] | 03882 | 3882 | NH | NEWE | 3287.3333 | 177.3333 | 32211 | Florida | Jacksonville | 281 | 1128.6667
[13 empty] | 03883 | 3883 | NH | NEWE | 3287.3333 | 177.3333 | 32212 | Florida | Jacksonville | 281 | 1128.6667
[13 empty] | 03884 | 3884 | NH | NEWE | 3287.3333 | 177.3333 | 32214 | Florida | Jacksonville | 281 | 1128.6667
[13 empty] | 03885 | 3885 | NH | NEWE | 3287.3333 | 177.3333 | 32216 | Florida | Jacksonville | 281 | 1128.6667
[13 empty] | 03886 | 3886 | NH | NEWE | 3287.3333 | 177.3333 | 32217 | Florida | Jacksonville | 281 | 1128.6667
[13 empty] | 03887 | 3887 | NH | NEWE | 3287.3333 | 177.3333 | 32218 | Florida | Jacksonville | 281 | 1128.6667
[13 empty] | 03890 | 3890 | NH | NEWE | 3287.3333 | 177.3333 | 32219 | Florida | Jacksonville | 281 | 1128.6667
[13 empty] | 03894 | 3894 | NH | NEWE | 3287.3333 | 177.3333 | 32220 | Florida | Jacksonville | 281 | 1128.6667
[13 empty] | 03896 | 3896 | NH | NEWE | 3287.3333 | 177.3333 | 32221 | Florida | Jacksonville | 281 | 1128.6667
[13 empty] | 03897 | 3897 | NH | NEWE | 3287.3333 | 177.3333 | 32222 | Florida | Jacksonville | 281 | 1128.6667
[13 empty] | 03901 | 3901 | ME | NEWE | 3287.3333 | 177.3333 | 32223 | Florida | Jacksonville | 281 | 1128.6667
[13 empty] | 03902 | 3902 | ME | NEWE | 3287.3333 | 177.3333 | 32224 | Florida | Jacksonville | 281 | 1128.6667
[13 empty] | 03903 | 3903 | ME | NEWE | 3287.3333 | 177.3333 | 32225 | Florida | Jacksonville | 281 | 1128.6667
[13 empty] | 03904 | 3904 | ME | NEWE | 3287.3333 | 177.3333 | 32226 | Florida | Jacksonville | 281 | 1128.6667
[13 empty] | 03905 | 3905 | ME | NEWE | 3287.3333 | 177.3333 | 32227 | Florida | Jacksonville | 281 | 1128.6667
[13 empty] | 03906 | 3906 | ME | NEWE | 3287.3333 | 177.3333 | 32228 | Florida | Jacksonville | 281 | 1128.6667
[13 empty] | 03907 | 3907 | ME | NEWE | 3287.3333 | 177.3333 | 32229 | Florida | Jacksonville | 281 | 1128.6667
[13 empty] | 03908 | 3908 | ME | NEWE | 3287.3333 | 177.3333 | 32231 | Florida | Jacksonville | 281 | 1128.6667
[13 empty] | 03909 | 3909 | ME | NEWE | 3287.3333 | 177.3333 | 32232 | Florida | Jacksonville | 281 | 1128.6667
[13 empty] | 03910 | 3910 | ME | NEWE | 3287.3333 | 177.3333 | 32233 | Florida | Jacksonville | 281 | 1128.6667
[13 empty] | 03911 | 3911 | ME | NEWE | 3287.3333 | 177.3333 | 32234 | Florida | Jacksonville | 281 | 1128.6667
[13 empty] | 04001 | 4001 | ME | NEWE | 3287.3333 | 177.3333 | 32235 | Florida | Jacksonville | 281 | 1128.6667
[13 empty] | 04002 | 4002 | ME | NEWE | 3287.3333 | 177.3333 | 32236 | Florida | Jacksonville | 281 | 1128.6667
[13 empty] | 04003 | 4003 | ME | NEWE | 3287.3333 | 177.3333 | 32237 | Florida | Jacksonville | 281 | 1128.6667
[13 empty] | 04004 | 4004 | ME | NEWE | 3287.3333 | 177.3333 | 32238 | Florida | Jacksonville | 281 | 1128.6667
[13 empty] | 04005 | 4005 | ME | NEWE | 3287.3333 | 177.3333 | 32239 | Florida | Jacksonville | 281 | 1128.6667
[13 empty] | 04006 | 4006 | ME | NEWE | 3287.3333 | 177.3333 | 32240 | Florida | Jacksonville | 281 | 1128.6667
[13 empty] | 04007 | 4007 | ME | NEWE | 3287.3333 | 177.3333 | 32241 | Florida | Jacksonville | 281 | 1128.6667
[13 empty] | 04008 | 4008 | ME | NEWE | 3287.3333 | 177.3333 | 32244 | Florida | Jacksonville | 281 | 1128.6667
[13 empty] | 04009 | 4009 | ME | NEWE | 3287.3333 | 177.3333 | 32245 | Florida | Jacksonville | 281 | 1128.6667
[13 empty] | 04010 | 4010 | ME | NEWE | 3287.3333 | 177.3333 | 32246 | Florida | Jacksonville | 281 | 1128.6667
[13 empty] | 04011 | 4011 | ME | NEWE | 3287.3333 | 177.3333 | 32247 | Florida | Jacksonville | 281 | 1128.6667
[13 empty] | 04014 | 4014 | ME | NEWE | 3287.3333 | 177.3333 | 32250 | Florida | Jacksonville | 281 | 1128.6667
[13 empty] | 04015 | 4015 | ME | NEWE | 3287.3333 | 177.3333 | 32254 | Florida | Jacksonville | 281 | 1128.6667
[13 empty] | 04016 | 4016 | ME | NEWE | 3287.3333 | 177.3333 | 32255 | Florida | Jacksonville | 281 | 1128.6667
[13 empty] | 04017 | 4017 | ME | NEWE | 3287.3333 | 177.3333 | 32256 | Florida | Jacksonville | 281 | 1128.6667
[13 empty] | 04019 | 4019 | ME | NEWE | 3287.3333 | 177.3333 | 32257 | Florida | Jacksonville | 281 | 1128.6667
[13 empty] | 04020 | 4020 | ME | NEWE | 3287.3333 | 177.3333 | 32258 | Florida | Jacksonville | 281 | 1128.6667
[13 empty] | 04021 | 4021 | ME | NEWE | 3287.3333 | 177.3333 | 32259 | Florida | Jacksonville | 281 | 1128.6667
[13 empty] | 04022 | 4022 | ME | NEWE | 3287.3333 | 177.3333 | 32260 | Florida | Jacksonville | 281 | 1128.6667
[13 empty] | 04024 | 4024 | ME | NEWE | 3287.3333 | 177.3333 | 32266 | Florida | Jacksonville | 281 | 1128.6667
[13 empty] | 04027 | 4027 | ME | NEWE | 3287.3333 | 177.3333 | 32277 | Florida | Jacksonville | 281 | 1128.6667
[13 empty] | 04028 | 4028 | ME | NEWE | 3287.3333 | 177.3333 | 32301 | Florida | Tallahassee | 565.6667 | 904.6667
[13 empty] | 04029 | 4029 | ME | NEWE | 3287.3333 | 177.3333 | 32302 | Florida | Tallahassee | 565.6667 | 904.6667
[13 empty] | 04030 | 4030 | ME | NEWE | 3287.3333 | 177.3333 | 32303 | Florida | Tallahassee | 565.6667 | 904.6667
[13 empty] | 04032 | 4032 | ME | NEWE | 3287.3333 | 177.3333 | 32304 | Florida | Tallahassee | 565.6667 | 904.6667
[13 empty] | 04033 | 4033 | ME | NEWE | 3287.3333 | 177.3333 | 32305 | Florida | Tallahassee | 565.6667 | 904.6667
[13 empty] | 04034 | 4034 | ME | NEWE | 3287.3333 | 177.3333 | 32306 | Florida | Tallahassee | 565.6667 | 904.6667
[13 empty] | 04037 | 4037 | ME | NEWE | 3287.3333 | 177.3333 | 32307 | Florida | Tallahassee | 565.6667 | 904.6667
[13 empty] | 04038 | 4038 | ME | NEWE | 3287.3333 | 177.3333 | 32308 | Florida | Tallahassee | 565.6667 | 904.6667
[13 empty] | 04039 | 4039 | ME | NEWE | 3287.3333 | 177.3333 | 32309 | Florida | Tallahassee | 565.6667 | 904.6667
[13 empty] | 04040 | 4040 | ME | NEWE | 3287.3333 | 177.3333 | 32310 | Florida | Tallahassee | 565.6667 | 904.6667
[13 empty] | 04041 | 4041 | ME | NEWE | 3287.3333 | 177.3333 | 32311 | Florida | Tallahassee | 565.6667 | 904.6667
[13 empty] | 04042 | 4042 | ME | NEWE | 3287.3333 | 177.3333 | 32312 | Florida | Tallahassee | 565.6667 | 904.6667
[13 empty] | 04043 | 4043 | ME | NEWE | 3287.3333 | 177.3333 | 32313 | Florida | Tallahassee | 565.6667 | 904.6667
[13 empty] | 04046 | 4046 | ME | NEWE | 3287.3333 | 177.3333 | 32314 | Florida | Tallahassee | 565.6667 | 904.6667
[13 empty] | 04047 | 4047 | ME | NEWE | 3287.3333 | 177.3333 | 32315 | Florida | Tallahassee | 565.6667 | 904.6667
[13 empty] | 04048 | 4048 | ME | NEWE | 3287.3333 | 177.3333 | 32316 | Florida | Tallahassee | 565.6667 | 904.6667
[13 empty] | 04049 | 4049 | ME | NEWE | 3287.3333 | 177.3333 | 32317 | Florida | Tallahassee | 565.6667 | 904.6667
[13 empty] | 04050 | 4050 | ME | NEWE | 3287.3333 | 177.3333 | 32318 | Florida | Tallahassee | 565.6667 | 904.6667
[13 empty] | 04051 | 4051 | ME | NEWE | 3287.3333 | 177.3333 | 32395 | Florida | Tallahassee | 565.6667 | 904.6667
[13 empty] | 04054 | 4054 | ME | NEWE | 3287.3333 | 177.3333 | 32399 | Florida | Tallahassee | 565.6667 | 904.6667
[13 empty] | 04055 | 4055 | ME | NEWE | 3287.3333 | 177.3333 | 36101 | Alabama | Montgomery | 864 | 747.3333
[13 empty] | 04056 | 4056 | ME | NEWE | 3287.3333 | 177.3333 | 36102 | Alabama | Montgomery | 864 | 747.3333
[13 empty] | 04057 | 4057 | ME | NEWE | 3287.3333 | 177.3333 | 36103 | Alabama | Montgomery | 864 | 747.3333
[13 empty] | 04061 | 4061 | ME | NEWE | 3287.3333 | 177.3333 | 36104 | Alabama | Montgomery | 864 | 747.3333
[13 empty] | 04062 | 4062 | ME | NEWE | 3287.3333 | 177.3333 | 36105 | Alabama | Montgomery | 864 | 747.3333
[13 empty] | 04063 | 4063 | ME | NEWE | 3287.3333 | 177.3333 | 36106 | Alabama | Montgomery | 864 | 747.3333
[13 empty] | 04064 | 4064 | ME | NEWE | 3287.3333 | 177.3333 | 36107 | Alabama | Montgomery | 864 | 747.3333
[13 empty] | 04066 | 4066 | ME | NEWE | 3287.3333 | 177.3333 | 36108 | Alabama | Montgomery | 864 | 747.3333
[13 empty] | 04068 | 4068 | ME | NEWE | 3287.3333 | 177.3333 | 36109 | Alabama | Montgomery | 864 | 747.3333
[13 empty] | 04069 | 4069 | ME | NEWE | 3287.3333 | 177.3333 | 36110 | Alabama | Montgomery | 864 | 747.3333
[13 empty] | 04070 | 4070 | ME | NEWE | 3287.3333 | 177.3333 | 36111 | Alabama | Montgomery | 864 | 747.3333
[13 empty] | 04071 | 4071 | ME | NEWE | 3287.3333 | 177.3333 | 36112 | Alabama | Montgomery | 864 | 747.3333
[13 empty] | 04072 | 4072 | ME | NEWE | 3287.3333 | 177.3333 | 36113 | Alabama | Montgomery | 864 | 747.3333
[13 empty] | 04073 | 4073 | ME | NEWE | 3287.3333 | 177.3333 | 36114 | Alabama | Montgomery | 864 | 747.3333
[13 empty] | 04074 | 4074 | ME | NEWE | 3287.3333 | 177.3333 | 36115 | Alabama | Montgomery | 864 | 747.3333
[13 empty] | 04076 | 4076 | ME | NEWE | 3287.3333 | 177.3333 | 36116 | Alabama | Montgomery | 864 | 747.3333
[13 empty] | 04077 | 4077 | ME | NEWE | 3287.3333 | 177.3333 | 36117 | Alabama | Montgomery | 864 | 747.3333
[13 empty] | 04078 | 4078 | ME | NEWE | 3287.3333 | 177.3333 | 36118 | Alabama | Montgomery | 864 | 747.3333
[13 empty] | 04079 | 4079 | ME | NEWE | 3287.3333 | 177.3333 | 36119 | Alabama | Montgomery | 864 | 747.3333
[13 empty] | 04082 | 4082 | ME | NEWE | 3287.3333 | 177.3333 | 36120 | Alabama | Montgomery | 864 | 747.3333
[13 empty] | 04083 | 4083 | ME | NEWE | 3287.3333 | 177.3333 | 36121 | Alabama | Montgomery | 864 | 747.3333
[13 empty] | 04084 | 4084 | ME | NEWE | 3287.3333 | 177.3333 | 36123 | Alabama | Montgomery | 864 | 747.3333
[13 empty] | 04085 | 4085 | ME | NEWE | 3287.3333 | 177.3333 | 36124 | Alabama | Montgomery | 864 | 747.3333
[13 empty] | 04086 | 4086 | ME | NEWE | 3287.3333 | 177.3333 | 36125 | Alabama | Montgomery | 864 | 747.3333
[13 empty] | 04087 | 4087 | ME | NEWE | 3287.3333 | 177.3333 | 36130 | Alabama | Montgomery | 864 | 747.3333
[13 empty] | 04088 | 4088 | ME | NEWE | 3287.3333 | 177.3333 | 36131 | Alabama | Montgomery | 864 | 747.3333
[13 empty] | 04090 | 4090 | ME | NEWE | 3287.3333 | 177.3333 | 36132 | Alabama | Montgomery | 864 | 747.3333
[13 empty] | 04091 | 4091 | ME | NEWE | 3287.3333 | 177.3333 | 36135 | Alabama | Montgomery | 864 | 747.3333
[13 empty] | 04092 | 4092 | ME | NEWE | 3287.3333 | 177.3333 | 36140 | Alabama | Montgomery | 864 | 747.3333
[13 empty] | 04093 | 4093 | ME | NEWE | 3287.3333 | 177.3333 | 36141 | Alabama | Montgomery | 864 | 747.3333
[13 empty] | 04094 | 4094 | ME | NEWE | 3287.3333 | 177.3333 | 36142 | Alabama | Montgomery | 864 | 747.3333
[13 empty] | 04095 | 4095 | ME | NEWE | 3287.3333 | 177.3333 | 36177 | Alabama | Montgomery | 864 | 747.3333
[13 empty] | 04096 | 4096 | ME | NEWE | 3287.3333 | 177.3333 | 36191 | Alabama | Montgomery | 864 | 747.3333
[13 empty] | 04097 | 4097 | ME | NEWE | 3287.3333 | 177.3333 | 37201 | Tenessee | Nashville | 1536 | 508.6667
[13 empty] | 04098 | 4098 | ME | NEWE | 3287.3333 | 177.3333 | 37202 | Tenessee | Nashville | 1536 | 508.6667
[13 empty] | 04101 | 4101 | ME | NEWE | 3287.3333 | 177.3333 | 37203 | Tenessee | Nashville | 1536 | 508.6667
[13 empty] | 04102 | 4102 | ME | NEWE | 3287.3333 | 177.3333 | 37204 | Tenessee | Nashville | 1536 | 508.6667
[13 empty] | 04103 | 4103 | ME | NEWE | 3287.3333 | 177.3333 | 37205 | Tenessee | Nashville | 1536 | 508.6667
[13 empty] | 04104 | 4104 | ME | NEWE | 3287.3333 | 177.3333 | 37206 | Tenessee | Nashville | 1536 | 508.6667
[13 empty] | 04105 | 4105 | ME | NEWE | 3287.3333 | 177.3333 | 37207 | Tenessee | Nashville | 1536 | 508.6667
[13 empty] | 04106 | 4106 | ME | NEWE | 3287.3333 | 177.3333 | 37208 | Tenessee | Nashville | 1536 | 508.6667
[13 empty] | 04107 | 4107 | ME | NEWE | 3287.3333 | 177.3333 | 37209 | Tenessee | Nashville | 1536 | 508.6667
[13 empty] | 04108 | 4108 | ME | NEWE | 3287.3333 | 177.3333 | 37210 | Tenessee | Nashville | 1536 | 508.6667
[13 empty] | 04109 | 4109 | ME | NEWE | 3287.3333 | 177.3333 | 37211 | Tenessee | Nashville | 1536 | 508.6667
[13 empty] | 04110 | 4110 | ME | NEWE | 3287.3333 | 177.3333 | 37212 | Tenessee | Nashville | 1536 | 508.6667
[13 empty] | 04112 | 4112 | ME | NEWE | 3287.3333 | 177.3333 | 37213 | Tenessee | Nashville | 1536 | 508.6667
[13 empty] | 04116 | 4116 | ME | NEWE | 3287.3333 | 177.3333 | 37214 | Tenessee | Nashville | 1536 | 508.6667
[13 empty] | 04122 | 4122 | ME | NEWE | 3287.3333 | 177.3333 | 37215 | Tenessee | Nashville | 1536 | 508.6667
[13 empty] | 04123 | 4123 | ME | NEWE | 3287.3333 | 177.3333 | 37216 | Tenessee | Nashville | 1536 | 508.6667
[13 empty] | 04124 | 4124 | ME | NEWE | 3287.3333 | 177.3333 | 37217 | Tenessee | Nashville | 1536 | 508.6667
[13 empty] | 04210 | 4210 | ME | NEWE | 3287.3333 | 177.3333 | 37218 | Tenessee | Nashville | 1536 | 508.6667
[13 empty] | 04211 | 4211 | ME | NEWE | 3287.3333 | 177.3333 | 37219 | Tenessee | Nashville | 1536 | 508.6667
[13 empty] | 04212 | 4212 | ME | NEWE | 3287.3333 | 177.3333 | 37220 | Tenessee | Nashville | 1536 | 508.6667
[13 empty] | 04216 | 4216 | ME | NEWE | 3287.3333 | 177.3333 | 37221 | Tenessee | Nashville | 1536 | 508.6667
[13 empty] | 04217 | 4217 | ME | NEWE | 3287.3333 | 177.3333 | 37222 | Tenessee | Nashville | 1536 | 508.6667
[13 empty] | 04219 | 4219 | ME | NEWE | 3287.3333 | 177.3333 | 37224 | Tenessee | Nashville | 1536 | 508.6667
[13 empty] | 04220 | 4220 | ME | NEWE | 3287.3333 | 177.3333 | 37227 | Tenessee | Nashville | 1536 | 508.6667
[13 empty] | 04221 | 4221 | ME | NEWE | 3287.3333 | 177.3333 | 37228 | Tenessee | Nashville | 1536 | 508.6667
[13 empty] | 04222 | 4222 | ME | NEWE | 3287.3333 | 177.3333 | 37229 | Tenessee | Nashville | 1536 | 508.6667
[13 empty] | 04223 | 4223 | ME | NEWE | 3287.3333 | 177.3333 | 37230 | Tenessee | Nashville | 1536 | 508.6667
[13 empty] | 04224 | 4224 | ME | NEWE | 3287.3333 | 177.3333 | 37232 | Tenessee | Nashville | 1536 | 508.6667
[13 empty] | 04225 | 4225 | ME | NEWE | 3287.3333 | 177.3333 | 37234 | Tenessee | Nashville | 1536 | 508.6667
[13 empty] | 04226 | 4226 | ME | NEWE | 3287.3333 | 177.3333 | 37235 | Tenessee | Nashville | 1536 | 508.6667
[13 empty] | 04227 | 4227 | ME | NEWE | 3287.3333 | 177.3333 | 37236 | Tenessee | Nashville | 1536 | 508.6667
[13 empty] | 04228 | 4228 | ME | NEWE | 3287.3333 | 177.3333 | 37238 | Tenessee | Nashville | 1536 | 508.6667
[13 empty] | 04230 | 4230 | ME | NEWE | 3287.3333 | 177.3333 | 37240 | Tenessee | Nashville | 1536 | 508.6667
[13 empty] | 04231 | 4231 | ME | NEWE | 3287.3333 | 177.3333 | 37241 | Tenessee | Nashville | 1536 | 508.6667
[13 empty] | 04234 | 4234 | ME | NEWE | 3287.3333 | 177.3333 | 37242 | Tenessee | Nashville | 1536 | 508.6667
[13 empty] | 04236 | 4236 | ME | NEWE | 3287.3333 | 177.3333 | 37243 | Tenessee | Nashville | 1536 | 508.6667
[13 empty] | 04237 | 4237 | ME | NEWE | 3287.3333 | 177.3333 | 37244 | Tenessee | Nashville | 1536 | 508.6667
[13 empty] | 04238 | 4238 | ME | NEWE | 3287.3333 | 177.3333 | 37246 | Tenessee | Nashville | 1536 | 508.6667
[13 empty] | 04239 | 4239 | ME | NEWE | 3287.3333 | 177.3333 | 37250 | Tenessee | Nashville | 1536 | 508.6667
[13 empty] | 04240 | 4240 | ME | NEWE | 3287.3333 | 177.3333 | 37501 | Tenessee | Memphis | 1283 | 681.3333
[13 empty] | 04241 | 4241 | ME | NEWE | 3287.3333 | 177.3333 | 37544 | Tenessee | Memphis | 1283 | 681.3333
[13 empty] | 04243 | 4243 | ME | NEWE | 3287.3333 | 177.3333 | 38101 | Tenessee | Memphis | 1283 | 681.3333
[13 empty] | 04250 | 4250 | ME | NEWE | 3287.3333 | 177.3333 | 38103 | Tenessee | Memphis | 1283 | 681.3333
[13 empty] | 04252 | 4252 | ME | NEWE | 3287.3333 | 177.3333 | 38104 | Tenessee | Memphis | 1283 | 681.3333
[13 empty] | 04253 | 4253 | ME | NEWE | 3287.3333 | 177.3333 | 38105 | Tenessee | Memphis | 1283 | 681.3333
[13 empty] | 04254 | 4254 | ME | NEWE | 3287.3333 | 177.3333 | 38106 | Tenessee | Memphis | 1283 | 681.3333
[13 empty] | 04255 | 4255 | ME | NEWE | 3287.3333 | 177.3333 | 38107 | Tenessee | Memphis | 1283 | 681.3333
[13 empty] | 04256 | 4256 | ME | NEWE | 3287.3333 | 177.3333 | 38108 | Tenessee | Memphis | 1283 | 681.3333
[13 empty] | 04257 | 4257 | ME | NEWE | 3287.3333 | 177.3333 | 38109 | Tenessee | Memphis | 1283 | 681.3333
[13 empty] | 04258 | 4258 | ME | NEWE | 3287.3333 | 177.3333 | 38111 | Tenessee | Memphis | 1283 | 681.3333
[13 empty] | 04259 | 4259 | ME | NEWE | 3287.3333 | 177.3333 | 38112 | Tenessee | Memphis | 1283 | 681.3333
[13 empty] | 04260 | 4260 | ME | NEWE | 3287.3333 | 177.3333 | 38113 | Tenessee | Memphis | 1283 | 681.3333
[13 empty] | 04261 | 4261 | ME | NEWE | 3287.3333 | 177.3333 | 38114 | Tenessee | Memphis | 1283 | 681.3333
[13 empty] | 04262 | 4262 | ME | NEWE | 3287.3333 | 177.3333 | 38115 | Tenessee | Memphis | 1283 | 681.3333
[13 empty] | 04263 | 4263 | ME | NEWE | 3287.3333 | 177.3333 | 38116 | Tenessee | Memphis | 1283 | 681.3333
[13 empty] | 04265 | 4265 | ME | NEWE | 3287.3333 | 177.3333 | 38117 | Tenessee | Memphis | 1283 | 681.3333
[13 empty] | 04266 | 4266 | ME | NEWE | 3287.3333 | 177.3333 | 38118 | Tenessee | Memphis | 1283 | 681.3333
[13 empty] | 04267 | 4267 | ME | NEWE | 3287.3333 | 177.3333 | 38119 | Tenessee | Memphis | 1283 | 681.3333
[13 empty] | 04268 | 4268 | ME | NEWE | 3287.3333 | 177.3333 | 38120 | Tenessee | Memphis | 1283 | 681.3333
[13 empty] | 04270 | 4270 | ME | NEWE | 3287.3333 | 177.3333 | 38122 | Tenessee | Memphis | 1283 | 681.3333
[13 empty] | 04271 | 4271 | ME | NEWE | 3287.3333 | 177.3333 | 38124 | Tenessee | Memphis | 1283 | 681.3333
[13 empty] | 04274 | 4274 | ME | NEWE | 3287.3333 | 177.3333 | 38125 | Tenessee | Memphis | 1283 | 681.3333
[13 empty] | 04275 | 4275 | ME | NEWE | 3287.3333 | 177.3333 | 38126 | Tenessee | Memphis | 1283 | 681.3333
[13 empty] | 04276 | 4276 | ME | NEWE | 3287.3333 | 177.3333 | 38127 | Tenessee | Memphis | 1283 | 681.3333
[13 empty] | 04280 | 4280 | ME | NEWE | 3287.3333 | 177.3333 | 38128 | Tenessee | Memphis | 1283 | 681.3333
[13 empty] | 04281 | 4281 | ME | NEWE | 3287.3333 | 177.3333 | 38130 | Tenessee | Memphis | 1283 | 681.3333
[13 empty] | 04282 | 4282 | ME | NEWE | 3287.3333 | 177.3333 | 38131 | Tenessee | Memphis | 1283 | 681.3333
[13 empty] | 04284 | 4284 | ME | NEWE | 3287.3333 | 177.3333 | 38132 | Tenessee | Memphis | 1283 | 681.3333
[13 empty] | 04285 | 4285 | ME | NEWE | 3287.3333 | 177.3333 | 38133 | Tenessee | Memphis | 1283 | 681.3333
[13 empty] | 04286 | 4286 | ME | NEWE | 3287.3333 | 177.3333 | 38134 | Tenessee | Memphis | 1283 | 681.3333
[13 empty] | 04287 | 4287 | ME | NEWE | 3287.3333 | 177.3333 | 38135 | Tenessee | Memphis | 1283 | 681.3333
[13 empty] | 04288 | 4288 | ME | NEWE | 3287.3333 | 177.3333 | 38136 | Tenessee | Memphis | 1283 | 681.3333
[13 empty] | 04289 | 4289 | ME | NEWE | 3287.3333 | 177.3333 | 38137 | Tenessee | Memphis | 1283 | 681.3333
[13 empty] | 04290 | 4290 | ME | NEWE | 3287.3333 | 177.3333 | 38138 | Tenessee | Memphis | 1283 | 681.3333
[13 empty] | 04291 | 4291 | ME | NEWE | 3287.3333 | 177.3333 | 38139 | Tenessee | Memphis | 1283 | 681.3333
[13 empty] | 04292 | 4292 | ME | NEWE | 3287.3333 | 177.3333 | 38141 | Tenessee | Memphis | 1283 | 681.3333
[13 empty] | 04294 | 4294 | ME | NEWE | 3287.3333 | 177.3333 | 38145 | Tenessee | Memphis | 1283 | 681.3333
[13 empty] | 04330 | 4330 | ME | NEWE | 3459.6667 | 100.3333 | 38148 | Tenessee | Memphis | 1283 | 681.3333
[13 empty] | 04332 | 4332 | ME | NEWE | 3459.6667 | 100.3333 | 38150 | Tenessee | Memphis | 1283 | 681.3333
[13 empty] | 04333 | 4333 | ME | NEWE | 3459.6667 | 100.3333 | 38151 | Tenessee | Memphis | 1283 | 681.3333
[13 empty] | 04336 | 4336 | ME | NEWE | 3459.6667 | 100.3333 | 38152 | Tenessee | Memphis | 1283 | 681.3333
[13 empty] | 04338 | 4338 | ME | NEWE | 3459.6667 | 100.3333 | 38157 | Tenessee | Memphis | 1283 | 681.3333
[13 empty] | 04341 | 4341 | ME | NEWE | 3459.6667 | 100.3333 | 38159 | Tenessee | Memphis | 1283 | 681.3333
[13 empty] | 04342 | 4342 | ME | NEWE | 3459.6667 | 100.3333 | 38161 | Tenessee | Memphis | 1283 | 681.3333
[13 empty] | 04343 | 4343 | ME | NEWE | 3459.6667 | 100.3333 | 38163 | Tenessee | Memphis | 1283 | 681.3333
[13 empty] | 04344 | 4344 | ME | NEWE | 3459.6667 | 100.3333 | 38166 | Tenessee | Memphis | 1283 | 681.3333
[13 empty] | 04345 | 4345 | ME | NEWE | 3459.6667 | 100.3333 | 38167 | Tenessee | Memphis | 1283 | 681.3333
[13 empty] | 04346 | 4346 | ME | NEWE | 3459.6667 | 100.3333 | 38168 | Tenessee | Memphis | 1283 | 681.3333
[13 empty] | 04347 | 4347 | ME | NEWE | 3459.6667 | 100.3333 | 38173 | Tenessee | Memphis | 1283 | 681.3333
[13 empty] | 04348 | 4348 | ME | NEWE | 3459.6667 | 100.3333 | 38174 | Tenessee | Memphis | 1283 | 681.3333
[13 empty] | 04349 | 4349 | ME | NEWE | 3459.6667 | 100.3333 | 38175 | Tenessee | Memphis | 1283 | 681.3333
[13 empty] | 04350 | 4350 | ME | NEWE | 3459.6667 | 100.3333 | 38177 | Tenessee | Memphis | 1283 | 681.3333
[13 empty] | 04351 | 4351 | ME | NEWE | 3459.6667 | 100.3333 | 38181 | Tenessee | Memphis | 1283 | 681.3333
[13 empty] | 04352 | 4352 | ME | NEWE | 3459.6667 | 100.3333 | 38182 | Tenessee | Memphis | 1283 | 681.3333
[13 empty] | 04353 | 4353 | ME | NEWE | 3459.6667 | 100.3333 | 38184 | Tenessee | Memphis | 1283 | 681.3333
[13 empty] | 04354 | 4354 | ME | NEWE | 3459.6667 | 100.3333 | 38186 | Tenessee | Memphis | 1283 | 681.3333
[13 empty] | 04355 | 4355 | ME | NEWE | 3459.6667 | 100.3333 | 38187 | Tenessee | Memphis | 1283 | 681.3333
[13 empty] | 04357 | 4357 | ME | NEWE | 3459.6667 | 100.3333 | 38188 | Tenessee | Memphis | 1283 | 681.3333
[13 empty] | 04358 | 4358 | ME | NEWE | 3459.6667 | 100.3333 | 38190 | Tenessee | Memphis | 1283 | 681.3333
[13 empty] | 04359 | 4359 | ME | NEWE | 3459.6667 | 100.3333 | 38193 | Tenessee | Memphis | 1283 | 681.3333
[13 empty] | 04360 | 4360 | ME | NEWE | 3459.6667 | 100.3333 | 38194 | Tenessee | Memphis | 1283 | 681.3333
[13 empty] | 04363 | 4363 | ME | NEWE | 3459.6667 | 100.3333 | 38197 | Tenessee | Memphis | 1283 | 681.3333
[13 empty] | 04364 | 4364 | ME | NEWE | 3459.6667 | 100.3333 | 39901 | Georgia | Atlanta | 1256.6667 | 463
[13 empty] | 04401 | 4401 | ME | NEWE | 3459.6667 | 100.3333 | 40201 | Kentucky | Louisville | 1831.6667 | 458.6667
[13 empty] | 04402 | 4402 | ME | NEWE | 3459.6667 | 100.3333 | 40202 | Kentucky | Louisville | 1831.6667 | 458.6667
[13 empty] | 04406 | 4406 | ME | NEWE | 3459.6667 | 100.3333 | 40203 | Kentucky | Louisville | 1831.6667 | 458.6667
[13 empty] | 04408 | 4408 | ME | NEWE | 3459.6667 | 100.3333 | 40204 | Kentucky | Louisville | 1831.6667 | 458.6667
[13 empty] | 04410 | 4410 | ME | NEWE | 3459.6667 | 100.3333 | 40205 | Kentucky | Louisville | 1831.6667 | 458.6667
[13 empty] | 04411 | 4411 | ME | NEWE | 3459.6667 | 100.3333 | 40206 | Kentucky | Louisville | 1831.6667 | 458.6667
[13 empty] | 04412 | 4412 | ME | NEWE | 3459.6667 | 100.3333 | 40207 | Kentucky | Louisville | 1831.6667 | 458.6667
[13 empty] | 04413 | 4413 | ME | NEWE | 3459.6667 | 100.3333 | 40208 | Kentucky | Louisville | 1831.6667 | 458.6667
[13 empty] | 04414 | 4414 | ME | NEWE | 3459.6667 | 100.3333 | 40209 | Kentucky | Louisville | 1831.6667 | 458.6667
[13 empty] | 04415 | 4415 | ME | NEWE | 3459.6667 | 100.3333 | 40210 | Kentucky | Louisville | 1831.6667 | 458.6667
[13 empty] | 04416 | 4416 | ME | NEWE | 3459.6667 | 100.3333 | 40211 | Kentucky | Louisville | 1831.6667 | 458.6667
[13 empty] | 04417 | 4417 | ME | NEWE | 3459.6667 | 100.3333 | 40212 | Kentucky | Louisville | 1831.6667 | 458.6667
[13 empty] | 04418 | 4418 | ME | NEWE | 3459.6667 | 100.3333 | 40213 | Kentucky | Louisville | 1831.6667 | 458.6667
[13 empty] | 04419 | 4419 | ME | NEWE | 3459.6667 | 100.3333 | 40214 | Kentucky | Louisville | 1831.6667 | 458.6667
[13 empty] | 04420 | 4420 | ME | NEWE | 3459.6667 | 100.3333 | 40215 | Kentucky | Louisville | 1831.6667 | 458.6667
[13 empty] | 04421 | 4421 | ME | NEWE | 3459.6667 | 100.3333 | 40216 | Kentucky | Louisville | 1831.6667 | 458.6667
[13 empty] | 04422 | 4422 | ME | NEWE | 3459.6667 | 100.3333 | 40217 | Kentucky | Louisville | 1831.6667 | 458.6667
[13 empty] | 04424 | 4424 | ME | NEWE | 3459.6667 | 100.3333 | 40218 | Kentucky | Louisville | 1831.6667 | 458.6667
[13 empty] | 04426 | 4426 | ME | NEWE | 3459.6667 | 100.3333 | 40219 | Kentucky | Louisville | 1831.6667 | 458.6667
[13 empty] | 04427 | 4427 | ME | NEWE | 3459.6667 | 100.3333 | 40220 | Kentucky | Louisville | 1831.6667 | 458.6667
[13 empty] | 04428 | 4428 | ME | NEWE | 3459.6667 | 100.3333 | 40221 | Kentucky | Louisville | 1831.6667 | 458.6667
[13 empty] | 04429 | 4429 | ME | NEWE | 3459.6667 | 100.3333 | 40222 | Kentucky | Louisville | 1831.6667 | 458.6667
[13 empty] | 04430 | 4430 | ME | NEWE | 3459.6667 | 100.3333 | 40223 | Kentucky | Louisville | 1831.6667 | 458.6667
[13 empty] | 04431 | 4431 | ME | NEWE | 3459.6667 | 100.3333 | 40224 | Kentucky | Louisville | 1831.6667 | 458.6667
[13 empty] | 04434 | 4434 | ME | NEWE | 3459.6667 | 100.3333 | 40225 | Kentucky | Louisville | 1831.6667 | 458.6667
[13 empty] | 04435 | 4435 | ME | NEWE | 3459.6667 | 100.3333 | 40228 | Kentucky | Louisville | 1831.6667 | 458.6667
[13 empty] | 04438 | 4438 | ME | NEWE | 3459.6667 | 100.3333 | 40229 | Kentucky | Louisville | 1831.6667 | 458.6667
[13 empty] | 04441 | 4441 | ME | NEWE | 3459.6667 | 100.3333 | 40231 | Kentucky | Louisville | 1831.6667 | 458.6667
[13 empty] | 04442 | 4442 | ME | NEWE | 3459.6667 | 100.3333 | 40232 | Kentucky | Louisville | 1831.6667 | 458.6667
[13 empty] | 04443 | 4443 | ME | NEWE | 3459.6667 | 100.3333 | 40233 | Kentucky | Louisville | 1831.6667 | 458.6667
[13 empty] | 04444 | 4444 | ME | NEWE | 3459.6667 | 100.3333 | 40241 | Kentucky | Louisville | 1831.6667 | 458.6667
[13 empty] | 04448 | 4448 | ME | NEWE | 3459.6667 | 100.3333 | 40242 | Kentucky | Louisville | 1831.6667 | 458.6667
[13 empty] | 04449 | 4449 | ME | NEWE | 3459.6667 | 100.3333 | 40243 | Kentucky | Louisville | 1831.6667 | 458.6667
[13 empty] | 04450 | 4450 | ME | NEWE | 3459.6667 | 100.3333 | 40245 | Kentucky | Louisville | 1831.6667 | 458.6667
[13 empty] | 04451 | 4451 | ME | NEWE | 3459.6667 | 100.3333 | 40250 | Kentucky | Louisville | 1831.6667 | 458.6667
[13 empty] | 04453 | 4453 | ME | NEWE | 3459.6667 | 100.3333 | 40251 | Kentucky | Louisville | 1831.6667 | 458.6667
[13 empty] | 04454 | 4454 | ME | NEWE | 3459.6667 | 100.3333 | 40252 | Kentucky | Louisville | 1831.6667 | 458.6667
[13 empty] | 04455 | 4455 | ME | NEWE | 3459.6667 | 100.3333 | 40253 | Kentucky | Louisville | 1831.6667 | 458.6667
[13 empty] | 04456 | 4456 | ME | NEWE | 3459.6667 | 100.3333 | 40255 | Kentucky | Louisville | 1831.6667 | 458.6667
[13 empty] | 04457 | 4457 | ME | NEWE | 3459.6667 | 100.3333 | 40256 | Kentucky | Louisville | 1831.6667 | 458.6667
[13 empty] | 04459 | 4459 | ME | NEWE | 3459.6667 | 100.3333 | 40257 | Kentucky | Louisville | 1831.6667 | 458.6667
[13 empty] | 04460 | 4460 | ME | NEWE | 3459.6667 | 100.3333 | 40258 | Kentucky | Louisville | 1831.6667 | 458.6667
[13 empty] | 04461 | 4461 | ME | NEWE | 3459.6667 | 100.3333 | 40259 | Kentucky | Louisville | 1831.6667 | 458.6667
[13 empty] | 04462 | 4462 | ME | NEWE | 3459.6667 | 100.3333 | 40261 | Kentucky | Louisville | 1831.6667 | 458.6667
[13 empty] | 04463 | 4463 | ME | NEWE | 3459.6667 | 100.3333 | 40266 | Kentucky | Louisville | 1831.6667 | 458.6667
[13 empty] | 04464 | 4464 | ME | NEWE | 3459.6667 | 100.3333 | 40268 | Kentucky | Louisville | 1831.6667 | 458.6667
[13 empty] | 04468 | 4468 | ME | NEWE | 3459.6667 | 100.3333 | 40269 | Kentucky | Louisville | 1831.6667 | 458.6667
[13 empty] | 04469 | 4469 | ME | NEWE | 3459.6667 | 100.3333 | 40270 | Kentucky | Louisville | 1831.6667 | 458.6667
[13 empty] | 04471 | 4471 | ME | NEWE | 3459.6667 | 100.3333 | 40272 | Kentucky | Louisville | 1831.6667 | 458.6667
[13 empty] | 04472 | 4472 | ME | NEWE | 3459.6667 | 100.3333 | 40280 | Kentucky | Louisville | 1831.6667 | 458.6667
[13 empty] | 04473 | 4473 | ME | NEWE | 3459.6667 | 100.3333 | 40281 | Kentucky | Louisville | 1831.6667 | 458.6667
[13 empty] | 04474 | 4474 | ME | NEWE | 3459.6667 | 100.3333 | 40282 | Kentucky | Louisville | 1831.6667 | 458.6667
[13 empty] | 04475 | 4475 | ME | NEWE | 3459.6667 | 100.3333 | 40283 | Kentucky | Louisville | 1831.6667 | 458.6667
[13 empty] | 04476 | 4476 | ME | NEWE | 3459.6667 | 100.3333 | 40285 | Kentucky | Louisville | 1831.6667 | 458.6667
[13 empty] | 04478 | 4478 | ME | NEWE | 3459.6667 | 100.3333 | 40287 | Kentucky | Louisville | 1831.6667 | 458.6667
[13 empty] | 04479 | 4479 | ME | NEWE | 3459.6667 | 100.3333 | 40289 | Kentucky | Louisville | 1831.6667 | 458.6667
[13 empty] | 04481 | 4481 | ME | NEWE | 3459.6667 | 100.3333 | 40290 | Kentucky | Louisville | 1831.6667 | 458.6667
[13 empty] | 04485 | 4485 | ME | NEWE | 3459.6667 | 100.3333 | 40291 | Kentucky | Louisville | 1831.6667 | 458.6667
[13 empty] | 04487 | 4487 | ME | NEWE | 3459.6667 | 100.3333 | 40292 | Kentucky | Louisville | 1831.6667 | 458.6667
[13 empty] | 04488 | 4488 | ME | NEWE | 3459.6667 | 100.3333 | 40293 | Kentucky | Louisville | 1831.6667 | 458.6667
[13 empty] | 04489 | 4489 | ME | NEWE | 3459.6667 | 100.3333 | 40294 | Kentucky | Louisville | 1831.6667 | 458.6667
[13 empty] | 04490 | 4490 | ME | NEWE | 3459.6667 | 100.3333 | 40295 | Kentucky | Louisville | 1831.6667 | 458.6667
[13 empty] | 04491 | 4491 | ME | NEWE | 3459.6667 | 100.3333 | 40296 | Kentucky | Louisville | 1831.6667 | 458.6667
[13 empty] | 04492 | 4492 | ME | NEWE | 3459.6667 | 100.3333 | 40297 | Kentucky | Louisville | 1831.6667 | 458.6667
[13 empty] | 04493 | 4493 | ME | NEWE | 3459.6667 | 100.3333 | 40298 | Kentucky | Louisville | 1831.6667 | 458.6667
[13 empty] | 04495 | 4495 | ME | NEWE | 3459.6667 | 100.3333 | 40299 | Kentucky | Louisville | 1831.6667 | 458.6667
[13 empty] | 04496 | 4496 | ME | NEWE | 3459.6667 | 100.3333 | 40601 | Kentucky | Frankfort | 2139.6667 | 301.6667
[13 empty] | 04497 | 4497 | ME | NEWE | 3459.6667 | 100.3333 | 40602 | Kentucky | Frankfort | 2139.6667 | 301.6667
[13 empty] | 04530 | 4530 | ME | NEWE | 3459.6667 | 100.3333 | 40603 | Kentucky | Frankfort | 2139.6667 | 301.6667
[13 empty] | 04535 | 4535 | ME | NEWE | 3459.6667 | 100.3333 | 40604 | Kentucky | Frankfort | 2139.6667 | 301.6667
[13 empty] | 04537 | 4537 | ME | NEWE | 3459.6667 | 100.3333 | 40618 | Kentucky | Frankfort | 2139.6667 | 301.6667
[13 empty] | 04538 | 4538 | ME | NEWE | 3459.6667 | 100.3333 | 40619 | Kentucky | Frankfort | 2139.6667 | 301.6667
[13 empty] | 04539 | 4539 | ME | NEWE | 3459.6667 | 100.3333 | 40620 | Kentucky | Frankfort | 2139.6667 | 301.6667
[13 empty] | 04541 | 4541 | ME | NEWE | 3459.6667 | 100.3333 | 40621 | Kentucky | Frankfort | 2139.6667 | 301.6667
[13 empty] | 04543 | 4543 | ME | NEWE | 3459.6667 | 100.3333 | 40622 | Kentucky | Frankfort | 2139.6667 | 301.6667
[13 empty] | 04544 | 4544 | ME | NEWE | 3459.6667 | 100.3333 | 43081 | Ohio | Columbus | 2562.3333 | 235.6667
[13 empty] | 04547 | 4547 | ME | NEWE | 3459.6667 | 100.3333 | 43085 | Ohio | Columbus | 2562.3333 | 235.6667
[13 empty] | 04548 | 4548 | ME | NEWE | 3459.6667 | 100.3333 | 43201 | Ohio | Columbus | 2562.3333 | 235.6667
[13 empty] | 04549 | 4549 | ME | NEWE | 3459.6667 | 100.3333 | 43202 | Ohio | Columbus | 2562.3333 | 235.6667
[13 empty] | 04551 | 4551 | ME | NEWE | 3459.6667 | 100.3333 | 43203 | Ohio | Columbus | 2562.3333 | 235.6667
[13 empty] | 04553 | 4553 | ME | NEWE | 3459.6667 | 100.3333 | 43204 | Ohio | Columbus | 2562.3333 | 235.6667
[13 empty] | 04554 | 4554 | ME | NEWE | 3459.6667 | 100.3333 | 43205 | Ohio | Columbus | 2562.3333 | 235.6667
[13 empty] | 04555 | 4555 | ME | NEWE | 3459.6667 | 100.3333 | 43206 | Ohio | Columbus | 2562.3333 | 235.6667
[13 empty] | 04556 | 4556 | ME | NEWE | 3459.6667 | 100.3333 | 43207 | Ohio | Columbus | 2562.3333 | 235.6667
[13 empty] | 04558 | 4558 | ME | NEWE | 3459.6667 | 100.3333 | 43209 | Ohio | Columbus | 2562.3333 | 235.6667
[13 empty] | 04562 | 4562 | ME | NEWE | 3459.6667 | 100.3333 | 43210 | Ohio | Columbus | 2562.3333 | 235.6667
[13 empty] | 04563 | 4563 | ME | NEWE | 3459.6667 | 100.3333 | 43211 | Ohio | Columbus | 2562.3333 | 235.6667
[13 empty] | 04564 | 4564 | ME | NEWE | 3459.6667 | 100.3333 | 43212 | Ohio | Columbus | 2562.3333 | 235.6667
[13 empty] | 04565 | 4565 | ME | NEWE | 3459.6667 | 100.3333 | 43213 | Ohio | Columbus | 2562.3333 | 235.6667
[13 empty] | 04568 | 4568 | ME | NEWE | 3459.6667 | 100.3333 | 43214 | Ohio | Columbus | 2562.3333 | 235.6667
[13 empty] | 04571 | 4571 | ME | NEWE | 3459.6667 | 100.3333 | 43215 | Ohio | Columbus | 2562.3333 | 235.6667
[13 empty] | 04572 | 4572 | ME | NEWE | 3459.6667 | 100.3333 | 43216 | Ohio | Columbus | 2562.3333 | 235.6667
[13 empty] | 04573 | 4573 | ME | NEWE | 3459.6667 | 100.3333 | 43217 | Ohio | Columbus | 2562.3333 | 235.6667
[13 empty] | 04574 | 4574 | ME | NEWE | 3459.6667 | 100.3333 | 43218 | Ohio | Columbus | 2562.3333 | 235.6667
[13 empty] | 04575 | 4575 | ME | NEWE | 3459.6667 | 100.3333 | 43219 | Ohio | Columbus | 2562.3333 | 235.6667
[13 empty] | 04576 | 4576 | ME | NEWE | 3459.6667 | 100.3333 | 43220 | Ohio | Columbus | 2562.3333 | 235.6667
[13 empty] | 04578 | 4578 | ME | NEWE | 3459.6667 | 100.3333 | 43221 | Ohio | Columbus | 2562.3333 | 235.6667
[13 empty] | 04579 | 4579 | ME | NEWE | 3459.6667 | 100.3333 | 43222 | Ohio | Columbus | 2562.3333 | 235.6667
[13 empty] | 04605 | 4605 | ME | NEWE | 3459.6667 | 100.3333 | 43223 | Ohio | Columbus | 2562.3333 | 235.6667
[13 empty] | 04606 | 4606 | ME | NEWE | 3459.6667 | 100.3333 | 43224 | Ohio | Columbus | 2562.3333 | 235.6667
[13 empty] | 04607 | 4607 | ME | NEWE | 3459.6667 | 100.3333 | 43226 | Ohio | Columbus | 2562.3333 | 235.6667
[13 empty] | 04609 | 4609 | ME | NEWE | 3459.6667 | 100.3333 | 43227 | Ohio | Columbus | 2562.3333 | 235.6667
[13 empty] | 04611 | 4611 | ME | NEWE | 3459.6667 | 100.3333 | 43228 | Ohio | Columbus | 2562.3333 | 235.6667
[13 empty] | 04612 | 4612 | ME | NEWE | 3459.6667 | 100.3333 | 43229 | Ohio | Columbus | 2562.3333 | 235.6667
[13 empty] | 04613 | 4613 | ME | NEWE | 3459.6667 | 100.3333 | 43230 | Ohio | Columbus | 2562.3333 | 235.6667
[13 empty] | 04614 | 4614 | ME | NEWE | 3459.6667 | 100.3333 | 43231 | Ohio | Columbus | 2562.3333 | 235.6667
[13 empty] | 04616 | 4616 | ME | NEWE | 3459.6667 | 100.3333 | 43232 | Ohio | Columbus | 2562.3333 | 235.6667
[13 empty] | 04617 | 4617 | ME | NEWE | 3459.6667 | 100.3333 | 43234 | Ohio | Columbus | 2562.3333 | 235.6667
[13 empty] | 04619 | 4619 | ME | NEWE | 3459.6667 | 100.3333 | 43235 | Ohio | Columbus | 2562.3333 | 235.6667
[13 empty] | 04622 | 4622 | ME | NEWE | 3459.6667 | 100.3333 | 43236 | Ohio | Columbus | 2562.3333 | 235.6667
[13 empty] | 04623 | 4623 | ME | NEWE | 3459.6667 | 100.3333 | 43240 | Ohio | Columbus | 2562.3333 | 235.6667
[13 empty] | 04624 | 4624 | ME | NEWE | 3459.6667 | 100.3333 | 43251 | Ohio | Columbus | 2562.3333 | 235.6667
[13 empty] | 04625 | 4625 | ME | NEWE | 3459.6667 | 100.3333 | 43260 | Ohio | Columbus | 2562.3333 | 235.6667
[13 empty] | 04626 | 4626 | ME | NEWE | 3459.6667 | 100.3333 | 43266 | Ohio | Columbus | 2562.3333 | 235.6667
[13 empty] | 04627 | 4627 | ME | NEWE | 3459.6667 | 100.3333 | 43268 | Ohio | Columbus | 2562.3333 | 235.6667
[13 empty] | 04628 | 4628 | ME | NEWE | 3459.6667 | 100.3333 | 43270 | Ohio | Columbus | 2562.3333 | 235.6667
[13 empty] | 04629 | 4629 | ME | NEWE | 3459.6667 | 100.3333 | 43271 | Ohio | Columbus | 2562.3333 | 235.6667
[13 empty] | 04630 | 4630 | ME | NEWE | 3459.6667 | 100.3333 | 43272 | Ohio | Columbus | 2562.3333 | 235.6667
[13 empty] | 04631 | 4631 | ME | NEWE | 3459.6667 | 100.3333 | 43279 | Ohio | Columbus | 2562.3333 | 235.6667
[13 empty] | 04634 | 4634 | ME | NEWE | 3459.6667 | 100.3333 | 43287 | Ohio | Columbus | 2562.3333 | 235.6667
[13 empty] | 04635 | 4635 | ME | NEWE | 3459.6667 | 100.3333 | 43291 | Ohio | Columbus | 2562.3333 | 235.6667
[13 empty] | 04637 | 4637 | ME | NEWE | 3459.6667 | 100.3333 | 46201 | Indiana | Indianapolis | 2562.3333 | 245
[13 empty] | 04640 | 4640 | ME | NEWE | 3459.6667 | 100.3333 | 46202 | Indiana | Indianapolis | 2562.3333 | 245
[13 empty] | 04642 | 4642 | ME | NEWE | 3459.6667 | 100.3333 | 46203 | Indiana | Indianapolis | 2562.3333 | 245
[13 empty] | 04643 | 4643 | ME | NEWE | 3459.6667 | 100.3333 | 46204 | Indiana | Indianapolis | 2562.3333 | 245
[13 empty] | 04644 | 4644 | ME | NEWE | 3459.6667 | 100.3333 | 46205 | Indiana | Indianapolis | 2562.3333 | 245
[13 empty] | 04646 | 4646 | ME | NEWE | 3459.6667 | 100.3333 | 46206 | Indiana | Indianapolis | 2562.3333 | 245
[13 empty] | 04648 | 4648 | ME | NEWE | 3459.6667 | 100.3333 | 46207 | Indiana | Indianapolis | 2562.3333 | 245
[13 empty] | 04649 | 4649 | ME | NEWE | 3459.6667 | 100.3333 | 46208 | Indiana | Indianapolis | 2562.3333 | 245
[13 empty] | 04652 | 4652 | ME | NEWE | 3459.6667 | 100.3333 | 46209 | Indiana | Indianapolis | 2562.3333 | 245
[13 empty] | 04653 | 4653 | ME | NEWE | 3459.6667 | 100.3333 | 46213 | Indiana | Indianapolis | 2562.3333 | 245
[13 empty] | 04654 | 4654 | ME | NEWE | 3459.6667 | 100.3333 | 46214 | Indiana | Indianapolis | 2562.3333 | 245
[13 empty] | 04655 | 4655 | ME | NEWE | 3459.6667 | 100.3333 | 46216 | Indiana | Indianapolis | 2562.3333 | 245
[13 empty] | 04657 | 4657 | ME | NEWE | 3459.6667 | 100.3333 | 46217 | Indiana | Indianapolis | 2562.3333 | 245
[13 empty] | 04658 | 4658 | ME | NEWE | 3459.6667 | 100.3333 | 46218 | Indiana | Indianapolis | 2562.3333 | 245
[13 empty] | 04660 | 4660 | ME | NEWE | 3459.6667 | 100.3333 | 46219 | Indiana | Indianapolis | 2562.3333 | 245
[13 empty] | 04662 | 4662 | ME | NEWE | 3459.6667 | 100.3333 | 46220 | Indiana | Indianapolis | 2562.3333 | 245
[13 empty] | 04664 | 4664 | ME | NEWE | 3459.6667 | 100.3333 | 46221 | Indiana | Indianapolis | 2562.3333 | 245
[13 empty] | 04666 | 4666 | ME | NEWE | 3459.6667 | 100.3333 | 46222 | Indiana | Indianapolis | 2562.3333 | 245
[13 empty] | 04667 | 4667 | ME | NEWE | 3459.6667 | 100.3333 | 46224 | Indiana | Indianapolis | 2562.3333 | 245
[13 empty] | 04668 | 4668 | ME | NEWE | 3459.6667 | 100.3333 | 46225 | Indiana | Indianapolis | 2562.3333 | 245
[13 empty] | 04669 | 4669 | ME | NEWE | 3459.6667 | 100.3333 | 46226 | Indiana | Indianapolis | 2562.3333 | 245
[13 empty] | 04671 | 4671 | ME | NEWE | 3459.6667 | 100.3333 | 46227 | Indiana | Indianapolis | 2562.3333 | 245
[13 empty] | 04672 | 4672 | ME | NEWE | 3459.6667 | 100.3333 | 46228 | Indiana | Indianapolis | 2562.3333 | 245
[13 empty] | 04673 | 4673 | ME | NEWE | 3459.6667 | 100.3333 | 46229 | Indiana | Indianapolis | 2562.3333 | 245
[13 empty] | 04674 | 4674 | ME | NEWE | 3459.6667 | 100.3333 | 46230 | Indiana | Indianapolis | 2562.3333 | 245
[13 empty] | 04675 | 4675 | ME | NEWE | 3459.6667 | 100.3333 | 46231 | Indiana | Indianapolis | 2562.3333 | 245
[13 empty] | 04676 | 4676 | ME | NEWE | 3459.6667 | 100.3333 | 46234 | Indiana | Indianapolis | 2562.3333 | 245
[13 empty] | 04677 | 4677 | ME | NEWE | 3459.6667 | 100.3333 | 46235 | Indiana | Indianapolis | 2562.3333 | 245
[13 empty] | 04679 | 4679 | ME | NEWE | 3459.6667 | 100.3333 | 46236 | Indiana | Indianapolis | 2562.3333 | 245
[13 empty] | 04680 | 4680 | ME | NEWE | 3459.6667 | 100.3333 | 46237 | Indiana | Indianapolis | 2562.3333 | 245
[13 empty] | 04681 | 4681 | ME | NEWE | 3459.6667 | 100.3333 | 46239 | Indiana | Indianapolis | 2562.3333 | 245
[13 empty] | 04683 | 4683 | ME | NEWE | 3459.6667 | 100.3333 | 46240 | Indiana | Indianapolis | 2562.3333 | 245
[13 empty] | 04684 | 4684 | ME | NEWE | 3459.6667 | 100.3333 | 46241 | Indiana | Indianapolis | 2562.3333 | 245
[13 empty] | 04685 | 4685 | ME | NEWE | 3459.6667 | 100.3333 | 46242 | Indiana | Indianapolis | 2562.3333 | 245
[13 empty] | 04686 | 4686 | ME | NEWE | 3459.6667 | 100.3333 | 46244 | Indiana | Indianapolis | 2562.3333 | 245
[13 empty] | 04691 | 4691 | ME | NEWE | 3459.6667 | 100.3333 | 46247 | Indiana | Indianapolis | 2562.3333 | 245
[13 empty] | 04693 | 4693 | ME | NEWE | 3459.6667 | 100.3333 | 46249 | Indiana | Indianapolis | 2562.3333 | 245
[13 empty] | 04694 | 4694 | ME | NEWE | 3459.6667 | 100.3333 | 46250 | Indiana | Indianapolis | 2562.3333 | 245
[13 empty] | 04730 | 4730 | ME | NEWE | 3459.6667 | 100.3333 | 46251 | Indiana | Indianapolis | 2562.3333 | 245
[13 empty] | 04732 | 4732 | ME | NEWE | 3459.6667 | 100.3333 | 46253 | Indiana | Indianapolis | 2562.3333 | 245
[13 empty] | 04733 | 4733 | ME | NEWE | 3459.6667 | 100.3333 | 46254 | Indiana | Indianapolis | 2562.3333 | 245
[13 empty] | 04734 | 4734 | ME | NEWE | 3459.6667 | 100.3333 | 46255 | Indiana | Indianapolis | 2562.3333 | 245
[13 empty] | 04735 | 4735 | ME | NEWE | 3459.6667 | 100.3333 | 46256 | Indiana | Indianapolis | 2562.3333 | 245
[13 empty] | 04736 | 4736 | ME | NEWE | 3459.6667 | 100.3333 | 46259 | Indiana | Indianapolis | 2562.3333 | 245
[13 empty] | 04738 | 4738 | ME | NEWE | 3459.6667 | 100.3333 | 46260 | Indiana | Indianapolis | 2562.3333 | 245
[13 empty] | 04739 | 4739 | ME | NEWE | 3459.6667 | 100.3333 | 46262 | Indiana | Indianapolis | 2562.3333 | 245
[13 empty] | 04740 | 4740 | ME | NEWE | 3459.6667 | 100.3333 | 46268 | Indiana | Indianapolis | 2562.3333 | 245
[13 empty] | 04742 | 4742 | ME | NEWE | 3459.6667 | 100.3333 | 46277 | Indiana | Indianapolis | 2562.3333 | 245
[13 empty] | 04743 | 4743 | ME | NEWE | 3459.6667 | 100.3333 | 46278 | Indiana | Indianapolis | 2562.3333 | 245
[13 empty] | 04744 | 4744 | ME | NEWE | 3459.6667 | 100.3333 | 46280 | Indiana | Indianapolis | 2562.3333 | 245
[13 empty] | 04745 | 4745 | ME | NEWE | 3459.6667 | 100.3333 | 46282 | Indiana | Indianapolis | 2562.3333 | 245
[13 empty] | 04746 | 4746 | ME | NEWE | 3459.6667 | 100.3333 | 46283 | Indiana | Indianapolis | 2562.3333 | 245
[13 empty] | 04747 | 4747 | ME | NEWE | 3459.6667 | 100.3333 | 46285 | Indiana | Indianapolis | 2562.3333 | 245
[13 empty] | 04750 | 4750 | ME | NEWE | 3459.6667 | 100.3333 | 46288 | Indiana | Indianapolis | 2562.3333 | 245
[13 empty] | 04751 | 4751 | ME | NEWE | 3459.6667 | 100.3333 | 46290 | Indiana | Indianapolis | 2562.3333 | 245
[13 empty] | 04756 | 4756 | ME | NEWE | 3459.6667 | 100.3333 | 46298 | Indiana | Indianapolis | 2562.3333 | 245
[13 empty] | 04757 | 4757 | ME | NEWE | 3459.6667 | 100.3333 | 48201 | Michigan | Detroit | 2838 | 210
[13 empty] | 04758 | 4758 | ME | NEWE | 3459.6667 | 100.3333 | 48202 | Michigan | Detroit | 2838 | 210
[13 empty] | 04760 | 4760 | ME | NEWE | 3459.6667 | 100.3333 | 48203 | Michigan | Detroit | 2838 | 210
[13 empty] | 04761 | 4761 | ME | NEWE | 3459.6667 | 100.3333 | 48204 | Michigan | Detroit | 2838 | 210
[13 empty] | 04762 | 4762 | ME | NEWE | 3459.6667 | 100.3333 | 48205 | Michigan | Detroit | 2838 | 210
[13 empty] | 04763 | 4763 | ME | NEWE | 3459.6667 | 100.3333 | 48206 | Michigan | Detroit | 2838 | 210
[13 empty] | 04764 | 4764 | ME | NEWE | 3459.6667 | 100.3333 | 48207 | Michigan | Detroit | 2838 | 210
[13 empty] | 04765 | 4765 | ME | NEWE | 3459.6667 | 100.3333 | 48208 | Michigan | Detroit | 2838 | 210
[13 empty] | 04766 | 4766 | ME | NEWE | 3459.6667 | 100.3333 | 48209 | Michigan | Detroit | 2838 | 210
[13 empty] | 04768 | 4768 | ME | NEWE | 3459.6667 | 100.3333 | 48210 | Michigan | Detroit | 2838 | 210
[13 empty] | 04769 | 4769 | ME | NEWE | 3459.6667 | 100.3333 | 48211 | Michigan | Detroit | 2838 | 210
[13 empty] | 04772 | 4772 | ME | NEWE | 3459.6667 | 100.3333 | 48212 | Michigan | Detroit | 2838 | 210
[13 empty] | 04773 | 4773 | ME | NEWE | 3459.6667 | 100.3333 | 48213 | Michigan | Detroit | 2838 | 210
[13 empty] | 04774 | 4774 | ME | NEWE | 3459.6667 | 100.3333 | 48214 | Michigan | Detroit | 2838 | 210
[13 empty] | 04775 | 4775 | ME | NEWE | 3459.6667 | 100.3333 | 48215 | Michigan | Detroit | 2838 | 210
[13 empty] | 04776 | 4776 | ME | NEWE | 3459.6667 | 100.3333 | 48216 | Michigan | Detroit | 2838 | 210
[13 empty] | 04777 | 4777 | ME | NEWE | 3459.6667 | 100.3333 | 48217 | Michigan | Detroit | 2838 | 210
[13 empty] | 04779 | 4779 | ME | NEWE | 3459.6667 | 100.3333 | 48218 | Michigan | Detroit | 2838 | 210
[13 empty] | 04780 | 4780 | ME | NEWE | 3459.6667 | 100.3333 | 48219 | Michigan | Detroit | 2838 | 210
[13 empty] | 04781 | 4781 | ME | NEWE | 3459.6667 | 100.3333 | 48220 | Michigan | Detroit | 2838 | 210
[13 empty] | 04783 | 4783 | ME | NEWE | 3459.6667 | 100.3333 | 48221 | Michigan | Detroit | 2838 | 210
[13 empty] | 04785 | 4785 | ME | NEWE | 3459.6667 | 100.3333 | 48222 | Michigan | Detroit | 2838 | 210
[13 empty] | 04786 | 4786 | ME | NEWE | 3459.6667 | 100.3333 | 48223 | Michigan | Detroit | 2838 | 210
[13 empty] | 04787 | 4787 | ME | NEWE | 3459.6667 | 100.3333 | 48224 | Michigan | Detroit | 2838 | 210
[13 empty] | 04841 | 4841 | ME | NEWE | 3459.6667 | 100.3333 | 48225 | Michigan | Detroit | 2838 | 210
[13 empty] | 04843 | 4843 | ME | NEWE | 3459.6667 | 100.3333 | 48226 | Michigan | Detroit | 2838 | 210
[13 empty] | 04846 | 4846 | ME | NEWE | 3459.6667 | 100.3333 | 48227 | Michigan | Detroit | 2838 | 210
[13 empty] | 04847 | 4847 | ME | NEWE | 3459.6667 | 100.3333 | 48228 | Michigan | Detroit | 2838 | 210
[13 empty] | 04848 | 4848 | ME | NEWE | 3459.6667 | 100.3333 | 48229 | Michigan | Detroit | 2838 | 210
[13 empty] | 04849 | 4849 | ME | NEWE | 3459.6667 | 100.3333 | 48230 | Michigan | Detroit | 2838 | 210
[13 empty] | 04850 | 4850 | ME | NEWE | 3459.6667 | 100.3333 | 48231 | Michigan | Detroit | 2838 | 210
[13 empty] | 04851 | 4851 | ME | NEWE | 3459.6667 | 100.3333 | 48232 | Michigan | Detroit | 2838 | 210
[13 empty] | 04853 | 4853 | ME | NEWE | 3459.6667 | 100.3333 | 48233 | Michigan | Detroit | 2838 | 210
[13 empty] | 04854 | 4854 | ME | NEWE | 3459.6667 | 100.3333 | 48234 | Michigan | Detroit | 2838 | 210
[13 empty] | 04855 | 4855 | ME | NEWE | 3459.6667 | 100.3333 | 48235 | Michigan | Detroit | 2838 | 210
[13 empty] | 04856 | 4856 | ME | NEWE | 3459.6667 | 100.3333 | 48236 | Michigan | Detroit | 2838 | 210
[13 empty] | 04858 | 4858 | ME | NEWE | 3459.6667 | 100.3333 | 48237 | Michigan | Detroit | 2838 | 210
[13 empty] | 04859 | 4859 | ME | NEWE | 3459.6667 | 100.3333 | 48238 | Michigan | Detroit | 2838 | 210
[13 empty] | 04860 | 4860 | ME | NEWE | 3459.6667 | 100.3333 | 48239 | Michigan | Detroit | 2838 | 210
[13 empty] | 04861 | 4861 | ME | NEWE | 3459.6667 | 100.3333 | 48240 | Michigan | Detroit | 2838 | 210
[13 empty] | 04862 | 4862 | ME | NEWE | 3459.6667 | 100.3333 | 48242 | Michigan | Detroit | 2838 | 210
[13 empty] | 04863 | 4863 | ME | NEWE | 3459.6667 | 100.3333 | 48243 | Michigan | Detroit | 2838 | 210
[13 empty] | 04864 | 4864 | ME | NEWE | 3459.6667 | 100.3333 | 48244 | Michigan | Detroit | 2838 | 210
[13 empty] | 04865 | 4865 | ME | NEWE | 3459.6667 | 100.3333 | 48255 | Michigan | Detroit | 2838 | 210
[13 empty] | 04901 | 4901 | ME | NEWE | 3459.6667 | 100.3333 | 48260 | Michigan | Detroit | 2838 | 210
[13 empty] | 04903 | 4903 | ME | NEWE | 3459.6667 | 100.3333 | 48264 | Michigan | Detroit | 2838 | 210
[13 empty] | 04910 | 4910 | ME | NEWE | 3459.6667 | 100.3333 | 48265 | Michigan | Detroit | 2838 | 210
[13 empty] | 04911 | 4911 | ME | NEWE | 3459.6667 | 100.3333 | 48266 | Michigan | Detroit | 2838 | 210
[13 empty] | 04912 | 4912 | ME | NEWE | 3459.6667 | 100.3333 | 48267 | Michigan | Detroit | 2838 | 210
[13 empty] | 04915 | 4915 | ME | NEWE | 3459.6667 | 100.3333 | 48268 | Michigan | Detroit | 2838 | 210
[13 empty] | 04917 | 4917 | ME | NEWE | 3459.6667 | 100.3333 | 48269 | Michigan | Detroit | 2838 | 210
[13 empty] | 04918 | 4918 | ME | NEWE | 3459.6667 | 100.3333 | 48272 | Michigan | Detroit | 2838 | 210
[13 empty] | 04920 | 4920 | ME | NEWE | 3459.6667 | 100.3333 | 48275 | Michigan | Detroit | 2838 | 210
[13 empty] | 04921 | 4921 | ME | NEWE | 3459.6667 | 100.3333 | 48277 | Michigan | Detroit | 2838 | 210
[13 empty] | 04922 | 4922 | ME | NEWE | 3459.6667 | 100.3333 | 48278 | Michigan | Detroit | 2838 | 210
[13 empty] | 04923 | 4923 | ME | NEWE | 3459.6667 | 100.3333 | 48279 | Michigan | Detroit | 2838 | 210
[13 empty] | 04924 | 4924 | ME | NEWE | 3459.6667 | 100.3333 | 48288 | Michigan | Detroit | 2838 | 210
[13 empty] | 04925 | 4925 | ME | NEWE | 3459.6667 | 100.3333 | 48901 | Michigan | Lansing | 3171.3333 | 151.6667
[13 empty] | 04926 | 4926 | ME | NEWE | 3459.6667 | 100.3333 | 48906 | Michigan | Lansing | 3171.3333 | 151.6667
[13 empty] | 04927 | 4927 | ME | NEWE | 3459.6667 | 100.3333 | 48908 | Michigan | Lansing | 3171.3333 | 151.6667
[13 empty] | 04928 | 4928 | ME | NEWE | 3459.6667 | 100.3333 | 48909 | Michigan | Lansing | 3171.3333 | 151.6667
[13 empty] | 04929 | 4929 | ME | NEWE | 3459.6667 | 100.3333 | 48910 | Michigan | Lansing | 3171.3333 | 151.6667
[13 empty] | 04930 | 4930 | ME | NEWE | 3459.6667 | 100.3333 | 48911 | Michigan | Lansing | 3171.3333 | 151.6667
[13 empty] | 04932 | 4932 | ME | NEWE | 3459.6667 | 100.3333 | 48912 | Michigan | Lansing | 3171.3333 | 151.6667
[13 empty] | 04933 | 4933 | ME | NEWE | 3459.6667 | 100.3333 | 48913 | Michigan | Lansing | 3171.3333 | 151.6667
[13 empty] | 04935 | 4935 | ME | NEWE | 3459.6667 | 100.3333 | 48915 | Michigan | Lansing | 3171.3333 | 151.6667
[13 empty] | 04936 | 4936 | ME | NEWE | 3459.6667 | 100.3333 | 48916 | Michigan | Lansing | 3171.3333 | 151.6667
[13 empty] | 04937 | 4937 | ME | NEWE | 3459.6667 | 100.3333 | 48917 | Michigan | Lansing | 3171.3333 | 151.6667
[13 empty] | 04938 | 4938 | ME | NEWE | 3459.6667 | 100.3333 | 48918 | Michigan | Lansing | 3171.3333 | 151.6667
[13 empty] | 04939 | 4939 | ME | NEWE | 3459.6667 | 100.3333 | 48919 | Michigan | Lansing | 3171.3333 | 151.6667
[13 empty] | 04940 | 4940 | ME | NEWE | 3459.6667 | 100.3333 | 48922 | Michigan | Lansing | 3171.3333 | 151.6667
[13 empty] | 04941 | 4941 | ME | NEWE | 3459.6667 | 100.3333 | 48924 | Michigan | Lansing | 3171.3333 | 151.6667
[13 empty] | 04942 | 4942 | ME | NEWE | 3459.6667 | 100.3333 | 48929 | Michigan | Lansing | 3171.3333 | 151.6667
[13 empty] | 04943 | 4943 | ME | NEWE | 3459.6667 | 100.3333 | 48930 | Michigan | Lansing | 3171.3333 | 151.6667
[13 empty] | 04944 | 4944 | ME | NEWE | 3459.6667 | 100.3333 | 48933 | Michigan | Lansing | 3171.3333 | 151.6667
[13 empty] | 04945 | 4945 | ME | NEWE | 3459.6667 | 100.3333 | 48937 | Michigan | Lansing | 3171.3333 | 151.6667
[13 empty] | 04947 | 4947 | ME | NEWE | 3459.6667 | 100.3333 | 48951 | Michigan | Lansing | 3171.3333 | 151.6667
[13 empty] | 04949 | 4949 | ME | NEWE | 3459.6667 | 100.3333 | 48956 | Michigan | Lansing | 3171.3333 | 151.6667
[13 empty] | 04950 | 4950 | ME | NEWE | 3459.6667 | 100.3333 | 48980 | Michigan | Lansing | 3171.3333 | 151.6667
[13 empty] | 04951 | 4951 | ME | NEWE | 3459.6667 | 100.3333 | 49201 | Mississippi | Jackson | 981.3333 | 719
[13 empty] | 04952 | 4952 | ME | NEWE | 3459.6667 | 100.3333 | 49202 | Mississippi | Jackson | 981.3333 | 719
[13 empty] | 04953 | 4953 | ME | NEWE | 3459.6667 | 100.3333 | 49203 | Mississippi | Jackson | 981.3333 | 719
[13 empty] | 04954 | 4954 | ME | NEWE | 3459.6667 | 100.3333 | 49204 | Mississippi | Jackson | 981.3333 | 719
[13 empty] | 04955 | 4955 | ME | NEWE | 3459.6667 | 100.3333 | 50301 | Iowa | Des Moines | 2752 | 333.3333
[13 empty] | 04956 | 4956 | ME | NEWE | 3459.6667 | 100.3333 | 50302 | Iowa | Des Moines | 2752 | 333.3333
[13 empty] | 04957 | 4957 | ME | NEWE | 3459.6667 | 100.3333 | 50303 | Iowa | Des Moines | 2752 | 333.3333
[13 empty] | 04958 | 4958 | ME | NEWE | 3459.6667 | 100.3333 | 50304 | Iowa | Des Moines | 2752 | 333.3333
[13 empty] | 04961 | 4961 | ME | NEWE | 3459.6667 | 100.3333 | 50305 | Iowa | Des Moines | 2752 | 333.3333
[13 empty] | 04962 | 4962 | ME | NEWE | 3459.6667 | 100.3333 | 50306 | Iowa | Des Moines | 2752 | 333.3333
[13 empty] | 04963 | 4963 | ME | NEWE | 3459.6667 | 100.3333 | 50307 | Iowa | Des Moines | 2752 | 333.3333
[13 empty] | 04964 | 4964 | ME | NEWE | 3459.6667 | 100.3333 | 50308 | Iowa | Des Moines | 2752 | 333.3333
[13 empty] | 04965 | 4965 | ME | NEWE | 3459.6667 | 100.3333 | 50309 | Iowa | Des Moines | 2752 | 333.3333
[13 empty] | 04966 | 4966 | ME | NEWE | 3459.6667 | 100.3333 | 50310 | Iowa | Des Moines | 2752 | 333.3333
[13 empty] | 04967 | 4967 | ME | NEWE | 3459.6667 | 100.3333 | 50311 | Iowa | Des Moines | 2752 | 333.3333
[13 empty] | 04969 | 4969 | ME | NEWE | 3459.6667 | 100.3333 | 50312 | Iowa | Des Moines | 2752 | 333.3333
[13 empty] | 04970 | 4970 | ME | NEWE | 3459.6667 | 100.3333 | 50313 | Iowa | Des Moines | 2752 | 333.3333
[13 empty] | 04971 | 4971 | ME | NEWE | 3459.6667 | 100.3333 | 50314 | Iowa | Des Moines | 2752 | 333.3333
[13 empty] | 04972 | 4972 | ME | NEWE | 3459.6667 | 100.3333 | 50315 | Iowa | Des Moines | 2752 | 333.3333
[13 empty] | 04973 | 4973 | ME | NEWE | 3459.6667 | 100.3333 | 50316 | Iowa | Des Moines | 2752 | 333.3333
[13 empty] | 04974 | 4974 | ME | NEWE | 3459.6667 | 100.3333 | 50317 | Iowa | Des Moines | 2752 | 333.3333
[13 empty] | 04975 | 4975 | ME | NEWE | 3459.6667 | 100.3333 | 50318 | Iowa | Des Moines | 2752 | 333.3333
[13 empty] | 04976 | 4976 | ME | NEWE | 3459.6667 | 100.3333 | 50319 | Iowa | Des Moines | 2752 | 333.3333
[13 empty] | 04978 | 4978 | ME | NEWE | 3459.6667 | 100.3333 | 50320 | Iowa | Des Moines | 2752 | 333.3333
[13 empty] | 04979 | 4979 | ME | NEWE | 3459.6667 | 100.3333 | 50321 | Iowa | Des Moines | 2752 | 333.3333
[13 empty] | 04981 | 4981 | ME | NEWE | 3459.6667 | 100.3333 | 50322 | Iowa | Des Moines | 2752 | 333.3333
[13 empty] | 04982 | 4982 | ME | NEWE | 3459.6667 | 100.3333 | 50323 | Iowa | Des Moines | 2752 | 333.3333
[13 empty] | 04983 | 4983 | ME | NEWE | 3459.6667 | 100.3333 | 50324 | Iowa | Des Moines | 2752 | 333.3333
[13 empty] | 04984 | 4984 | ME | NEWE | 3459.6667 | 100.3333 | 50325 | Iowa | Des Moines | 2752 | 333.3333
[13 empty] | 04985 | 4985 | ME | NEWE | 3459.6667 | 100.3333 | 50327 | Iowa | Des Moines | 2752 | 333.3333
[13 empty] | 04986 | 4986 | ME | NEWE | 3459.6667 | 100.3333 | 50328 | Iowa | Des Moines | 2752 | 333.3333
[13 empty] | 04987 | 4987 | ME | NEWE | 3459.6667 | 100.3333 | 50329 | Iowa | Des Moines | 2752 | 333.3333
[13 empty] | 04988 | 4988 | ME | NEWE | 3459.6667 | 100.3333 | 50330 | Iowa | Des Moines | 2752 | 333.3333
[13 empty] | 04989 | 4989 | ME | NEWE | 3459.6667 | 100.3333 | 50331 | Iowa | Des Moines | 2752 | 333.3333
[13 empty] | 04992 | 4992 | ME | NEWE | 3459.6667 | 100.3333 | 50332 | Iowa | Des Moines | 2752 | 333.3333
[13 empty] | 05001 | 5001 | VT | NEWE | 3459.6667 | 100.3333 | 50333 | Iowa | Des Moines | 2752 | 333.3333
[13 empty] | 05009 | 5009 | VT | NEWE | 3459.6667 | 100.3333 | 50334 | Iowa | Des Moines | 2752 | 333.3333
[13 empty] | 05030 | 5030 | VT | NEWE | 3459.6667 | 100.3333 | 50335 | Iowa | Des Moines | 2752 | 333.3333
[13 empty] | 05031 | 5031 | VT | NEWE | 3459.6667 | 100.3333 | 50336 | Iowa | Des Moines | 2752 | 333.3333
[13 empty] | 05032 | 5032 | VT | NEWE | 3459.6667 | 100.3333 | 50339 | Iowa | Des Moines | 2752 | 333.3333
[13 empty] | 05033 | 5033 | VT | NEWE | 3459.6667 | 100.3333 | 50340 | Iowa | Des Moines | 2752 | 333.3333
[13 empty] | 05034 | 5034 | VT | NEWE | 3459.6667 | 100.3333 | 50359 | Iowa | Des Moines | 2752 | 333.3333
[13 empty] | 05035 | 5035 | VT | NEWE | 3459.6667 | 100.3333 | 50360 | Iowa | Des Moines | 2752 | 333.3333
[13 empty] | 05036 | 5036 | VT | NEWE | 3459.6667 | 100.3333 | 50361 | Iowa | Des Moines | 2752 | 333.3333
[13 empty] | 05037 | 5037 | VT | NEWE | 3459.6667 | 100.3333 | 50362 | Iowa | Des Moines | 2752 | 333.3333
[13 empty] | 05038 | 5038 | VT | NEWE | 3459.6667 | 100.3333 | 50363 | Iowa | Des Moines | 2752 | 333.3333
[13 empty] | 05039 | 5039 | VT | NEWE | 3459.6667 | 100.3333 | 50364 | Iowa | Des Moines | 2752 | 333.3333
[13 empty] | 05040 | 5040 | VT | NEWE | 3459.6667 | 100.3333 | 50367 | Iowa | Des Moines | 2752 | 333.3333
[13 empty] | 05041 | 5041 | VT | NEWE | 3459.6667 | 100.3333 | 50368 | Iowa | Des Moines | 2752 | 333.3333
[13 empty] | 05042 | 5042 | VT | NEWE | 3459.6667 | 100.3333 | 50369 | Iowa | Des Moines | 2752 | 333.3333
[13 empty] | 05043 | 5043 | VT | NEWE | 3459.6667 | 100.3333 | 50380 | Iowa | Des Moines | 2752 | 333.3333
[13 empty] | 05045 | 5045 | VT | NEWE | 3459.6667 | 100.3333 | 50381 | Iowa | Des Moines | 2752 | 333.3333
[13 empty] | 05046 | 5046 | VT | NEWE | 3459.6667 | 100.3333 | 50391 | Iowa | Des Moines | 2752 | 333.3333
[13 empty] | 05047 | 5047 | VT | NEWE | 3459.6667 | 100.3333 | 50392 | Iowa | Des Moines | 2752 | 333.3333
[13 empty] | 05048 | 5048 | VT | NEWE | 3459.6667 | 100.3333 | 50393 | Iowa | Des Moines | 2752 | 333.3333
[13 empty] | 05049 | 5049 | VT | NEWE | 3459.6667 | 100.3333 | 50394 | Iowa | Des Moines | 2752 | 333.3333
[13 empty] | 05050 | 5050 | VT | NEWE | 3459.6667 | 100.3333 | 50395 | Iowa | Des Moines | 2752 | 333.3333
[13 empty] | 05051 | 5051 | VT | NEWE | 3459.6667 | 100.3333 | 50396 | Iowa | Des Moines | 2752 | 333.3333
[13 empty] | 05052 | 5052 | VT | NEWE | 3459.6667 | 100.3333 | 50936 | Iowa | Des Moines | 2752 | 333.3333
[13 empty] | 05053 | 5053 | VT | NEWE | 3459.6667 | 100.3333 | 50940 | Iowa | Des Moines | 2752 | 333.3333
[13 empty] | 05054 | 5054 | VT | NEWE | 3459.6667 | 100.3333 | 50947 | Iowa | Des Moines | 2752 | 333.3333
[13 empty] | 05055 | 5055 | VT | NEWE | 3459.6667 | 100.3333 | 50950 | Iowa | Des Moines | 2752 | 333.3333
[13 empty] | 05056 | 5056 | VT | NEWE | 3459.6667 | 100.3333 | 50980 | Iowa | Des Moines | 2752 | 333.3333
[13 empty] | 05058 | 5058 | VT | NEWE | 3459.6667 | 100.3333 | 50981 | Iowa | Des Moines | 2752 | 333.3333
[13 empty] | 05059 | 5059 | VT | NEWE | 3459.6667 | 100.3333 | 50982 | Iowa | Des Moines | 2752 | 333.3333
[13 empty] | 05060 | 5060 | VT | NEWE | 3459.6667 | 100.3333 | 50983 | Iowa | Des Moines | 2752 | 333.3333
[13 empty] | 05061 | 5061 | VT | NEWE | 3459.6667 | 100.3333 | 53201 | Wisconsin | Milwaukee | 3211.3333 | 139.3333
[13 empty] | 05062 | 5062 | VT | NEWE | 3459.6667 | 100.3333 | 53202 | Wisconsin | Milwaukee | 3211.3333 | 139.3333
[13 empty] | 05065 | 5065 | VT | NEWE | 3459.6667 | 100.3333 | 53203 | Wisconsin | Milwaukee | 3211.3333 | 139.3333
[13 empty] | 05067 | 5067 | VT | NEWE | 3459.6667 | 100.3333 | 53204 | Wisconsin | Milwaukee | 3211.3333 | 139.3333
[13 empty] | 05068 | 5068 | VT | NEWE | 3459.6667 | 100.3333 | 53205 | Wisconsin | Milwaukee | 3211.3333 | 139.3333
[13 empty] | 05069 | 5069 | VT | NEWE | 3459.6667 | 100.3333 | 53206 | Wisconsin | Milwaukee | 3211.3333 | 139.3333
[13 empty] | 05070 | 5070 | VT | NEWE | 3459.6667 | 100.3333 | 53207 | Wisconsin | Milwaukee | 3211.3333 | 139.3333
[13 empty] | 05071 | 5071 | VT | NEWE | 3459.6667 | 100.3333 | 53208 | Wisconsin | Milwaukee | 3211.3333 | 139.3333
[13 empty] | 05072 | 5072 | VT | NEWE | 3459.6667 | 100.3333 | 53209 | Wisconsin | Milwaukee | 3211.3333 | 139.3333
[13 empty] | 05073 | 5073 | VT | NEWE | 3459.6667 | 100.3333 | 53210 | Wisconsin | Milwaukee | 3211.3333 | 139.3333
[13 empty] | 05074 | 5074 | VT | NEWE | 3459.6667 | 100.3333 | 53211 | Wisconsin | Milwaukee | 3211.3333 | 139.3333
[13 empty] | 05075 | 5075 | VT | NEWE | 3459.6667 | 100.3333 | 53212 | Wisconsin | Milwaukee | 3211.3333 | 139.3333
[13 empty] | 05076 | 5076 | VT | NEWE | 3459.6667 | 100.3333 | 53213 | Wisconsin | Milwaukee | 3211.3333 | 139.3333
[13 empty] | 05077 | 5077 | VT | NEWE | 3459.6667 | 100.3333 | 53214 | Wisconsin | Milwaukee | 3211.3333 | 139.3333
[13 empty] | 05079 | 5079 | VT | NEWE | 3459.6667 | 100.3333 | 53215 | Wisconsin | Milwaukee | 3211.3333 | 139.3333
[13 empty] | 05081 | 5081 | VT | NEWE | 3459.6667 | 100.3333 | 53216 | Wisconsin | Milwaukee | 3211.3333 | 139.3333
[13 empty] | 05083 | 5083 | VT | NEWE | 3459.6667 | 100.3333 | 53217 | Wisconsin | Milwaukee | 3211.3333 | 139.3333
[13 empty] | 05084 | 5084 | VT | NEWE | 3459.6667 | 100.3333 | 53218 | Wisconsin | Milwaukee | 3211.3333 | 139.3333
[13 empty] | 05085 | 5085 | VT | NEWE | 3459.6667 | 100.3333 | 53219 | Wisconsin | Milwaukee | 3211.3333 | 139.3333
[13 empty] | 05086 | 5086 | VT | NEWE | 3459.6667 | 100.3333 | 53220 | Wisconsin | Milwaukee | 3211.3333 | 139.3333
[13 empty] | 05088 | 5088 | VT | NEWE | 3459.6667 | 100.3333 | 53221 | Wisconsin | Milwaukee | 3211.3333 | 139.3333
[13 empty] | 05089 | 5089 | VT | NEWE | 3459.6667 | 100.3333 | 53222 | Wisconsin | Milwaukee | 3211.3333 | 139.3333
[13 empty] | 05091 | 5091 | VT | NEWE | 3459.6667 | 100.3333 | 53223 | Wisconsin | Milwaukee | 3211.3333 | 139.3333
[13 empty] | 05101 | 5101 | VT | NEWE | 3459.6667 | 100.3333 | 53224 | Wisconsin | Milwaukee | 3211.3333 | 139.3333
[13 empty] | 05141 | 5141 | VT | NEWE | 3459.6667 | 100.3333 | 53225 | Wisconsin | Milwaukee | 3211.3333 | 139.3333
[13 empty] | 05142 | 5142 | VT | NEWE | 3459.6667 | 100.3333 | 53226 | Wisconsin | Milwaukee | 3211.3333 | 139.3333
[13 empty] | 05143 | 5143 | VT | NEWE | 3459.6667 | 100.3333 | 53227 | Wisconsin | Milwaukee | 3211.3333 | 139.3333
[13 empty] | 05144 | 5144 | VT | NEWE | 3459.6667 | 100.3333 | 53228 | Wisconsin | Milwaukee | 3211.3333 | 139.3333
[13 empty] | 05146 | 5146 | VT | NEWE | 3459.6667 | 100.3333 | 53233 | Wisconsin | Milwaukee | 3211.3333 | 139.3333
[13 empty] | 05148 | 5148 | VT | NEWE | 3459.6667 | 100.3333 | 53234 | Wisconsin | Milwaukee | 3211.3333 | 139.3333
[13 empty] | 05149 | 5149 | VT | NEWE | 3459.6667 | 100.3333 | 53235 | Wisconsin | Milwaukee | 3211.3333 | 139.3333
[13 empty] | 05150 | 5150 | VT | NEWE | 3459.6667 | 100.3333 | 53237 | Wisconsin | Milwaukee | 3211.3333 | 139.3333
[13 empty] | 05151 | 5151 | VT | NEWE | 3459.6667 | 100.3333 | 53259 | Wisconsin | Milwaukee | 3211.3333 | 139.3333
[13 empty] | 05152 | 5152 | VT | NEWE | 3459.6667 | 100.3333 | 53263 | Wisconsin | Milwaukee | 3211.3333 | 139.3333
[13 empty] | 05153 | 5153 | VT | NEWE | 3459.6667 | 100.3333 | 53274 | Wisconsin | Milwaukee | 3211.3333 | 139.3333
[13 empty] | 05154 | 5154 | VT | NEWE | 3459.6667 | 100.3333 | 53278 | Wisconsin | Milwaukee | 3211.3333 | 139.3333
[13 empty] | 05155 | 5155 | VT | NEWE | 3459.6667 | 100.3333 | 53288 | Wisconsin | Milwaukee | 3211.3333 | 139.3333
[13 empty] | 05156 | 5156 | VT | NEWE | 3459.6667 | 100.3333 | 53290 | Wisconsin | Milwaukee | 3211.3333 | 139.3333
[13 empty] | 05158 | 5158 | VT | NEWE | 3459.6667 | 100.3333 | 53293 | Wisconsin | Milwaukee | 3211.3333 | 139.3333
[13 empty] | 05159 | 5159 | VT | NEWE | 3459.6667 | 100.3333 | 53295 | Wisconsin | Milwaukee | 3211.3333 | 139.3333
[13 empty] | 05161 | 5161 | VT | NEWE | 3459.6667 | 100.3333 | 53701 | Wisconsin | Madison | 3357.6667 | 189.3333
[13 empty] | 05201 | 5201 | VT | NEWE | 3459.6667 | 100.3333 | 53702 | Wisconsin | Madison | 3357.6667 | 189.3333
[13 empty] | 05250 | 5250 | VT | NEWE | 3459.6667 | 100.3333 | 53703 | Wisconsin | Madison | 3357.6667 | 189.3333
[13 empty] | 05251 | 5251 | VT | NEWE | 3459.6667 | 100.3333 | 53704 | Wisconsin | Madison | 3357.6667 | 189.3333
[13 empty] | 05252 | 5252 | VT | NEWE | 3459.6667 | 100.3333 | 53705 | Wisconsin | Madison | 3357.6667 | 189.3333
[13 empty] | 05253 | 5253 | VT | NEWE | 3459.6667 | 100.3333 | 53706 | Wisconsin | Madison | 3357.6667 | 189.3333
[13 empty] | 05254 | 5254 | VT | NEWE | 3459.6667 | 100.3333 | 53707 | Wisconsin | Madison | 3357.6667 | 189.3333
[13 empty] | 05255 | 5255 | VT | NEWE | 3459.6667 | 100.3333 | 53708 | Wisconsin | Madison | 3357.6667 | 189.3333
[13 empty] | 05257 | 5257 | VT | NEWE | 3459.6667 | 100.3333 | 53711 | Wisconsin | Madison | 3357.6667 | 189.3333
[13 empty] | 05260 | 5260 | VT | NEWE | 3459.6667 | 100.3333 | 53713 | Wisconsin | Madison | 3357.6667 | 189.3333
[13 empty] | 05261 | 5261 | VT | NEWE | 3459.6667 | 100.3333 | 53714 | Wisconsin | Madison | 3357.6667 | 189.3333
[13 empty] | 05262 | 5262 | VT | NEWE | 3459.6667 | 100.3333 | 53715 | Wisconsin | Madison | 3357.6667 | 189.3333
[13 empty] | 05301 | 5301 | VT | NEWE | 3459.6667 | 100.3333 | 53716 | Wisconsin | Madison | 3357.6667 | 189.3333
[13 empty] | 05302 | 5302 | VT | NEWE | 3459.6667 | 100.3333 | 53717 | Wisconsin | Madison | 3357.6667 | 189.3333
[13 empty] | 05303 | 5303 | VT | NEWE | 3459.6667 | 100.3333 | 53718 | Wisconsin | Madison | 3357.6667 | 189.3333
[13 empty] | 05304 | 5304 | VT | NEWE | 3459.6667 | 100.3333 | 53719 | Wisconsin | Madison | 3357.6667 | 189.3333
[13 empty] | 05340 | 5340 | VT | NEWE | 3459.6667 | 100.3333 | 53725 | Wisconsin | Madison | 3357.6667 | 189.3333
[13 empty] | 05341 | 5341 | VT | NEWE | 3459.6667 | 100.3333 | 53726 | Wisconsin | Madison | 3357.6667 | 189.3333
[13 empty] | 05342 | 5342 | VT | NEWE | 3459.6667 | 100.3333 | 53744 | Wisconsin | Madison | 3357.6667 | 189.3333
[13 empty] | 05343 | 5343 | VT | NEWE | 3459.6667 | 100.3333 | 53774 | Wisconsin | Madison | 3357.6667 | 189.3333
[13 empty] | 05344 | 5344 | VT | NEWE | 3459.6667 | 100.3333 | 53777 | Wisconsin | Madison | 3357.6667 | 189.3333
[13 empty] | 05345 | 5345 | VT | NEWE | 3459.6667 | 100.3333 | 53782 | Wisconsin | Madison | 3357.6667 | 189.3333
[13 empty] | 05346 | 5346 | VT | NEWE | 3459.6667 | 100.3333 | 53783 | Wisconsin | Madison | 3357.6667 | 189.3333
[13 empty] | 05350 | 5350 | VT | NEWE | 3459.6667 | 100.3333 | 53784 | Wisconsin | Madison | 3357.6667 | 189.3333
[13 empty] | 05351 | 5351 | VT | NEWE | 3459.6667 | 100.3333 | 53785 | Wisconsin | Madison | 3357.6667 | 189.3333
[13 empty] | 05352 | 5352 | VT | NEWE | 3459.6667 | 100.3333 | 53786 | Wisconsin | Madison | 3357.6667 | 189.3333
[13 empty] | 05353 | 5353 | VT | NEWE | 3459.6667 | 100.3333 | 53788 | Wisconsin | Madison | 3357.6667 | 189.3333
[13 empty] | 05354 | 5354 | VT | NEWE | 3459.6667 | 100.3333 | 53790 | Wisconsin | Madison | 3357.6667 | 189.3333
[13 empty] | 05355 | 5355 | VT | NEWE | 3459.6667 | 100.3333 | 53791 | Wisconsin | Madison | 3357.6667 | 189.3333
[13 empty] | 05356 | 5356 | VT | NEWE | 3459.6667 | 100.3333 | 53792 | Wisconsin | Madison | 3357.6667 | 189.3333
[13 empty] | 05357 | 5357 | VT | NEWE | 3459.6667 | 100.3333 | 53793 | Wisconsin | Madison | 3357.6667 | 189.3333
[13 empty] | 05358 | 5358 | VT | NEWE | 3459.6667 | 100.3333 | 53794 | Wisconsin | Madison | 3357.6667 | 189.3333
[13 empty] | 05359 | 5359 | VT | NEWE | 3459.6667 | 100.3333 | 55101 | Minnesota | Saint Paul | 3568.3333 | 184
[13 empty] | 05360 | 5360 | VT | NEWE | 3459.6667 | 100.3333 | 55102 | Minnesota | Saint Paul | 3568.3333 | 184
[13 empty] | 05361 | 5361 | VT | NEWE | 3459.6667 | 100.3333 | 55103 | Minnesota | Saint Paul | 3568.3333 | 184
[13 empty] | 05362 | 5362 | VT | NEWE | 3459.6667 | 100.3333 | 55104 | Minnesota | Saint Paul | 3568.3333 | 184
[13 empty] | 05363 | 5363 | VT | NEWE | 3459.6667 | 100.3333 | 55105 | Minnesota | Saint Paul | 3568.3333 | 184
[13 empty] | 05401 | 5401 | VT | NEWE | 3459.6667 | 100.3333 | 55106 | Minnesota | Saint Paul | 3568.3333 | 184
[13 empty] | 05402 | 5402 | VT | NEWE | 3459.6667 | 100.3333 | 55107 | Minnesota | Saint Paul | 3568.3333 | 184
[13 empty] | 05403 | 5403 | VT | NEWE | 3459.6667 | 100.3333 | 55108 | Minnesota | Saint Paul | 3568.3333 | 184
[13 empty] | 05404 | 5404 | VT | NEWE | 3459.6667 | 100.3333 | 55109 | Minnesota | Saint Paul | 3568.3333 | 184
[13 empty] | 05405 | 5405 | VT | NEWE | 3459.6667 | 100.3333 | 55110 | Minnesota | Saint Paul | 3568.3333 | 184
[13 empty] | 05406 | 5406 | VT | NEWE | 3459.6667 | 100.3333 | 55111 | Minnesota | Saint Paul | 3568.3333 | 184
[13 empty] | 05407 | 5407 | VT | NEWE | 3459.6667 | 100.3333 | 55112 | Minnesota | Saint Paul | 3568.3333 | 184
[13 empty] | 05408 | 5408 | VT | NEWE | 3459.6667 | 100.3333 | 55113 | Minnesota | Saint Paul | 3568.3333 | 184
[13 empty] | 05439 | 5439 | VT | NEWE | 3459.6667 | 100.3333 | 55114 | Minnesota | Saint Paul | 3568.3333 | 184
[13 empty] | 05440 | 5440 | VT | NEWE | 3459.6667 | 100.3333 | 55115 | Minnesota | Saint Paul | 3568.3333 | 184
[13 empty] | 05441 | 5441 | VT | NEWE | 3459.6667 | 100.3333 | 55116 | Minnesota | Saint Paul | 3568.3333 | 184
[13 empty] | 05442 | 5442 | VT | NEWE | 3459.6667 | 100.3333 | 55117 | Minnesota | Saint Paul | 3568.3333 | 184
[13 empty] | 05443 | 5443 | VT | NEWE | 3459.6667 | 100.3333 | 55118 | Minnesota | Saint Paul | 3568.3333 | 184
[13 empty] | 05444 | 5444 | VT | NEWE | 3459.6667 | 100.3333 | 55119 | Minnesota | Saint Paul | 3568.3333 | 184
[13 empty] | 05445 | 5445 | VT | NEWE | 3459.6667 | 100.3333 | 55120 | Minnesota | Saint Paul | 3568.3333 | 184
[13 empty] | 05446 | 5446 | VT | NEWE | 3459.6667 | 100.3333 | 55121 | Minnesota | Saint Paul | 3568.3333 | 184
[13 empty] | 05447 | 5447 | VT | NEWE | 3459.6667 | 100.3333 | 55122 | Minnesota | Saint Paul | 3568.3333 | 184
[13 empty] | 05448 | 5448 | VT | NEWE | 3459.6667 | 100.3333 | 55123 | Minnesota | Saint Paul | 3568.3333 | 184
[13 empty] | 05449 | 5449 | VT | NEWE | 3459.6667 | 100.3333 | 55124 | Minnesota | Saint Paul | 3568.3333 | 184
[13 empty] | 05450 | 5450 | VT | NEWE | 3459.6667 | 100.3333 | 55125 | Minnesota | Saint Paul | 3568.3333 | 184
[13 empty] | 05451 | 5451 | VT | NEWE | 3459.6667 | 100.3333 | 55126 | Minnesota | Saint Paul | 3568.3333 | 184
[13 empty] | 05452 | 5452 | VT | NEWE | 3459.6667 | 100.3333 | 55127 | Minnesota | Saint Paul | 3568.3333 | 184
[13 empty] | 05453 | 5453 | VT | NEWE | 3459.6667 | 100.3333 | 55128 | Minnesota | Saint Paul | 3568.3333 | 184
[13 empty] | 05454 | 5454 | VT | NEWE | 3459.6667 | 100.3333 | 55129 | Minnesota | Saint Paul | 3568.3333 | 184
[13 empty] | 05455 | 5455 | VT | NEWE | 3459.6667 | 100.3333 | 55130 | Minnesota | Saint Paul | 3568.3333 | 184
[13 empty] | 05456 | 5456 | VT | NEWE | 3459.6667 | 100.3333 | 55131 | Minnesota | Saint Paul | 3568.3333 | 184
[13 empty] | 05457 | 5457 | VT | NEWE | 3459.6667 | 100.3333 | 55133 | Minnesota | Saint Paul | 3568.3333 | 184
[13 empty] | 05458 | 5458 | VT | NEWE | 3459.6667 | 100.3333 | 55144 | Minnesota | Saint Paul | 3568.3333 | 184
[13 empty] | 05459 | 5459 | VT | NEWE | 3459.6667 | 100.3333 | 55145 | Minnesota | Saint Paul | 3568.3333 | 184
[13 empty] | 05460 | 5460 | VT | NEWE | 3459.6667 | 100.3333 | 55146 | Minnesota | Saint Paul | 3568.3333 | 184
[13 empty] | 05461 | 5461 | VT | NEWE | 3459.6667 | 100.3333 | 55150 | Minnesota | Saint Paul | 3568.3333 | 184
[13 empty] | 05462 | 5462 | VT | NEWE | 3459.6667 | 100.3333 | 55155 | Minnesota | Saint Paul | 3568.3333 | 184
[13 empty] | 05463 | 5463 | VT | NEWE | 3459.6667 | 100.3333 | 55164 | Minnesota | Saint Paul | 3568.3333 | 184
[13 empty] | 05464 | 5464 | VT | NEWE | 3459.6667 | 100.3333 | 55165 | Minnesota | Saint Paul | 3568.3333 | 184
[13 empty] | 05465 | 5465 | VT | NEWE | 3459.6667 | 100.3333 | 55170 | Minnesota | Saint Paul | 3568.3333 | 184
[13 empty] | 05466 | 5466 | VT | NEWE | 3459.6667 | 100.3333 | 55175 | Minnesota | Saint Paul | 3568.3333 | 184
[13 empty] | 05468 | 5468 | VT | NEWE | 3459.6667 | 100.3333 | 57501 | South Dakota | Pierre | 3404.3333 | 251.3333
[13 empty] | 05469 | 5469 | VT | NEWE | 3459.6667 | 100.3333 | 58501 | North Dakota | Bismarck | 3893 | 193.6667
[13 empty] | 05470 | 5470 | VT | NEWE | 3459.6667 | 100.3333 | 58502 | North Dakota | Bismarck | 3893 | 193.6667
[13 empty] | 05471 | 5471 | VT | NEWE | 3459.6667 | 100.3333 | 58503 | North Dakota | Bismarck | 3893 | 193.6667
[13 empty] | 05472 | 5472 | VT | NEWE | 3459.6667 | 100.3333 | 58504 | North Dakota | Bismarck | 3893 | 193.6667
[13 empty] | 05473 | 5473 | VT | NEWE | 3459.6667 | 100.3333 | 58505 | North Dakota | Bismarck | 3893 | 193.6667
[13 empty] | 05474 | 5474 | VT | NEWE | 3459.6667 | 100.3333 | 58506 | North Dakota | Bismarck | 3893 | 193.6667
[13 empty] | 05476 | 5476 | VT | NEWE | 3459.6667 | 100.3333 | 58507 | North Dakota | Bismarck | 3893 | 193.6667
[13 empty] | 05477 | 5477 | VT | NEWE | 3459.6667 | 100.3333 | 59601 | Montana | Helena | 3247 | 220.3333
[13 empty] | 05478 | 5478 | VT | NEWE | 3459.6667 | 100.3333 | 59602 | Montana | Helena | 3247 | 220.3333
[13 empty] | 05479 | 5479 | VT | NEWE | 3459.6667 | 100.3333 | 59604 | Montana | Helena | 3247 | 220.3333
[13 empty] | 05481 | 5481 | VT | NEWE | 3459.6667 | 100.3333 | 59620 | Montana | Helena | 3247 | 220.3333
[13 empty] | 05482 | 5482 | VT | NEWE | 3459.6667 | 100.3333 | 59623 | Montana | Helena | 3247 | 220.3333
[13 empty] | 05483 | 5483 | VT | NEWE | 3459.6667 | 100.3333 | 59624 | Montana | Helena | 3247 | 220.3333
[13 empty] | 05485 | 5485 | VT | NEWE | 3459.6667 | 100.3333 | 59625 | Montana | Helena | 3247 | 220.3333
[13 empty] | 05486 | 5486 | VT | NEWE | 3459.6667 | 100.3333 | 59626 | Montana | Helena | 3247 | 220.3333
[13 empty] | 05487 | 5487 | VT | NEWE | 3459.6667 | 100.3333 | 60601 | Illinois | Chicago | 2722.3333 | 285.6667
[13 empty] | 05488 | 5488 | VT | NEWE | 3459.6667 | 100.3333 | 60602 | Illinois | Chicago | 2722.3333 | 285.6667
[13 empty] | 05489 | 5489 | VT | NEWE | 3459.6667 | 100.3333 | 60603 | Illinois | Chicago | 2722.3333 | 285.6667
[13 empty] | 05490 | 5490 | VT | NEWE | 3459.6667 | 100.3333 | 60604 | Illinois | Chicago | 2722.3333 | 285.6667
[13 empty] | 05491 | 5491 | VT | NEWE | 3459.6667 | 100.3333 | 60605 | Illinois | Chicago | 2722.3333 | 285.6667
[13 empty] | 05492 | 5492 | VT | NEWE | 3459.6667 | 100.3333 | 60606 | Illinois | Chicago | 2722.3333 | 285.6667
[13 empty] | 05494 | 5494 | VT | NEWE | 3459.6667 | 100.3333 | 60607 | Illinois | Chicago | 2722.3333 | 285.6667
[13 empty] | 05495 | 5495 | VT | NEWE | 3459.6667 | 100.3333 | 60608 | Illinois | Chicago | 2722.3333 | 285.6667
[13 empty] | 05501 | 5501 | MA | NEWE | 3459.6667 | 100.3333 | 60609 | Illinois | Chicago | 2722.3333 | 285.6667
[13 empty] | 05544 | 5544 | MA | NEWE | 3459.6667 | 100.3333 | 60610 | Illinois | Chicago | 2722.3333 | 285.6667
[13 empty] | 05601 | 5601 | VT | NEWE | 3907.3333 | 79 | 60611 | Illinois | Chicago | 2722.3333 | 285.6667
[13 empty] | 05602 | 5602 | VT | NEWE | 3907.3333 | 79 | 60612 | Illinois | Chicago | 2722.3333 | 285.6667
[13 empty] | 05603 | 5603 | VT | NEWE | 3907.3333 | 79 | 60613 | Illinois | Chicago | 2722.3333 | 285.6667
[13 empty] | 05604 | 5604 | VT | NEWE | 3907.3333 | 79 | 60614 | Illinois | Chicago | 2722.3333 | 285.6667
[13 empty] | 05609 | 5609 | VT | NEWE | 3907.3333 | 79 | 60615 | Illinois | Chicago | 2722.3333 | 285.6667
[13 empty] | 05620 | 5620 | VT | NEWE | 3907.3333 | 79 | 60616 | Illinois | Chicago | 2722.3333 | 285.6667
[13 empty] | 05633 | 5633 | VT | NEWE | 3907.3333 | 79 | 60617 | Illinois | Chicago | 2722.3333 | 285.6667
[13 empty] | 05640 | 5640 | VT | NEWE | 3907.3333 | 79 | 60618 | Illinois | Chicago | 2722.3333 | 285.6667
[13 empty] | 05641 | 5641 | VT | NEWE | 3907.3333 | 79 | 60619 | Illinois | Chicago | 2722.3333 | 285.6667
[13 empty] | 05647 | 5647 | VT | NEWE | 3907.3333 | 79 | 60620 | Illinois | Chicago | 2722.3333 | 285.6667
[13 empty] | 05648 | 5648 | VT | NEWE | 3907.3333 | 79 | 60621 | Illinois | Chicago | 2722.3333 | 285.6667
[13 empty] | 05649 | 5649 | VT | NEWE | 3907.3333 | 79 | 60622 | Illinois | Chicago | 2722.3333 | 285.6667
[13 empty] | 05650 | 5650 | VT | NEWE | 3907.3333 | 79 | 60623 | Illinois | Chicago | 2722.3333 | 285.6667
[13 empty] | 05651 | 5651 | VT | NEWE | 3907.3333 | 79 | 60624 | Illinois | Chicago | 2722.3333 | 285.6667
[13 empty] | 05652 | 5652 | VT | NEWE | 3907.3333 | 79 | 60625 | Illinois | Chicago | 2722.3333 | 285.6667
[13 empty] | 05653 | 5653 | VT | NEWE | 3907.3333 | 79 | 60626 | Illinois | Chicago | 2722.3333 | 285.6667
[13 empty] | 05654 | 5654 | VT | NEWE | 3907.3333 | 79 | 60628 | Illinois | Chicago | 2722.3333 | 285.6667
[13 empty] | 05655 | 5655 | VT | NEWE | 3907.3333 | 79 | 60629 | Illinois | Chicago | 2722.3333 | 285.6667
[13 empty] | 05656 | 5656 | VT | NEWE | 3907.3333 | 79 | 60630 | Illinois | Chicago | 2722.3333 | 285.6667
[13 empty] | 05657 | 5657 | VT | NEWE | 3907.3333 | 79 | 60631 | Illinois | Chicago | 2722.3333 | 285.6667
[13 empty] | 05658 | 5658 | VT | NEWE | 3907.3333 | 79 | 60632 | Illinois | Chicago | 2722.3333 | 285.6667
[13 empty] | 05660 | 5660 | VT | NEWE | 3907.3333 | 79 | 60633 | Illinois | Chicago | 2722.3333 | 285.6667
[13 empty] | 05661 | 5661 | VT | NEWE | 3907.3333 | 79 | 60634 | Illinois | Chicago | 2722.3333 | 285.6667
[13 empty] | 05662 | 5662 | VT | NEWE | 3907.3333 | 79 | 60636 | Illinois | Chicago | 2722.3333 | 285.6667
[13 empty] | 05663 | 5663 | VT | NEWE | 3907.3333 | 79 | 60637 | Illinois | Chicago | 2722.3333 | 285.6667
[13 empty] | 05664 | 5664 | VT | NEWE | 3907.3333 | 79 | 60638 | Illinois | Chicago | 2722.3333 | 285.6667
[13 empty] | 05665 | 5665 | VT | NEWE | 3907.3333 | 79 | 60639 | Illinois | Chicago | 2722.3333 | 285.6667
[13 empty] | 05666 | 5666 | VT | NEWE | 3907.3333 | 79 | 60640 | Illinois | Chicago | 2722.3333 | 285.6667
[13 empty] | 05667 | 5667 | VT | NEWE | 3907.3333 | 79 | 60641 | Illinois | Chicago | 2722.3333 | 285.6667
[13 empty] | 05669 | 5669 | VT | NEWE | 3907.3333 | 79 | 60642 | Illinois | Chicago | 2722.3333 | 285.6667
[13 empty] | 05670 | 5670 | VT | NEWE | 3907.3333 | 79 | 60643 | Illinois | Chicago | 2722.3333 | 285.6667
[13 empty] | 05671 | 5671 | VT | NEWE | 3907.3333 | 79 | 60644 | Illinois | Chicago | 2722.3333 | 285.6667
[13 empty] | 05672 | 5672 | VT | NEWE | 3907.3333 | 79 | 60645 | Illinois | Chicago | 2722.3333 | 285.6667
[13 empty] | 05673 | 5673 | VT | NEWE | 3907.3333 | 79 | 60646 | Illinois | Chicago | 2722.3333 | 285.6667
[13 empty] | 05674 | 5674 | VT | NEWE | 3907.3333 | 79 | 60647 | Illinois | Chicago | 2722.3333 | 285.6667
[13 empty] | 05675 | 5675 | VT | NEWE | 3907.3333 | 79 | 60649 | Illinois | Chicago | 2722.3333 | 285.6667
[13 empty] | 05676 | 5676 | VT | NEWE | 3907.3333 | 79 | 60651 | Illinois | Chicago | 2722.3333 | 285.6667
[13 empty] | 05677 | 5677 | VT | NEWE | 3907.3333 | 79 | 60652 | Illinois | Chicago | 2722.3333 | 285.6667
[13 empty] | 05678 | 5678 | VT | NEWE | 3907.3333 | 79 | 60653 | Illinois | Chicago | 2722.3333 | 285.6667
[13 empty] | 05679 | 5679 | VT | NEWE | 3907.3333 | 79 | 60654 | Illinois | Chicago | 2722.3333 | 285.6667
[13 empty] | 05680 | 5680 | VT | NEWE | 3907.3333 | 79 | 60655 | Illinois | Chicago | 2722.3333 | 285.6667
[13 empty] | 05681 | 5681 | VT | NEWE | 3907.3333 | 79 | 60656 | Illinois | Chicago | 2722.3333 | 285.6667
[13 empty] | 05682 | 5682 | VT | NEWE | 3907.3333 | 79 | 60657 | Illinois | Chicago | 2722.3333 | 285.6667
[13 empty] | 05701 | 5701 | VT | NEWE | 3907.3333 | 79 | 60659 | Illinois | Chicago | 2722.3333 | 285.6667
[13 empty] | 05702 | 5702 | VT | NEWE | 3907.3333 | 79 | 60660 | Illinois | Chicago | 2722.3333 | 285.6667
[13 empty] | 05730 | 5730 | VT | NEWE | 3907.3333 | 79 | 60661 | Illinois | Chicago | 2722.3333 | 285.6667
[13 empty] | 05731 | 5731 | VT | NEWE | 3907.3333 | 79 | 60664 | Illinois | Chicago | 2722.3333 | 285.6667
[13 empty] | 05732 | 5732 | VT | NEWE | 3907.3333 | 79 | 60666 | Illinois | Chicago | 2722.3333 | 285.6667
[13 empty] | 05733 | 5733 | VT | NEWE | 3907.3333 | 79 | 60668 | Illinois | Chicago | 2722.3333 | 285.6667
[13 empty] | 05734 | 5734 | VT | NEWE | 3907.3333 | 79 | 60669 | Illinois | Chicago | 2722.3333 | 285.6667
[13 empty] | 05735 | 5735 | VT | NEWE | 3907.3333 | 79 | 60670 | Illinois | Chicago | 2722.3333 | 285.6667
[13 empty] | 05736 | 5736 | VT | NEWE | 3907.3333 | 79 | 60673 | Illinois | Chicago | 2722.3333 | 285.6667
[13 empty] | 05737 | 5737 | VT | NEWE | 3907.3333 | 79 | 60674 | Illinois | Chicago | 2722.3333 | 285.6667
[13 empty] | 05738 | 5738 | VT | NEWE | 3907.3333 | 79 | 60675 | Illinois | Chicago | 2722.3333 | 285.6667
[13 empty] | 05739 | 5739 | VT | NEWE | 3907.3333 | 79 | 60677 | Illinois | Chicago | 2722.3333 | 285.6667
[13 empty] | 05740 | 5740 | VT | NEWE | 3907.3333 | 79 | 60678 | Illinois | Chicago | 2722.3333 | 285.6667
[13 empty] | 05741 | 5741 | VT | NEWE | 3907.3333 | 79 | 60680 | Illinois | Chicago | 2722.3333 | 285.6667
[13 empty] | 05742 | 5742 | VT | NEWE | 3907.3333 | 79 | 60681 | Illinois | Chicago | 2722.3333 | 285.6667
[13 empty] | 05743 | 5743 | VT | NEWE | 3907.3333 | 79 | 60682 | Illinois | Chicago | 2722.3333 | 285.6667
[13 empty] | 05744 | 5744 | VT | NEWE | 3907.3333 | 79 | 60684 | Illinois | Chicago | 2722.3333 | 285.6667
[13 empty] | 05745 | 5745 | VT | NEWE | 3907.3333 | 79 | 60685 | Illinois | Chicago | 2722.3333 | 285.6667
[13 empty] | 05746 | 5746 | VT | NEWE | 3907.3333 | 79 | 60686 | Illinois | Chicago | 2722.3333 | 285.6667
[13 empty] | 05747 | 5747 | VT | NEWE | 3907.3333 | 79 | 60687 | Illinois | Chicago | 2722.3333 | 285.6667
[13 empty] | 05748 | 5748 | VT | NEWE | 3907.3333 | 79 | 60688 | Illinois | Chicago | 2722.3333 | 285.6667
[13 empty] | 05750 | 5750 | VT | NEWE | 3907.3333 | 79 | 60689 | Illinois | Chicago | 2722.3333 | 285.6667
[13 empty] | 05751 | 5751 | VT | NEWE | 3907.3333 | 79 | 60690 | Illinois | Chicago | 2722.3333 | 285.6667
[13 empty] | 05753 | 5753 | VT | NEWE | 3907.3333 | 79 | 60691 | Illinois | Chicago | 2722.3333 | 285.6667
[13 empty] | 05757 | 5757 | VT | NEWE | 3907.3333 | 79 | 60693 | Illinois | Chicago | 2722.3333 | 285.6667
[13 empty] | 05758 | 5758 | VT | NEWE | 3907.3333 | 79 | 60694 | Illinois | Chicago | 2722.3333 | 285.6667
[13 empty] | 05759 | 5759 | VT | NEWE | 3907.3333 | 79 | 60695 | Illinois | Chicago | 2722.3333 | 285.6667
[13 empty] | 05760 | 5760 | VT | NEWE | 3907.3333 | 79 | 60696 | Illinois | Chicago | 2722.3333 | 285.6667
[13 empty] | 05761 | 5761 | VT | NEWE | 3907.3333 | 79 | 60697 | Illinois | Chicago | 2722.3333 | 285.6667
[13 empty] | 05762 | 5762 | VT | NEWE | 3907.3333 | 79 | 60699 | Illinois | Chicago | 2722.3333 | 285.6667
[13 empty] | 05763 | 5763 | VT | NEWE | 3907.3333 | 79 | 60701 | Illinois | Chicago | 2722.3333 | 285.6667
[13 empty] | 05764 | 5764 | VT | NEWE | 3907.3333 | 79 | 60706 | Illinois | Chicago | 2722.3333 | 285.6667
[13 empty] | 05765 | 5765 | VT | NEWE | 3907.3333 | 79 | 60707 | Illinois | Chicago | 2722.3333 | 285.6667
[13 empty] | 05766 | 5766 | VT | NEWE | 3907.3333 | 79 | 60803 | Illinois | Chicago | 2722.3333 | 285.6667
[13 empty] | 05767 | 5767 | VT | NEWE | 3907.3333 | 79 | 60804 | Illinois | Chicago | 2722.3333 | 285.6667
[13 empty] | 05768 | 5768 | VT | NEWE | 3907.3333 | 79 | 60805 | Illinois | Chicago | 2722.3333 | 285.6667
[13 empty] | 05769 | 5769 | VT | NEWE | 3907.3333 | 79 | 60827 | Illinois | Chicago | 2722.3333 | 285.6667
[13 empty] | 05770 | 5770 | VT | NEWE | 3907.3333 | 79 | 62701 | Illinois | Springfield | 2466 | 355.3333
[13 empty] | 05772 | 5772 | VT | NEWE | 3907.3333 | 79 | 62702 | Illinois | Springfield | 2466 | 355.3333
[13 empty] | 05773 | 5773 | VT | NEWE | 3907.3333 | 79 | 62703 | Illinois | Springfield | 2466 | 355.3333
[13 empty] | 05774 | 5774 | VT | NEWE | 3907.3333 | 79 | 62704 | Illinois | Springfield | 2466 | 355.3333
[13 empty] | 05775 | 5775 | VT | NEWE | 3907.3333 | 79 | 62705 | Illinois | Springfield | 2466 | 355.3333
[13 empty] | 05776 | 5776 | VT | NEWE | 3907.3333 | 79 | 62706 | Illinois | Springfield | 2466 | 355.3333
[13 empty] | 05777 | 5777 | VT | NEWE | 3907.3333 | 79 | 62707 | Illinois | Springfield | 2466 | 355.3333
[13 empty] | 05778 | 5778 | VT | NEWE | 3907.3333 | 79 | 62708 | Illinois | Springfield | 2466 | 355.3333
[13 empty] | 05819 | 5819 | VT | NEWE | 3907.3333 | 79 | 62711 | Illinois | Springfield | 2466 | 355.3333
[13 empty] | 05820 | 5820 | VT | NEWE | 3907.3333 | 79 | 62712 | Illinois | Springfield | 2466 | 355.3333
[13 empty] | 05821 | 5821 | VT | NEWE | 3907.3333 | 79 | 62715 | Illinois | Springfield | 2466 | 355.3333
[13 empty] | 05822 | 5822 | VT | NEWE | 3907.3333 | 79 | 62716 | Illinois | Springfield | 2466 | 355.3333
[13 empty] | 05823 | 5823 | VT | NEWE | 3907.3333 | 79 | 62719 | Illinois | Springfield | 2466 | 355.3333
[13 empty] | 05824 | 5824 | VT | NEWE | 3907.3333 | 79 | 62722 | Illinois | Springfield | 2466 | 355.3333
[13 empty] | 05825 | 5825 | VT | NEWE | 3907.3333 | 79 | 62723 | Illinois | Springfield | 2466 | 355.3333
[13 empty] | 05826 | 5826 | VT | NEWE | 3907.3333 | 79 | 62726 | Illinois | Springfield | 2466 | 355.3333
[13 empty] | 05827 | 5827 | VT | NEWE | 3907.3333 | 79 | 62736 | Illinois | Springfield | 2466 | 355.3333
[13 empty] | 05828 | 5828 | VT | NEWE | 3907.3333 | 79 | 62739 | Illinois | Springfield | 2466 | 355.3333
[13 empty] | 05829 | 5829 | VT | NEWE | 3907.3333 | 79 | 62756 | Illinois | Springfield | 2466 | 355.3333
[13 empty] | 05830 | 5830 | VT | NEWE | 3907.3333 | 79 | 62757 | Illinois | Springfield | 2466 | 355.3333
[13 empty] | 05832 | 5832 | VT | NEWE | 3907.3333 | 79 | 62761 | Illinois | Springfield | 2466 | 355.3333
[13 empty] | 05833 | 5833 | VT | NEWE | 3907.3333 | 79 | 62762 | Illinois | Springfield | 2466 | 355.3333
[13 empty] | 05836 | 5836 | VT | NEWE | 3907.3333 | 79 | 62763 | Illinois | Springfield | 2466 | 355.3333
[13 empty] | 05837 | 5837 | VT | NEWE | 3907.3333 | 79 | 62764 | Illinois | Springfield | 2466 | 355.3333
[13 empty] | 05838 | 5838 | VT | NEWE | 3907.3333 | 79 | 62765 | Illinois | Springfield | 2466 | 355.3333
[13 empty] | 05839 | 5839 | VT | NEWE | 3907.3333 | 79 | 62766 | Illinois | Springfield | 2466 | 355.3333
[13 empty] | 05840 | 5840 | VT | NEWE | 3907.3333 | 79 | 62767 | Illinois | Springfield | 2466 | 355.3333
[13 empty] | 05841 | 5841 | VT | NEWE | 3907.3333 | 79 | 62769 | Illinois | Springfield | 2466 | 355.3333
[13 empty] | 05842 | 5842 | VT | NEWE | 3907.3333 | 79 | 62776 | Illinois | Springfield | 2466 | 355.3333
[13 empty] | 05843 | 5843 | VT | NEWE | 3907.3333 | 79 | 62777 | Illinois | Springfield | 2466 | 355.3333
[13 empty] | 05845 | 5845 | VT | NEWE | 3907.3333 | 79 | 62781 | Illinois | Springfield | 2466 | 355.3333
[13 empty] | 05846 | 5846 | VT | NEWE | 3907.3333 | 79 | 62786 | Illinois | Springfield | 2466 | 355.3333
[13 empty] | 05847 | 5847 | VT | NEWE | 3907.3333 | 79 | 62791 | Illinois | Springfield | 2466 | 355.3333
[13 empty] | 05848 | 5848 | VT | NEWE | 3907.3333 | 79 | 62794 | Illinois | Springfield | 2466 | 355.3333
[13 empty] | 05849 | 5849 | VT | NEWE | 3907.3333 | 79 | 62796 | Illinois | Springfield | 2466 | 355.3333
[13 empty] | 05850 | 5850 | VT | NEWE | 3907.3333 | 79 | 65101 | Missouri | Jefferson City | 2146.6667 | 407
[13 empty] | 05851 | 5851 | VT | NEWE | 3907.3333 | 79 | 65102 | Missouri | Jefferson City | 2146.6667 | 407
[13 empty] | 05853 | 5853 | VT | NEWE | 3907.3333 | 79 | 65103 | Missouri | Jefferson City | 2146.6667 | 407
[13 empty] | 05855 | 5855 | VT | NEWE | 3907.3333 | 79 | 65104 | Missouri | Jefferson City | 2146.6667 | 407
[13 empty] | 05857 | 5857 | VT | NEWE | 3907.3333 | 79 | 65105 | Missouri | Jefferson City | 2146.6667 | 407
[13 empty] | 05858 | 5858 | VT | NEWE | 3907.3333 | 79 | 65106 | Missouri | Jefferson City | 2146.6667 | 407
[13 empty] | 05859 | 5859 | VT | NEWE | 3907.3333 | 79 | 65107 | Missouri | Jefferson City | 2146.6667 | 407
[13 empty] | 05860 | 5860 | VT | NEWE | 3907.3333 | 79 | 65108 | Missouri | Jefferson City | 2146.6667 | 407
[13 empty] | 05861 | 5861 | VT | NEWE | 3907.3333 | 79 | 65109 | Missouri | Jefferson City | 2146.6667 | 407
[13 empty] | 05862 | 5862 | VT | NEWE | 3907.3333 | 79 | 65110 | Missouri | Jefferson City | 2146.6667 | 407
[13 empty] | 05863 | 5863 | VT | NEWE | 3907.3333 | 79 | 65111 | Missouri | Jefferson City | 2146.6667 | 407
[13 empty] | 05866 | 5866 | VT | NEWE | 3907.3333 | 79 | 66601 | Kansas | Topeka | 2183.6667 | 489
[13 empty] | 05867 | 5867 | VT | NEWE | 3907.3333 | 79 | 66603 | Kansas | Topeka | 2183.6667 | 489
[13 empty] | 05868 | 5868 | VT | NEWE | 3907.3333 | 79 | 66604 | Kansas | Topeka | 2183.6667 | 489
[13 empty] | 05871 | 5871 | VT | NEWE | 3907.3333 | 79 | 66605 | Kansas | Topeka | 2183.6667 | 489
[13 empty] | 05872 | 5872 | VT | NEWE | 3907.3333 | 79 | 66606 | Kansas | Topeka | 2183.6667 | 489
[13 empty] | 05873 | 5873 | VT | NEWE | 3907.3333 | 79 | 66607 | Kansas | Topeka | 2183.6667 | 489
[13 empty] | 05874 | 5874 | VT | NEWE | 3907.3333 | 79 | 66608 | Kansas | Topeka | 2183.6667 | 489
[13 empty] | 05875 | 5875 | VT | NEWE | 3907.3333 | 79 | 66609 | Kansas | Topeka | 2183.6667 | 489
[13 empty] | 05901 | 5901 | VT | NEWE | 3907.3333 | 79 | 66610 | Kansas | Topeka | 2183.6667 | 489
[13 empty] | 05902 | 5902 | VT | NEWE | 3907.3333 | 79 | 66611 | Kansas | Topeka | 2183.6667 | 489
[13 empty] | 05903 | 5903 | VT | NEWE | 3907.3333 | 79 | 66612 | Kansas | Topeka | 2183.6667 | 489
[13 empty] | 05904 | 5904 | VT | NEWE | 3907.3333 | 79 | 66614 | Kansas | Topeka | 2183.6667 | 489
[13 empty] | 05905 | 5905 | VT | NEWE | 3907.3333 | 79 | 66615 | Kansas | Topeka | 2183.6667 | 489
[13 empty] | 05906 | 5906 | VT | NEWE | 3907.3333 | 79 | 66616 | Kansas | Topeka | 2183.6667 | 489
[13 empty] | 05907 | 5907 | VT | NEWE | 3907.3333 | 79 | 66617 | Kansas | Topeka | 2183.6667 | 489
[13 empty] | 06001 | 6001 | CT | NEWE | 3907.3333 | 79 | 66618 | Kansas | Topeka | 2183.6667 | 489
[13 empty] | 06002 | 6002 | CT | NEWE | 3907.3333 | 79 | 66619 | Kansas | Topeka | 2183.6667 | 489
[13 empty] | 06006 | 6006 | CT | NEWE | 3907.3333 | 79 | 66620 | Kansas | Topeka | 2183.6667 | 489
[13 empty] | 06010 | 6010 | CT | NEWE | 3907.3333 | 79 | 66621 | Kansas | Topeka | 2183.6667 | 489
[13 empty] | 06011 | 6011 | CT | NEWE | 3907.3333 | 79 | 66622 | Kansas | Topeka | 2183.6667 | 489
[13 empty] | 06013 | 6013 | CT | NEWE | 3907.3333 | 79 | 66624 | Kansas | Topeka | 2183.6667 | 489
[13 empty] | 06016 | 6016 | CT | NEWE | 3907.3333 | 79 | 66625 | Kansas | Topeka | 2183.6667 | 489
[13 empty] | 06018 | 6018 | CT | NEWE | 3907.3333 | 79 | 66626 | Kansas | Topeka | 2183.6667 | 489
[13 empty] | 06019 | 6019 | CT | NEWE | 3907.3333 | 79 | 66629 | Kansas | Topeka | 2183.6667 | 489
[13 empty] | 06020 | 6020 | CT | NEWE | 3907.3333 | 79 | 66630 | Kansas | Topeka | 2183.6667 | 489
[13 empty] | 06021 | 6021 | CT | NEWE | 3907.3333 | 79 | 66636 | Kansas | Topeka | 2183.6667 | 489
[13 empty] | 06022 | 6022 | CT | NEWE | 3907.3333 | 79 | 66647 | Kansas | Topeka | 2183.6667 | 489
[13 empty] | 06023 | 6023 | CT | NEWE | 3907.3333 | 79 | 66667 | Kansas | Topeka | 2183.6667 | 489
[13 empty] | 06024 | 6024 | CT | NEWE | 3907.3333 | 79 | 66675 | Kansas | Topeka | 2183.6667 | 489
[13 empty] | 06025 | 6025 | CT | NEWE | 3907.3333 | 79 | 66683 | Kansas | Topeka | 2183.6667 | 489
[13 empty] | 06026 | 6026 | CT | NEWE | 3907.3333 | 79 | 66699 | Kansas | Topeka | 2183.6667 | 489
[13 empty] | 06027 | 6027 | CT | NEWE | 3907.3333 | 79 | 68501 | Nebraska | Lincoln | 2668.3333 | 386
[13 empty] | 06028 | 6028 | CT | NEWE | 3907.3333 | 79 | 68502 | Nebraska | Lincoln | 2668.3333 | 386
[13 empty] | 06029 | 6029 | CT | NEWE | 3907.3333 | 79 | 68503 | Nebraska | Lincoln | 2668.3333 | 386
[13 empty] | 06030 | 6030 | CT | NEWE | 3907.3333 | 79 | 68504 | Nebraska | Lincoln | 2668.3333 | 386
[13 empty] | 06031 | 6031 | CT | NEWE | 3907.3333 | 79 | 68505 | Nebraska | Lincoln | 2668.3333 | 386
[13 empty] | 06032 | 6032 | CT | NEWE | 3907.3333 | 79 | 68506 | Nebraska | Lincoln | 2668.3333 | 386
[13 empty] | 06033 | 6033 | CT | NEWE | 3907.3333 | 79 | 68507 | Nebraska | Lincoln | 2668.3333 | 386
[13 empty] | 06034 | 6034 | CT | NEWE | 3907.3333 | 79 | 68508 | Nebraska | Lincoln | 2668.3333 | 386
[13 empty] | 06035 | 6035 | CT | NEWE | 3907.3333 | 79 | 68509 | Nebraska | Lincoln | 2668.3333 | 386
[13 empty] | 06037 | 6037 | CT | NEWE | 3907.3333 | 79 | 68510 | Nebraska | Lincoln | 2668.3333 | 386
[13 empty] | 06039 | 6039 | CT | NEWE | 3907.3333 | 79 | 68512 | Nebraska | Lincoln | 2668.3333 | 386
[13 empty] | 06040 | 6040 | CT | NEWE | 3907.3333 | 79 | 68514 | Nebraska | Lincoln | 2668.3333 | 386
[13 empty] | 06041 | 6041 | CT | NEWE | 3907.3333 | 79 | 68516 | Nebraska | Lincoln | 2668.3333 | 386
[13 empty] | 06042 | 6042 | CT | NEWE | 3907.3333 | 79 | 68517 | Nebraska | Lincoln | 2668.3333 | 386
[13 empty] | 06043 | 6043 | CT | NEWE | 3907.3333 | 79 | 68520 | Nebraska | Lincoln | 2668.3333 | 386
[13 empty] | 06045 | 6045 | CT | NEWE | 3907.3333 | 79 | 68521 | Nebraska | Lincoln | 2668.3333 | 386
[13 empty] | 06050 | 6050 | CT | NEWE | 3907.3333 | 79 | 68522 | Nebraska | Lincoln | 2668.3333 | 386
[13 empty] | 06051 | 6051 | CT | NEWE | 3907.3333 | 79 | 68523 | Nebraska | Lincoln | 2668.3333 | 386
[13 empty] | 06052 | 6052 | CT | NEWE | 3907.3333 | 79 | 68524 | Nebraska | Lincoln | 2668.3333 | 386
[13 empty] | 06053 | 6053 | CT | NEWE | 3907.3333 | 79 | 68526 | Nebraska | Lincoln | 2668.3333 | 386
[13 empty] | 06057 | 6057 | CT | NEWE | 3907.3333 | 79 | 68527 | Nebraska | Lincoln | 2668.3333 | 386
[13 empty] | 06058 | 6058 | CT | NEWE | 3907.3333 | 79 | 68528 | Nebraska | Lincoln | 2668.3333 | 386
[13 empty] | 06059 | 6059 | CT | NEWE | 3907.3333 | 79 | 68529 | Nebraska | Lincoln | 2668.3333 | 386
[13 empty] | 06060 | 6060 | CT | NEWE | 3907.3333 | 79 | 68531 | Nebraska | Lincoln | 2668.3333 | 386
[13 empty] | 06061 | 6061 | CT | NEWE | 3907.3333 | 79 | 68532 | Nebraska | Lincoln | 2668.3333 | 386
[13 empty] | 06062 | 6062 | CT | NEWE | 3907.3333 | 79 | 68542 | Nebraska | Lincoln | 2668.3333 | 386
[13 empty] | 06063 | 6063 | CT | NEWE | 3907.3333 | 79 | 68544 | Nebraska | Lincoln | 2668.3333 | 386
[13 empty] | 06064 | 6064 | CT | NEWE | 3907.3333 | 79 | 68583 | Nebraska | Lincoln | 2668.3333 | 386
[13 empty] | 06065 | 6065 | CT | NEWE | 3907.3333 | 79 | 68588 | Nebraska | Lincoln | 2668.3333 | 386
[13 empty] | 06066 | 6066 | CT | NEWE | 3907.3333 | 79 | 70801 | Louisiana | Baton Rouge | 688.6667 | 809
[13 empty] | 06067 | 6067 | CT | NEWE | 3907.3333 | 79 | 70802 | Louisiana | Baton Rouge | 688.6667 | 809
[13 empty] | 06068 | 6068 | CT | NEWE | 3907.3333 | 79 | 70803 | Louisiana | Baton Rouge | 688.6667 | 809
[13 empty] | 06069 | 6069 | CT | NEWE | 3907.3333 | 79 | 70804 | Louisiana | Baton Rouge | 688.6667 | 809
[13 empty] | 06070 | 6070 | CT | NEWE | 3907.3333 | 79 | 70805 | Louisiana | Baton Rouge | 688.6667 | 809
[13 empty] | 06071 | 6071 | CT | NEWE | 3907.3333 | 79 | 70806 | Louisiana | Baton Rouge | 688.6667 | 809
[13 empty] | 06072 | 6072 | CT | NEWE | 3907.3333 | 79 | 70807 | Louisiana | Baton Rouge | 688.6667 | 809
[13 empty] | 06073 | 6073 | CT | NEWE | 3907.3333 | 79 | 70808 | Louisiana | Baton Rouge | 688.6667 | 809
[13 empty] | 06074 | 6074 | CT | NEWE | 3907.3333 | 79 | 70809 | Louisiana | Baton Rouge | 688.6667 | 809
[13 empty] | 06075 | 6075 | CT | NEWE | 3907.3333 | 79 | 70810 | Louisiana | Baton Rouge | 688.6667 | 809
[13 empty] | 06076 | 6076 | CT | NEWE | 3907.3333 | 79 | 70811 | Louisiana | Baton Rouge | 688.6667 | 809
[13 empty] | 06077 | 6077 | CT | NEWE | 3907.3333 | 79 | 70812 | Louisiana | Baton Rouge | 688.6667 | 809
[13 empty] | 06078 | 6078 | CT | NEWE | 3907.3333 | 79 | 70813 | Louisiana | Baton Rouge | 688.6667 | 809
[13 empty] | 06079 | 6079 | CT | NEWE | 3907.3333 | 79 | 70814 | Louisiana | Baton Rouge | 688.6667 | 809
[13 empty] | 06080 | 6080 | CT | NEWE | 3907.3333 | 79 | 70815 | Louisiana | Baton Rouge | 688.6667 | 809
[13 empty] | 06081 | 6081 | CT | NEWE | 3907.3333 | 79 | 70816 | Louisiana | Baton Rouge | 688.6667 | 809
[13 empty] | 06082 | 6082 | CT | NEWE | 3907.3333 | 79 | 70817 | Louisiana | Baton Rouge | 688.6667 | 809
[13 empty] | 06083 | 6083 | CT | NEWE | 3907.3333 | 79 | 70818 | Louisiana | Baton Rouge | 688.6667 | 809
[13 empty] | 06084 | 6084 | CT | NEWE | 3907.3333 | 79 | 70819 | Louisiana | Baton Rouge | 688.6667 | 809
[13 empty] | 06085 | 6085 | CT | NEWE | 3907.3333 | 79 | 70820 | Louisiana | Baton Rouge | 688.6667 | 809
[13 empty] | 06087 | 6087 | CT | NEWE | 3907.3333 | 79 | 70821 | Louisiana | Baton Rouge | 688.6667 | 809
[13 empty] | 06088 | 6088 | CT | NEWE | 3907.3333 | 79 | 70822 | Louisiana | Baton Rouge | 688.6667 | 809
[13 empty] | 06089 | 6089 | CT | NEWE | 3907.3333 | 79 | 70823 | Louisiana | Baton Rouge | 688.6667 | 809
[13 empty] | 06090 | 6090 | CT | NEWE | 3907.3333 | 79 | 70825 | Louisiana | Baton Rouge | 688.6667 | 809
[13 empty] | 06091 | 6091 | CT | NEWE | 3907.3333 | 79 | 70826 | Louisiana | Baton Rouge | 688.6667 | 809
[13 empty] | 06092 | 6092 | CT | NEWE | 3907.3333 | 79 | 70827 | Louisiana | Baton Rouge | 688.6667 | 809
[13 empty] | 06093 | 6093 | CT | NEWE | 3907.3333 | 79 | 70831 | Louisiana | Baton Rouge | 688.6667 | 809
[13 empty] | 06094 | 6094 | CT | NEWE | 3907.3333 | 79 | 70833 | Louisiana | Baton Rouge | 688.6667 | 809
[13 empty] | 06095 | 6095 | CT | NEWE | 3907.3333 | 79 | 70835 | Louisiana | Baton Rouge | 688.6667 | 809
[13 empty] | 06096 | 6096 | CT | NEWE | 3907.3333 | 79 | 70836 | Louisiana | Baton Rouge | 688.6667 | 809
[13 empty] | 06098 | 6098 | CT | NEWE | 3907.3333 | 79 | 70837 | Louisiana | Baton Rouge | 688.6667 | 809
[13 empty] | 06101 | 6101 | CT | NEWE | 2527.3333 | 247.6667 | 70873 | Louisiana | Baton Rouge | 688.6667 | 809
[13 empty] | 06102 | 6102 | CT | NEWE | 2527.3333 | 247.6667 | 70874 | Louisiana | Baton Rouge | 688.6667 | 809
[13 empty] | 06103 | 6103 | CT | NEWE | 2527.3333 | 247.6667 | 70879 | Louisiana | Baton Rouge | 688.6667 | 809
[13 empty] | 06104 | 6104 | CT | NEWE | 2527.3333 | 247.6667 | 70884 | Louisiana | Baton Rouge | 688.6667 | 809
[13 empty] | 06105 | 6105 | CT | NEWE | 2527.3333 | 247.6667 | 70891 | Louisiana | Baton Rouge | 688.6667 | 809
[13 empty] | 06106 | 6106 | CT | NEWE | 2527.3333 | 247.6667 | 70892 | Louisiana | Baton Rouge | 688.6667 | 809
[13 empty] | 06107 | 6107 | CT | NEWE | 2527.3333 | 247.6667 | 70893 | Louisiana | Baton Rouge | 688.6667 | 809
[13 empty] | 06108 | 6108 | CT | NEWE | 2527.3333 | 247.6667 | 70894 | Louisiana | Baton Rouge | 688.6667 | 809
[13 empty] | 06109 | 6109 | CT | NEWE | 2527.3333 | 247.6667 | 70895 | Louisiana | Baton Rouge | 688.6667 | 809
[13 empty] | 06110 | 6110 | CT | NEWE | 2527.3333 | 247.6667 | 70896 | Louisiana | Baton Rouge | 688.6667 | 809
[13 empty] | 06111 | 6111 | CT | NEWE | 2527.3333 | 247.6667 | 70898 | Louisiana | Baton Rouge | 688.6667 | 809
[13 empty] | 06112 | 6112 | CT | NEWE | 2527.3333 | 247.6667 | 72201 | Arkansas | Little Rock | 1284.6667 | 675
[13 empty] | 06114 | 6114 | CT | NEWE | 2527.3333 | 247.6667 | 72202 | Arkansas | Little Rock | 1284.6667 | 675
[13 empty] | 06115 | 6115 | CT | NEWE | 2527.3333 | 247.6667 | 72203 | Arkansas | Little Rock | 1284.6667 | 675
[13 empty] | 06117 | 6117 | CT | NEWE | 2527.3333 | 247.6667 | 72204 | Arkansas | Little Rock | 1284.6667 | 675
[13 empty] | 06118 | 6118 | CT | NEWE | 2527.3333 | 247.6667 | 72205 | Arkansas | Little Rock | 1284.6667 | 675
[13 empty] | 06119 | 6119 | CT | NEWE | 2527.3333 | 247.6667 | 72206 | Arkansas | Little Rock | 1284.6667 | 675
[13 empty] | 06120 | 6120 | CT | NEWE | 2527.3333 | 247.6667 | 72207 | Arkansas | Little Rock | 1284.6667 | 675
[13 empty] | 06123 | 6123 | CT | NEWE | 2527.3333 | 247.6667 | 72209 | Arkansas | Little Rock | 1284.6667 | 675
[13 empty] | 06126 | 6126 | CT | NEWE | 2527.3333 | 247.6667 | 72210 | Arkansas | Little Rock | 1284.6667 | 675
[13 empty] | 06127 | 6127 | CT | NEWE | 2527.3333 | 247.6667 | 72211 | Arkansas | Little Rock | 1284.6667 | 675
[13 empty] | 06128 | 6128 | CT | NEWE | 2527.3333 | 247.6667 | 72212 | Arkansas | Little Rock | 1284.6667 | 675
[13 empty] | 06129 | 6129 | CT | NEWE | 2527.3333 | 247.6667 | 72214 | Arkansas | Little Rock | 1284.6667 | 675
[13 empty] | 06131 | 6131 | CT | NEWE | 2527.3333 | 247.6667 | 72215 | Arkansas | Little Rock | 1284.6667 | 675
[13 empty] | 06132 | 6132 | CT | NEWE | 2527.3333 | 247.6667 | 72216 | Arkansas | Little Rock | 1284.6667 | 675
[13 empty] | 06133 | 6133 | CT | NEWE | 2527.3333 | 247.6667 | 72217 | Arkansas | Little Rock | 1284.6667 | 675
[13 empty] | 06134 | 6134 | CT | NEWE | 2527.3333 | 247.6667 | 72219 | Arkansas | Little Rock | 1284.6667 | 675
[13 empty] | 06137 | 6137 | CT | NEWE | 2527.3333 | 247.6667 | 72221 | Arkansas | Little Rock | 1284.6667 | 675
[13 empty] | 06138 | 6138 | CT | NEWE | 2527.3333 | 247.6667 | 72222 | Arkansas | Little Rock | 1284.6667 | 675
[13 empty] | 06140 | 6140 | CT | NEWE | 2527.3333 | 247.6667 | 72223 | Arkansas | Little Rock | 1284.6667 | 675
[13 empty] | 06141 | 6141 | CT | NEWE | 2527.3333 | 247.6667 | 72225 | Arkansas | Little Rock | 1284.6667 | 675
[13 empty] | 06142 | 6142 | CT | NEWE | 2527.3333 | 247.6667 | 72227 | Arkansas | Little Rock | 1284.6667 | 675
[13 empty] | 06143 | 6143 | CT | NEWE | 2527.3333 | 247.6667 | 72231 | Arkansas | Little Rock | 1284.6667 | 675
[13 empty] | 06144 | 6144 | CT | NEWE | 2527.3333 | 247.6667 | 72255 | Arkansas | Little Rock | 1284.6667 | 675
[13 empty] | 06145 | 6145 | CT | NEWE | 2527.3333 | 247.6667 | 72260 | Arkansas | Little Rock | 1284.6667 | 675
[13 empty] | 06146 | 6146 | CT | NEWE | 2527.3333 | 247.6667 | 72295 | Arkansas | Little Rock | 1284.6667 | 675
[13 empty] | 06147 | 6147 | CT | NEWE | 2527.3333 | 247.6667 | 73101 | Oklahoma | Oklahoma City | 1501.3333 | 651.6667
[13 empty] | 06150 | 6150 | CT | NEWE | 2527.3333 | 247.6667 | 73102 | Oklahoma | Oklahoma City | 1501.3333 | 651.6667
[13 empty] | 06151 | 6151 | CT | NEWE | 2527.3333 | 247.6667 | 73103 | Oklahoma | Oklahoma City | 1501.3333 | 651.6667
[13 empty] | 06152 | 6152 | CT | NEWE | 2527.3333 | 247.6667 | 73104 | Oklahoma | Oklahoma City | 1501.3333 | 651.6667
[13 empty] | 06153 | 6153 | CT | NEWE | 2527.3333 | 247.6667 | 73105 | Oklahoma | Oklahoma City | 1501.3333 | 651.6667
[13 empty] | 06154 | 6154 | CT | NEWE | 2527.3333 | 247.6667 | 73106 | Oklahoma | Oklahoma City | 1501.3333 | 651.6667
[13 empty] | 06155 | 6155 | CT | NEWE | 2527.3333 | 247.6667 | 73107 | Oklahoma | Oklahoma City | 1501.3333 | 651.6667
[13 empty] | 06156 | 6156 | CT | NEWE | 2527.3333 | 247.6667 | 73108 | Oklahoma | Oklahoma City | 1501.3333 | 651.6667
[13 empty] | 06160 | 6160 | CT | NEWE | 2527.3333 | 247.6667 | 73109 | Oklahoma | Oklahoma City | 1501.3333 | 651.6667
[13 empty] | 06161 | 6161 | CT | NEWE | 2527.3333 | 247.6667 | 73110 | Oklahoma | Oklahoma City | 1501.3333 | 651.6667
[13 empty] | 06167 | 6167 | CT | NEWE | 2527.3333 | 247.6667 | 73111 | Oklahoma | Oklahoma City | 1501.3333 | 651.6667
[13 empty] | 06176 | 6176 | CT | NEWE | 2527.3333 | 247.6667 | 73112 | Oklahoma | Oklahoma City | 1501.3333 | 651.6667
[13 empty] | 06180 | 6180 | CT | NEWE | 2527.3333 | 247.6667 | 73113 | Oklahoma | Oklahoma City | 1501.3333 | 651.6667
[13 empty] | 06183 | 6183 | CT | NEWE | 2527.3333 | 247.6667 | 73114 | Oklahoma | Oklahoma City | 1501.3333 | 651.6667
[13 empty] | 06199 | 6199 | CT | NEWE | 2527.3333 | 247.6667 | 73115 | Oklahoma | Oklahoma City | 1501.3333 | 651.6667
[13 empty] | 06226 | 6226 | CT | NEWE | 2527.3333 | 247.6667 | 73116 | Oklahoma | Oklahoma City | 1501.3333 | 651.6667
[13 empty] | 06230 | 6230 | CT | NEWE | 2527.3333 | 247.6667 | 73117 | Oklahoma | Oklahoma City | 1501.3333 | 651.6667
[13 empty] | 06231 | 6231 | CT | NEWE | 2527.3333 | 247.6667 | 73118 | Oklahoma | Oklahoma City | 1501.3333 | 651.6667
[13 empty] | 06232 | 6232 | CT | NEWE | 2527.3333 | 247.6667 | 73119 | Oklahoma | Oklahoma City | 1501.3333 | 651.6667
[13 empty] | 06233 | 6233 | CT | NEWE | 2527.3333 | 247.6667 | 73120 | Oklahoma | Oklahoma City | 1501.3333 | 651.6667
[13 empty] | 06234 | 6234 | CT | NEWE | 2527.3333 | 247.6667 | 73121 | Oklahoma | Oklahoma City | 1501.3333 | 651.6667
[13 empty] | 06235 | 6235 | CT | NEWE | 2527.3333 | 247.6667 | 73122 | Oklahoma | Oklahoma City | 1501.3333 | 651.6667
[13 empty] | 06237 | 6237 | CT | NEWE | 2527.3333 | 247.6667 | 73123 | Oklahoma | Oklahoma City | 1501.3333 | 651.6667
[13 empty] | 06238 | 6238 | CT | NEWE | 2527.3333 | 247.6667 | 73124 | Oklahoma | Oklahoma City | 1501.3333 | 651.6667
[13 empty] | 06239 | 6239 | CT | NEWE | 2527.3333 | 247.6667 | 73125 | Oklahoma | Oklahoma City | 1501.3333 | 651.6667
[13 empty] | 06241 | 6241 | CT | NEWE | 2527.3333 | 247.6667 | 73126 | Oklahoma | Oklahoma City | 1501.3333 | 651.6667
[13 empty] | 06242 | 6242 | CT | NEWE | 2527.3333 | 247.6667 | 73127 | Oklahoma | Oklahoma City | 1501.3333 | 651.6667
[13 empty] | 06243 | 6243 | CT | NEWE | 2527.3333 | 247.6667 | 73128 | Oklahoma | Oklahoma City | 1501.3333 | 651.6667
[13 empty] | 06244 | 6244 | CT | NEWE | 2527.3333 | 247.6667 | 73129 | Oklahoma | Oklahoma City | 1501.3333 | 651.6667
[13 empty] | 06245 | 6245 | CT | NEWE | 2527.3333 | 247.6667 | 73130 | Oklahoma | Oklahoma City | 1501.3333 | 651.6667
[13 empty] | 06246 | 6246 | CT | NEWE | 2527.3333 | 247.6667 | 73131 | Oklahoma | Oklahoma City | 1501.3333 | 651.6667
[13 empty] | 06247 | 6247 | CT | NEWE | 2527.3333 | 247.6667 | 73132 | Oklahoma | Oklahoma City | 1501.3333 | 651.6667
[13 empty] | 06248 | 6248 | CT | NEWE | 2527.3333 | 247.6667 | 73134 | Oklahoma | Oklahoma City | 1501.3333 | 651.6667
[13 empty] | 06249 | 6249 | CT | NEWE | 2527.3333 | 247.6667 | 73135 | Oklahoma | Oklahoma City | 1501.3333 | 651.6667
[13 empty] | 06250 | 6250 | CT | NEWE | 2527.3333 | 247.6667 | 73136 | Oklahoma | Oklahoma City | 1501.3333 | 651.6667
[13 empty] | 06251 | 6251 | CT | NEWE | 2527.3333 | 247.6667 | 73137 | Oklahoma | Oklahoma City | 1501.3333 | 651.6667
[13 empty] | 06254 | 6254 | CT | NEWE | 2527.3333 | 247.6667 | 73139 | Oklahoma | Oklahoma City | 1501.3333 | 651.6667
[13 empty] | 06255 | 6255 | CT | NEWE | 2527.3333 | 247.6667 | 73140 | Oklahoma | Oklahoma City | 1501.3333 | 651.6667
[13 empty] | 06256 | 6256 | CT | NEWE | 2527.3333 | 247.6667 | 73141 | Oklahoma | Oklahoma City | 1501.3333 | 651.6667
[13 empty] | 06258 | 6258 | CT | NEWE | 2527.3333 | 247.6667 | 73142 | Oklahoma | Oklahoma City | 1501.3333 | 651.6667
[13 empty] | 06259 | 6259 | CT | NEWE | 2527.3333 | 247.6667 | 73143 | Oklahoma | Oklahoma City | 1501.3333 | 651.6667
[13 empty] | 06260 | 6260 | CT | NEWE | 2527.3333 | 247.6667 | 73144 | Oklahoma | Oklahoma City | 1501.3333 | 651.6667
[13 empty] | 06262 | 6262 | CT | NEWE | 2527.3333 | 247.6667 | 73145 | Oklahoma | Oklahoma City | 1501.3333 | 651.6667
[13 empty] | 06263 | 6263 | CT | NEWE | 2527.3333 | 247.6667 | 73146 | Oklahoma | Oklahoma City | 1501.3333 | 651.6667
[13 empty] | 06264 | 6264 | CT | NEWE | 2527.3333 | 247.6667 | 73147 | Oklahoma | Oklahoma City | 1501.3333 | 651.6667
[13 empty] | 06265 | 6265 | CT | NEWE | 2527.3333 | 247.6667 | 73148 | Oklahoma | Oklahoma City | 1501.3333 | 651.6667
[13 empty] | 06266 | 6266 | CT | NEWE | 2527.3333 | 247.6667 | 73149 | Oklahoma | Oklahoma City | 1501.3333 | 651.6667
[13 empty] | 06267 | 6267 | CT | NEWE | 2527.3333 | 247.6667 | 73150 | Oklahoma | Oklahoma City | 1501.3333 | 651.6667
[13 empty] | 06268 | 6268 | CT | NEWE | 2527.3333 | 247.6667 | 73151 | Oklahoma | Oklahoma City | 1501.3333 | 651.6667
[13 empty] | 06269 | 6269 | CT | NEWE | 2527.3333 | 247.6667 | 73152 | Oklahoma | Oklahoma City | 1501.3333 | 651.6667
[13 empty] | 06277 | 6277 | CT | NEWE | 2527.3333 | 247.6667 | 73153 | Oklahoma | Oklahoma City | 1501.3333 | 651.6667
[13 empty] | 06278 | 6278 | CT | NEWE | 2527.3333 | 247.6667 | 73154 | Oklahoma | Oklahoma City | 1501.3333 | 651.6667
[13 empty] | 06279 | 6279 | CT | NEWE | 2527.3333 | 247.6667 | 73155 | Oklahoma | Oklahoma City | 1501.3333 | 651.6667
[13 empty] | 06280 | 6280 | CT | NEWE | 2527.3333 | 247.6667 | 73156 | Oklahoma | Oklahoma City | 1501.3333 | 651.6667
[13 empty] | 06281 | 6281 | CT | NEWE | 2527.3333 | 247.6667 | 73157 | Oklahoma | Oklahoma City | 1501.3333 | 651.6667
[13 empty] | 06282 | 6282 | CT | NEWE | 2527.3333 | 247.6667 | 73159 | Oklahoma | Oklahoma City | 1501.3333 | 651.6667
[13 empty] | 06320 | 6320 | CT | NEWE | 2527.3333 | 247.6667 | 73160 | Oklahoma | Oklahoma City | 1501.3333 | 651.6667
[13 empty] | 06330 | 6330 | CT | NEWE | 2527.3333 | 247.6667 | 73162 | Oklahoma | Oklahoma City | 1501.3333 | 651.6667
[13 empty] | 06331 | 6331 | CT | NEWE | 2527.3333 | 247.6667 | 73163 | Oklahoma | Oklahoma City | 1501.3333 | 651.6667
[13 empty] | 06332 | 6332 | CT | NEWE | 2527.3333 | 247.6667 | 73164 | Oklahoma | Oklahoma City | 1501.3333 | 651.6667
[13 empty] | 06333 | 6333 | CT | NEWE | 2527.3333 | 247.6667 | 73165 | Oklahoma | Oklahoma City | 1501.3333 | 651.6667
[13 empty] | 06334 | 6334 | CT | NEWE | 2527.3333 | 247.6667 | 73167 | Oklahoma | Oklahoma City | 1501.3333 | 651.6667
[13 empty] | 06335 | 6335 | CT | NEWE | 2527.3333 | 247.6667 | 73169 | Oklahoma | Oklahoma City | 1501.3333 | 651.6667
[13 empty] | 06336 | 6336 | CT | NEWE | 2527.3333 | 247.6667 | 73170 | Oklahoma | Oklahoma City | 1501.3333 | 651.6667
[13 empty] | 06338 | 6338 | CT | NEWE | 2527.3333 | 247.6667 | 73172 | Oklahoma | Oklahoma City | 1501.3333 | 651.6667
[13 empty] | 06339 | 6339 | CT | NEWE | 2527.3333 | 247.6667 | 73173 | Oklahoma | Oklahoma City | 1501.3333 | 651.6667
[13 empty] | 06340 | 6340 | CT | NEWE | 2527.3333 | 247.6667 | 73178 | Oklahoma | Oklahoma City | 1501.3333 | 651.6667
[13 empty] | 06349 | 6349 | CT | NEWE | 2527.3333 | 247.6667 | 73179 | Oklahoma | Oklahoma City | 1501.3333 | 651.6667
[13 empty] | 06350 | 6350 | CT | NEWE | 2527.3333 | 247.6667 | 73184 | Oklahoma | Oklahoma City | 1501.3333 | 651.6667
[13 empty] | 06351 | 6351 | CT | NEWE | 2527.3333 | 247.6667 | 73189 | Oklahoma | Oklahoma City | 1501.3333 | 651.6667
[13 empty] | 06353 | 6353 | CT | NEWE | 2527.3333 | 247.6667 | 73190 | Oklahoma | Oklahoma City | 1501.3333 | 651.6667
[13 empty] | 06354 | 6354 | CT | NEWE | 2527.3333 | 247.6667 | 73194 | Oklahoma | Oklahoma City | 1501.3333 | 651.6667
[13 empty] | 06355 | 6355 | CT | NEWE | 2527.3333 | 247.6667 | 73195 | Oklahoma | Oklahoma City | 1501.3333 | 651.6667
[13 empty] | 06357 | 6357 | CT | NEWE | 2527.3333 | 247.6667 | 73196 | Oklahoma | Oklahoma City | 1501.3333 | 651.6667
[13 empty] | 06359 | 6359 | CT | NEWE | 2527.3333 | 247.6667 | 73301 | Texas | Austin | 682.3333 | 1044
[13 empty] | 06360 | 6360 | CT | NEWE | 2527.3333 | 247.6667 | 73344 | Texas | Austin | 682.3333 | 1044
[13 empty] | 06365 | 6365 | CT | NEWE | 2527.3333 | 247.6667 | 75201 | Texas | Dallas | 911 | 1083.6667
[13 empty] | 06370 | 6370 | CT | NEWE | 2527.3333 | 247.6667 | 75202 | Texas | Dallas | 911 | 1083.6667
[13 empty] | 06371 | 6371 | CT | NEWE | 2527.3333 | 247.6667 | 75203 | Texas | Dallas | 911 | 1083.6667
[13 empty] | 06372 | 6372 | CT | NEWE | 2527.3333 | 247.6667 | 75204 | Texas | Dallas | 911 | 1083.6667
[13 empty] | 06373 | 6373 | CT | NEWE | 2527.3333 | 247.6667 | 75205 | Texas | Dallas | 911 | 1083.6667
[13 empty] | 06374 | 6374 | CT | NEWE | 2527.3333 | 247.6667 | 75206 | Texas | Dallas | 911 | 1083.6667
[13 empty] | 06375 | 6375 | CT | NEWE | 2527.3333 | 247.6667 | 75207 | Texas | Dallas | 911 | 1083.6667
[13 empty] | 06376 | 6376 | CT | NEWE | 2527.3333 | 247.6667 | 75208 | Texas | Dallas | 911 | 1083.6667
[13 empty] | 06377 | 6377 | CT | NEWE | 2527.3333 | 247.6667 | 75209 | Texas | Dallas | 911 | 1083.6667
[13 empty] | 06378 | 6378 | CT | NEWE | 2527.3333 | 247.6667 | 75210 | Texas | Dallas | 911 | 1083.6667
[13 empty] | 06379 | 6379 | CT | NEWE | 2527.3333 | 247.6667 | 75211 | Texas | Dallas | 911 | 1083.6667
[13 empty] | 06380 | 6380 | CT | NEWE | 2527.3333 | 247.6667 | 75212 | Texas | Dallas | 911 | 1083.6667
[13 empty] | 06382 | 6382 | CT | NEWE | 2527.3333 | 247.6667 | 75214 | Texas | Dallas | 911 | 1083.6667
[13 empty] | 06383 | 6383 | CT | NEWE | 2527.3333 | 247.6667 | 75215 | Texas | Dallas | 911 | 1083.6667
[13 empty] | 06384 | 6384 | CT | NEWE | 2527.3333 | 247.6667 | 75216 | Texas | Dallas | 911 | 1083.6667
[13 empty] | 06385 | 6385 | CT | NEWE | 2527.3333 | 247.6667 | 75217 | Texas | Dallas | 911 | 1083.6667
[13 empty] | 06387 | 6387 | CT | NEWE | 2527.3333 | 247.6667 | 75218 | Texas | Dallas | 911 | 1083.6667
[13 empty] | 06388 | 6388 | CT | NEWE | 2527.3333 | 247.6667 | 75219 | Texas | Dallas | 911 | 1083.6667
[13 empty] | 06389 | 6389 | CT | NEWE | 2527.3333 | 247.6667 | 75220 | Texas | Dallas | 911 | 1083.6667
[13 empty] | 06390 | 6390 | NY | NEWE | 2527.3333 | 247.6667 | 75221 | Texas | Dallas | 911 | 1083.6667
[13 empty] | 06401 | 6401 | CT | NEWE | 2527.3333 | 247.6667 | 75222 | Texas | Dallas | 911 | 1083.6667
[13 empty] | 06403 | 6403 | CT | NEWE | 2527.3333 | 247.6667 | 75223 | Texas | Dallas | 911 | 1083.6667
[13 empty] | 06404 | 6404 | CT | NEWE | 2527.3333 | 247.6667 | 75224 | Texas | Dallas | 911 | 1083.6667
[13 empty] | 06405 | 6405 | CT | NEWE | 2527.3333 | 247.6667 | 75225 | Texas | Dallas | 911 | 1083.6667
[13 empty] | 06408 | 6408 | CT | NEWE | 2527.3333 | 247.6667 | 75226 | Texas | Dallas | 911 | 1083.6667
[13 empty] | 06409 | 6409 | CT | NEWE | 2527.3333 | 247.6667 | 75227 | Texas | Dallas | 911 | 1083.6667
[13 empty] | 06410 | 6410 | CT | NEWE | 2527.3333 | 247.6667 | 75228 | Texas | Dallas | 911 | 1083.6667
[13 empty] | 06411 | 6411 | CT | NEWE | 2527.3333 | 247.6667 | 75229 | Texas | Dallas | 911 | 1083.6667
[13 empty] | 06412 | 6412 | CT | NEWE | 2527.3333 | 247.6667 | 75230 | Texas | Dallas | 911 | 1083.6667
[13 empty] | 06413 | 6413 | CT | NEWE | 2527.3333 | 247.6667 | 75231 | Texas | Dallas | 911 | 1083.6667
[13 empty] | 06414 | 6414 | CT | NEWE | 2527.3333 | 247.6667 | 75232 | Texas | Dallas | 911 | 1083.6667
[13 empty] | 06415 | 6415 | CT | NEWE | 2527.3333 | 247.6667 | 75233 | Texas | Dallas | 911 | 1083.6667
[13 empty] | 06416 | 6416 | CT | NEWE | 2527.3333 | 247.6667 | 75234 | Texas | Dallas | 911 | 1083.6667
[13 empty] | 06417 | 6417 | CT | NEWE | 2527.3333 | 247.6667 | 75235 | Texas | Dallas | 911 | 1083.6667
[13 empty] | 06418 | 6418 | CT | NEWE | 2527.3333 | 247.6667 | 75236 | Texas | Dallas | 911 | 1083.6667
[13 empty] | 06419 | 6419 | CT | NEWE | 2527.3333 | 247.6667 | 75237 | Texas | Dallas | 911 | 1083.6667
[13 empty] | 06420 | 6420 | CT | NEWE | 2527.3333 | 247.6667 | 75238 | Texas | Dallas | 911 | 1083.6667
[13 empty] | 06422 | 6422 | CT | NEWE | 2527.3333 | 247.6667 | 75240 | Texas | Dallas | 911 | 1083.6667
[13 empty] | 06423 | 6423 | CT | NEWE | 2527.3333 | 247.6667 | 75241 | Texas | Dallas | 911 | 1083.6667
[13 empty] | 06424 | 6424 | CT | NEWE | 2527.3333 | 247.6667 | 75242 | Texas | Dallas | 911 | 1083.6667
[13 empty] | 06426 | 6426 | CT | NEWE | 2527.3333 | 247.6667 | 75243 | Texas | Dallas | 911 | 1083.6667
[13 empty] | 06437 | 6437 | CT | NEWE | 2527.3333 | 247.6667 | 75244 | Texas | Dallas | 911 | 1083.6667
[13 empty] | 06438 | 6438 | CT | NEWE | 2527.3333 | 247.6667 | 75246 | Texas | Dallas | 911 | 1083.6667
[13 empty] | 06439 | 6439 | CT | NEWE | 2527.3333 | 247.6667 | 75247 | Texas | Dallas | 911 | 1083.6667
[13 empty] | 06440 | 6440 | CT | NEWE | 2527.3333 | 247.6667 | 75248 | Texas | Dallas | 911 | 1083.6667
[13 empty] | 06441 | 6441 | CT | NEWE | 2527.3333 | 247.6667 | 75249 | Texas | Dallas | 911 | 1083.6667
[13 empty] | 06442 | 6442 | CT | NEWE | 2527.3333 | 247.6667 | 75250 | Texas | Dallas | 911 | 1083.6667
[13 empty] | 06443 | 6443 | CT | NEWE | 2527.3333 | 247.6667 | 75251 | Texas | Dallas | 911 | 1083.6667
[13 empty] | 06444 | 6444 | CT | NEWE | 2527.3333 | 247.6667 | 75252 | Texas | Dallas | 911 | 1083.6667
[13 empty] | 06447 | 6447 | CT | NEWE | 2527.3333 | 247.6667 | 75253 | Texas | Dallas | 911 | 1083.6667
[13 empty] | 06450 | 6450 | CT | NEWE | 2527.3333 | 247.6667 | 75254 | Texas | Dallas | 911 | 1083.6667
[13 empty] | 06451 | 6451 | CT | NEWE | 2527.3333 | 247.6667 | 75260 | Texas | Dallas | 911 | 1083.6667
[13 empty] | 06455 | 6455 | CT | NEWE | 2527.3333 | 247.6667 | 75261 | Texas | Dallas | 911 | 1083.6667
[13 empty] | 06456 | 6456 | CT | NEWE | 2527.3333 | 247.6667 | 75262 | Texas | Dallas | 911 | 1083.6667
[13 empty] | 06457 | 6457 | CT | NEWE | 2527.3333 | 247.6667 | 75263 | Texas | Dallas | 911 | 1083.6667
[13 empty] | 06459 | 6459 | CT | NEWE | 2527.3333 | 247.6667 | 75264 | Texas | Dallas | 911 | 1083.6667
[13 empty] | 06460 | 6460 | CT | NEWE | 2527.3333 | 247.6667 | 75265 | Texas | Dallas | 911 | 1083.6667
[13 empty] | 06461 | 6461 | CT | NEWE | 2527.3333 | 247.6667 | 75266 | Texas | Dallas | 911 | 1083.6667
[13 empty] | 06467 | 6467 | CT | NEWE | 2527.3333 | 247.6667 | 75267 | Texas | Dallas | 911 | 1083.6667
[13 empty] | 06468 | 6468 | CT | NEWE | 2527.3333 | 247.6667 | 75270 | Texas | Dallas | 911 | 1083.6667
[13 empty] | 06469 | 6469 | CT | NEWE | 2527.3333 | 247.6667 | 75275 | Texas | Dallas | 911 | 1083.6667
[13 empty] | 06470 | 6470 | CT | NEWE | 2527.3333 | 247.6667 | 75277 | Texas | Dallas | 911 | 1083.6667
[13 empty] | 06471 | 6471 | CT | NEWE | 2527.3333 | 247.6667 | 75283 | Texas | Dallas | 911 | 1083.6667
[13 empty] | 06472 | 6472 | CT | NEWE | 2527.3333 | 247.6667 | 75284 | Texas | Dallas | 911 | 1083.6667
[13 empty] | 06473 | 6473 | CT | NEWE | 2527.3333 | 247.6667 | 75285 | Texas | Dallas | 911 | 1083.6667
[13 empty] | 06474 | 6474 | CT | NEWE | 2527.3333 | 247.6667 | 75287 | Texas | Dallas | 911 | 1083.6667
[13 empty] | 06475 | 6475 | CT | NEWE | 2527.3333 | 247.6667 | 75301 | Texas | Dallas | 911 | 1083.6667
[13 empty] | 06477 | 6477 | CT | NEWE | 2527.3333 | 247.6667 | 75303 | Texas | Dallas | 911 | 1083.6667
[13 empty] | 06478 | 6478 | CT | NEWE | 2527.3333 | 247.6667 | 75312 | Texas | Dallas | 911 | 1083.6667
[13 empty] | 06479 | 6479 | CT | NEWE | 2527.3333 | 247.6667 | 75313 | Texas | Dallas | 911 | 1083.6667
[13 empty] | 06480 | 6480 | CT | NEWE | 2527.3333 | 247.6667 | 75315 | Texas | Dallas | 911 | 1083.6667
[13 empty] | 06481 | 6481 | CT | NEWE | 2527.3333 | 247.6667 | 75320 | Texas | Dallas | 911 | 1083.6667
[13 empty] | 06482 | 6482 | CT | NEWE | 2527.3333 | 247.6667 | 75326 | Texas | Dallas | 911 | 1083.6667
[13 empty] | 06483 | 6483 | CT | NEWE | 2527.3333 | 247.6667 | 75336 | Texas | Dallas | 911 | 1083.6667
[13 empty] | 06484 | 6484 | CT | NEWE | 2527.3333 | 247.6667 | 75339 | Texas | Dallas | 911 | 1083.6667
[13 empty] | 06487 | 6487 | CT | NEWE | 2527.3333 | 247.6667 | 75342 | Texas | Dallas | 911 | 1083.6667
[13 empty] | 06488 | 6488 | CT | NEWE | 2527.3333 | 247.6667 | 75354 | Texas | Dallas | 911 | 1083.6667
[13 empty] | 06489 | 6489 | CT | NEWE | 2527.3333 | 247.6667 | 75355 | Texas | Dallas | 911 | 1083.6667
[13 empty] | 06491 | 6491 | CT | NEWE | 2527.3333 | 247.6667 | 75356 | Texas | Dallas | 911 | 1083.6667
[13 empty] | 06492 | 6492 | CT | NEWE | 2527.3333 | 247.6667 | 75357 | Texas | Dallas | 911 | 1083.6667
[13 empty] | 06493 | 6493 | CT | NEWE | 2527.3333 | 247.6667 | 75358 | Texas | Dallas | 911 | 1083.6667
[13 empty] | 06494 | 6494 | CT | NEWE | 2527.3333 | 247.6667 | 75359 | Texas | Dallas | 911 | 1083.6667
[13 empty] | 06495 | 6495 | CT | NEWE | 2527.3333 | 247.6667 | 75360 | Texas | Dallas | 911 | 1083.6667
[13 empty] | 06498 | 6498 | CT | NEWE | 2527.3333 | 247.6667 | 75367 | Texas | Dallas | 911 | 1083.6667
[13 empty] | 06501 | 6501 | CT | NEWE | 2527.3333 | 247.6667 | 75368 | Texas | Dallas | 911 | 1083.6667
[13 empty] | 06502 | 6502 | CT | NEWE | 2527.3333 | 247.6667 | 75370 | Texas | Dallas | 911 | 1083.6667
[13 empty] | 06503 | 6503 | CT | NEWE | 2527.3333 | 247.6667 | 75371 | Texas | Dallas | 911 | 1083.6667
[13 empty] | 06504 | 6504 | CT | NEWE | 2527.3333 | 247.6667 | 75372 | Texas | Dallas | 911 | 1083.6667
[13 empty] | 06505 | 6505 | CT | NEWE | 2527.3333 | 247.6667 | 75373 | Texas | Dallas | 911 | 1083.6667
[13 empty] | 06506 | 6506 | CT | NEWE | 2527.3333 | 247.6667 | 75374 | Texas | Dallas | 911 | 1083.6667
[13 empty] | 06507 | 6507 | CT | NEWE | 2527.3333 | 247.6667 | 75376 | Texas | Dallas | 911 | 1083.6667
[13 empty] | 06508 | 6508 | CT | NEWE | 2527.3333 | 247.6667 | 75378 | Texas | Dallas | 911 | 1083.6667
[13 empty] | 06509 | 6509 | CT | NEWE | 2527.3333 | 247.6667 | 75379 | Texas | Dallas | 911 | 1083.6667
[13 empty] | 06510 | 6510 | CT | NEWE | 2527.3333 | 247.6667 | 75380 | Texas | Dallas | 911 | 1083.6667
[13 empty] | 06511 | 6511 | CT | NEWE | 2527.3333 | 247.6667 | 75381 | Texas | Dallas | 911 | 1083.6667
[13 empty] | 06512 | 6512 | CT | NEWE | 2527.3333 | 247.6667 | 75382 | Texas | Dallas | 911 | 1083.6667
[13 empty] | 06513 | 6513 | CT | NEWE | 2527.3333 | 247.6667 | 75389 | Texas | Dallas | 911 | 1083.6667
[13 empty] | 06514 | 6514 | CT | NEWE | 2527.3333 | 247.6667 | 75390 | Texas | Dallas | 911 | 1083.6667
[13 empty] | 06515 | 6515 | CT | NEWE | 2527.3333 | 247.6667 | 75391 | Texas | Dallas | 911 | 1083.6667
[13 empty] | 06516 | 6516 | CT | NEWE | 2527.3333 | 247.6667 | 75392 | Texas | Dallas | 911 | 1083.6667
[13 empty] | 06517 | 6517 | CT | NEWE | 2527.3333 | 247.6667 | 75393 | Texas | Dallas | 911 | 1083.6667
[13 empty] | 06518 | 6518 | CT | NEWE | 2527.3333 | 247.6667 | 75394 | Texas | Dallas | 911 | 1083.6667
[13 empty] | 06519 | 6519 | CT | NEWE | 2527.3333 | 247.6667 | 75395 | Texas | Dallas | 911 | 1083.6667
[13 empty] | 06520 | 6520 | CT | NEWE | 2527.3333 | 247.6667 | 75397 | Texas | Dallas | 911 | 1083.6667
[13 empty] | 06521 | 6521 | CT | NEWE | 2527.3333 | 247.6667 | 75398 | Texas | Dallas | 911 | 1083.6667
[13 empty] | 06524 | 6524 | CT | NEWE | 2527.3333 | 247.6667 | 76036 | Texas | Fort Worth | 930.6667 | 1028.3333
[13 empty] | 06525 | 6525 | CT | NEWE | 2527.3333 | 247.6667 | 76101 | Texas | Fort Worth | 930.6667 | 1028.3333
[13 empty] | 06530 | 6530 | CT | NEWE | 2527.3333 | 247.6667 | 76102 | Texas | Fort Worth | 930.6667 | 1028.3333
[13 empty] | 06531 | 6531 | CT | NEWE | 2527.3333 | 247.6667 | 76103 | Texas | Fort Worth | 930.6667 | 1028.3333
[13 empty] | 06532 | 6532 | CT | NEWE | 2527.3333 | 247.6667 | 76104 | Texas | Fort Worth | 930.6667 | 1028.3333
[13 empty] | 06533 | 6533 | CT | NEWE | 2527.3333 | 247.6667 | 76105 | Texas | Fort Worth | 930.6667 | 1028.3333
[13 empty] | 06534 | 6534 | CT | NEWE | 2527.3333 | 247.6667 | 76106 | Texas | Fort Worth | 930.6667 | 1028.3333
[13 empty] | 06535 | 6535 | CT | NEWE | 2527.3333 | 247.6667 | 76107 | Texas | Fort Worth | 930.6667 | 1028.3333
[13 empty] | 06536 | 6536 | CT | NEWE | 2527.3333 | 247.6667 | 76108 | Texas | Fort Worth | 930.6667 | 1028.3333
[13 empty] | 06537 | 6537 | CT | NEWE | 2527.3333 | 247.6667 | 76109 | Texas | Fort Worth | 930.6667 | 1028.3333
[13 empty] | 06538 | 6538 | CT | NEWE | 2527.3333 | 247.6667 | 76110 | Texas | Fort Worth | 930.6667 | 1028.3333
[13 empty] | 06540 | 6540 | CT | NEWE | 2527.3333 | 247.6667 | 76111 | Texas | Fort Worth | 930.6667 | 1028.3333
[13 empty] | 06601 | 6601 | CT | NEWE | 2527.3333 | 247.6667 | 76112 | Texas | Fort Worth | 930.6667 | 1028.3333
[13 empty] | 06602 | 6602 | CT | NEWE | 2527.3333 | 247.6667 | 76113 | Texas | Fort Worth | 930.6667 | 1028.3333
[13 empty] | 06604 | 6604 | CT | NEWE | 2527.3333 | 247.6667 | 76114 | Texas | Fort Worth | 930.6667 | 1028.3333
[13 empty] | 06605 | 6605 | CT | NEWE | 2527.3333 | 247.6667 | 76115 | Texas | Fort Worth | 930.6667 | 1028.3333
[13 empty] | 06606 | 6606 | CT | NEWE | 2527.3333 | 247.6667 | 76116 | Texas | Fort Worth | 930.6667 | 1028.3333
[13 empty] | 06607 | 6607 | CT | NEWE | 2527.3333 | 247.6667 | 76117 | Texas | Fort Worth | 930.6667 | 1028.3333
[13 empty] | 06608 | 6608 | CT | NEWE | 2527.3333 | 247.6667 | 76118 | Texas | Fort Worth | 930.6667 | 1028.3333
[13 empty] | 06610 | 6610 | CT | NEWE | 2527.3333 | 247.6667 | 76119 | Texas | Fort Worth | 930.6667 | 1028.3333
[13 empty] | 06611 | 6611 | CT | NEWE | 2527.3333 | 247.6667 | 76120 | Texas | Fort Worth | 930.6667 | 1028.3333
[13 empty] | 06612 | 6612 | CT | NEWE | 2527.3333 | 247.6667 | 76121 | Texas | Fort Worth | 930.6667 | 1028.3333
[13 empty] | 06614 | 6614 | CT | NEWE | 2527.3333 | 247.6667 | 76122 | Texas | Fort Worth | 930.6667 | 1028.3333
[13 empty] | 06615 | 6615 | CT | NEWE | 2527.3333 | 247.6667 | 76123 | Texas | Fort Worth | 930.6667 | 1028.3333
[13 empty] | 06650 | 6650 | CT | NEWE | 2527.3333 | 247.6667 | 76124 | Texas | Fort Worth | 930.6667 | 1028.3333
[13 empty] | 06673 | 6673 | CT | NEWE | 2527.3333 | 247.6667 | 76126 | Texas | Fort Worth | 930.6667 | 1028.3333
[13 empty] | 06699 | 6699 | CT | NEWE | 2527.3333 | 247.6667 | 76127 | Texas | Fort Worth | 930.6667 | 1028.3333
[13 empty] | 06701 | 6701 | CT | NEWE | 2527.3333 | 247.6667 | 76129 | Texas | Fort Worth | 930.6667 | 1028.3333
[13 empty] | 06702 | 6702 | CT | NEWE | 2527.3333 | 247.6667 | 76130 | Texas | Fort Worth | 930.6667 | 1028.3333
[13 empty] | 06703 | 6703 | CT | NEWE | 2527.3333 | 247.6667 | 76131 | Texas | Fort Worth | 930.6667 | 1028.3333
[13 empty] | 06704 | 6704 | CT | NEWE | 2527.3333 | 247.6667 | 76132 | Texas | Fort Worth | 930.6667 | 1028.3333
[13 empty] | 06705 | 6705 | CT | NEWE | 2527.3333 | 247.6667 | 76133 | Texas | Fort Worth | 930.6667 | 1028.3333
[13 empty] | 06706 | 6706 | CT | NEWE | 2527.3333 | 247.6667 | 76134 | Texas | Fort Worth | 930.6667 | 1028.3333
[13 empty] | 06708 | 6708 | CT | NEWE | 2527.3333 | 247.6667 | 76135 | Texas | Fort Worth | 930.6667 | 1028.3333
[13 empty] | 06710 | 6710 | CT | NEWE | 2527.3333 | 247.6667 | 76136 | Texas | Fort Worth | 930.6667 | 1028.3333
[13 empty] | 06712 | 6712 | CT | NEWE | 2527.3333 | 247.6667 | 76137 | Texas | Fort Worth | 930.6667 | 1028.3333
[13 empty] | 06716 | 6716 | CT | NEWE | 2527.3333 | 247.6667 | 76140 | Texas | Fort Worth | 930.6667 | 1028.3333
[13 empty] | 06720 | 6720 | CT | NEWE | 2527.3333 | 247.6667 | 76147 | Texas | Fort Worth | 930.6667 | 1028.3333
[13 empty] | 06721 | 6721 | CT | NEWE | 2527.3333 | 247.6667 | 76148 | Texas | Fort Worth | 930.6667 | 1028.3333
[13 empty] | 06722 | 6722 | CT | NEWE | 2527.3333 | 247.6667 | 76150 | Texas | Fort Worth | 930.6667 | 1028.3333
[13 empty] | 06723 | 6723 | CT | NEWE | 2527.3333 | 247.6667 | 76155 | Texas | Fort Worth | 930.6667 | 1028.3333
[13 empty] | 06724 | 6724 | CT | NEWE | 2527.3333 | 247.6667 | 76161 | Texas | Fort Worth | 930.6667 | 1028.3333
[13 empty] | 06725 | 6725 | CT | NEWE | 2527.3333 | 247.6667 | 76162 | Texas | Fort Worth | 930.6667 | 1028.3333
[13 empty] | 06726 | 6726 | CT | NEWE | 2527.3333 | 247.6667 | 76163 | Texas | Fort Worth | 930.6667 | 1028.3333
[13 empty] | 06749 | 6749 | CT | NEWE | 2527.3333 | 247.6667 | 76164 | Texas | Fort Worth | 930.6667 | 1028.3333
[13 empty] | 06750 | 6750 | CT | NEWE | 2527.3333 | 247.6667 | 76166 | Texas | Fort Worth | 930.6667 | 1028.3333
[13 empty] | 06751 | 6751 | CT | NEWE | 2527.3333 | 247.6667 | 76177 | Texas | Fort Worth | 930.6667 | 1028.3333
[13 empty] | 06752 | 6752 | CT | NEWE | 2527.3333 | 247.6667 | 76179 | Texas | Fort Worth | 930.6667 | 1028.3333
[13 empty] | 06753 | 6753 | CT | NEWE | 2527.3333 | 247.6667 | 76180 | Texas | Fort Worth | 930.6667 | 1028.3333
[13 empty] | 06754 | 6754 | CT | NEWE | 2527.3333 | 247.6667 | 76181 | Texas | Fort Worth | 930.6667 | 1028.3333
[13 empty] | 06755 | 6755 | CT | NEWE | 2527.3333 | 247.6667 | 76182 | Texas | Fort Worth | 930.6667 | 1028.3333
[13 empty] | 06756 | 6756 | CT | NEWE | 2527.3333 | 247.6667 | 76185 | Texas | Fort Worth | 930.6667 | 1028.3333
[13 empty] | 06757 | 6757 | CT | NEWE | 2527.3333 | 247.6667 | 76190 | Texas | Fort Worth | 930.6667 | 1028.3333
[13 empty] | 06758 | 6758 | CT | NEWE | 2527.3333 | 247.6667 | 76191 | Texas | Fort Worth | 930.6667 | 1028.3333
[13 empty] | 06759 | 6759 | CT | NEWE | 2527.3333 | 247.6667 | 76192 | Texas | Fort Worth | 930.6667 | 1028.3333
[13 empty] | 06762 | 6762 | CT | NEWE | 2527.3333 | 247.6667 | 76193 | Texas | Fort Worth | 930.6667 | 1028.3333
[13 empty] | 06763 | 6763 | CT | NEWE | 2527.3333 | 247.6667 | 76195 | Texas | Fort Worth | 930.6667 | 1028.3333
[13 empty] | 06770 | 6770 | CT | NEWE | 2527.3333 | 247.6667 | 76196 | Texas | Fort Worth | 930.6667 | 1028.3333
[13 empty] | 06776 | 6776 | CT | NEWE | 2527.3333 | 247.6667 | 76197 | Texas | Fort Worth | 930.6667 | 1028.3333
[13 empty] | 06777 | 6777 | CT | NEWE | 2527.3333 | 247.6667 | 76198 | Texas | Fort Worth | 930.6667 | 1028.3333
[13 empty] | 06778 | 6778 | CT | NEWE | 2527.3333 | 247.6667 | 76199 | Texas | Fort Worth | 930.6667 | 1028.3333
[13 empty] | 06779 | 6779 | CT | NEWE | 2527.3333 | 247.6667 | 76244 | Texas | Fort Worth | 930.6667 | 1028.3333
[13 empty] | 06781 | 6781 | CT | NEWE | 2527.3333 | 247.6667 | 77001 | Texas | Houston | 498.3333 | 993
[13 empty] | 06782 | 6782 | CT | NEWE | 2527.3333 | 247.6667 | 77002 | Texas | Houston | 498.3333 | 993
[13 empty] | 06783 | 6783 | CT | NEWE | 2527.3333 | 247.6667 | 77003 | Texas | Houston | 498.3333 | 993
[13 empty] | 06784 | 6784 | CT | NEWE | 2527.3333 | 247.6667 | 77004 | Texas | Houston | 498.3333 | 993
[13 empty] | 06785 | 6785 | CT | NEWE | 2527.3333 | 247.6667 | 77005 | Texas | Houston | 498.3333 | 993
[13 empty] | 06786 | 6786 | CT | NEWE | 2527.3333 | 247.6667 | 77006 | Texas | Houston | 498.3333 | 993
[13 empty] | 06787 | 6787 | CT | NEWE | 2527.3333 | 247.6667 | 77007 | Texas | Houston | 498.3333 | 993
[13 empty] | 06790 | 6790 | CT | NEWE | 2527.3333 | 247.6667 | 77008 | Texas | Houston | 498.3333 | 993
[13 empty] | 06791 | 6791 | CT | NEWE | 2527.3333 | 247.6667 | 77009 | Texas | Houston | 498.3333 | 993
[13 empty] | 06792 | 6792 | CT | NEWE | 2527.3333 | 247.6667 | 77010 | Texas | Houston | 498.3333 | 993
[13 empty] | 06793 | 6793 | CT | NEWE | 2527.3333 | 247.6667 | 77011 | Texas | Houston | 498.3333 | 993
[13 empty] | 06794 | 6794 | CT | NEWE | 2527.3333 | 247.6667 | 77012 | Texas | Houston | 498.3333 | 993
[13 empty] | 06795 | 6795 | CT | NEWE | 2527.3333 | 247.6667 | 77013 | Texas | Houston | 498.3333 | 993
[13 empty] | 06796 | 6796 | CT | NEWE | 2527.3333 | 247.6667 | 77014 | Texas | Houston | 498.3333 | 993
[13 empty] | 06798 | 6798 | CT | NEWE | 2527.3333 | 247.6667 | 77015 | Texas | Houston | 498.3333 | 993
[13 empty] | 06801 | 6801 | CT | NEWE | 2527.3333 | 247.6667 | 77016 | Texas | Houston | 498.3333 | 993
[13 empty] | 06804 | 6804 | CT | NEWE | 2527.3333 | 247.6667 | 77017 | Texas | Houston | 498.3333 | 993
[13 empty] | 06807 | 6807 | CT | NEWE | 2527.3333 | 247.6667 | 77018 | Texas | Houston | 498.3333 | 993
[13 empty] | 06810 | 6810 | CT | NEWE | 2527.3333 | 247.6667 | 77019 | Texas | Houston | 498.3333 | 993
[13 empty] | 06811 | 6811 | CT | NEWE | 2527.3333 | 247.6667 | 77020 | Texas | Houston | 498.3333 | 993
[13 empty] | 06812 | 6812 | CT | NEWE | 2527.3333 | 247.6667 | 77021 | Texas | Houston | 498.3333 | 993
[13 empty] | 06813 | 6813 | CT | NEWE | 2527.3333 | 247.6667 | 77022 | Texas | Houston | 498.3333 | 993
[13 empty] | 06814 | 6814 | CT | NEWE | 2527.3333 | 247.6667 | 77023 | Texas | Houston | 498.3333 | 993
[13 empty] | 06816 | 6816 | CT | NEWE | 2527.3333 | 247.6667 | 77024 | Texas | Houston | 498.3333 | 993
[13 empty] | 06817 | 6817 | CT | NEWE | 2527.3333 | 247.6667 | 77025 | Texas | Houston | 498.3333 | 993
[13 empty] | 06820 | 6820 | CT | NEWE | 2527.3333 | 247.6667 | 77026 | Texas | Houston | 498.3333 | 993
[13 empty] | 06824 | 6824 | CT | NEWE | 2527.3333 | 247.6667 | 77027 | Texas | Houston | 498.3333 | 993
[13 empty] | 06825 | 6825 | CT | NEWE | 2527.3333 | 247.6667 | 77028 | Texas | Houston | 498.3333 | 993
[13 empty] | 06828 | 6828 | CT | NEWE | 2527.3333 | 247.6667 | 77029 | Texas | Houston | 498.3333 | 993
[13 empty] | 06829 | 6829 | CT | NEWE | 2527.3333 | 247.6667 | 77030 | Texas | Houston | 498.3333 | 993
[13 empty] | 06830 | 6830 | CT | NEWE | 2527.3333 | 247.6667 | 77031 | Texas | Houston | 498.3333 | 993
[13 empty] | 06831 | 6831 | CT | NEWE | 2527.3333 | 247.6667 | 77032 | Texas | Houston | 498.3333 | 993
[13 empty] | 06836 | 6836 | CT | NEWE | 2527.3333 | 247.6667 | 77033 | Texas | Houston | 498.3333 | 993
[13 empty] | 06838 | 6838 | CT | NEWE | 2527.3333 | 247.6667 | 77034 | Texas | Houston | 498.3333 | 993
[13 empty] | 06840 | 6840 | CT | NEWE | 2527.3333 | 247.6667 | 77035 | Texas | Houston | 498.3333 | 993
[13 empty] | 06850 | 6850 | CT | NEWE | 2527.3333 | 247.6667 | 77036 | Texas | Houston | 498.3333 | 993
[13 empty] | 06851 | 6851 | CT | NEWE | 2527.3333 | 247.6667 | 77037 | Texas | Houston | 498.3333 | 993
[13 empty] | 06852 | 6852 | CT | NEWE | 2527.3333 | 247.6667 | 77038 | Texas | Houston | 498.3333 | 993
[13 empty] | 06853 | 6853 | CT | NEWE | 2527.3333 | 247.6667 | 77039 | Texas | Houston | 498.3333 | 993
[13 empty] | 06854 | 6854 | CT | NEWE | 2527.3333 | 247.6667 | 77040 | Texas | Houston | 498.3333 | 993
[13 empty] | 06855 | 6855 | CT | NEWE | 2527.3333 | 247.6667 | 77041 | Texas | Houston | 498.3333 | 993
[13 empty] | 06856 | 6856 | CT | NEWE | 2527.3333 | 247.6667 | 77042 | Texas | Houston | 498.3333 | 993
[13 empty] | 06857 | 6857 | CT | NEWE | 2527.3333 | 247.6667 | 77043 | Texas | Houston | 498.3333 | 993
[13 empty] | 06858 | 6858 | CT | NEWE | 2527.3333 | 247.6667 | 77044 | Texas | Houston | 498.3333 | 993
[13 empty] | 06859 | 6859 | CT | NEWE | 2527.3333 | 247.6667 | 77045 | Texas | Houston | 498.3333 | 993
[13 empty] | 06860 | 6860 | CT | NEWE | 2527.3333 | 247.6667 | 77046 | Texas | Houston | 498.3333 | 993
[13 empty] | 06870 | 6870 | CT | NEWE | 2527.3333 | 247.6667 | 77047 | Texas | Houston | 498.3333 | 993
[13 empty] | 06875 | 6875 | CT | NEWE | 2527.3333 | 247.6667 | 77048 | Texas | Houston | 498.3333 | 993
[13 empty] | 06876 | 6876 | CT | NEWE | 2527.3333 | 247.6667 | 77049 | Texas | Houston | 498.3333 | 993
[13 empty] | 06877 | 6877 | CT | NEWE | 2527.3333 | 247.6667 | 77050 | Texas | Houston | 498.3333 | 993
[13 empty] | 06878 | 6878 | CT | NEWE | 2527.3333 | 247.6667 | 77051 | Texas | Houston | 498.3333 | 993
[13 empty] | 06879 | 6879 | CT | NEWE | 2527.3333 | 247.6667 | 77052 | Texas | Houston | 498.3333 | 993
[13 empty] | 06880 | 6880 | CT | NEWE | 2527.3333 | 247.6667 | 77053 | Texas | Houston | 498.3333 | 993
[13 empty] | 06881 | 6881 | CT | NEWE | 2527.3333 | 247.6667 | 77054 | Texas | Houston | 498.3333 | 993
[13 empty] | 06883 | 6883 | CT | NEWE | 2527.3333 | 247.6667 | 77055 | Texas | Houston | 498.3333 | 993
[13 empty] | 06888 | 6888 | CT | NEWE | 2527.3333 | 247.6667 | 77056 | Texas | Houston | 498.3333 | 993
[13 empty] | 06889 | 6889 | CT | NEWE | 2527.3333 | 247.6667 | 77057 | Texas | Houston | 498.3333 | 993
[13 empty] | 06890 | 6890 | CT | NEWE | 2527.3333 | 247.6667 | 77058 | Texas | Houston | 498.3333 | 993
[13 empty] | 06896 | 6896 | CT | NEWE | 2527.3333 | 247.6667 | 77059 | Texas | Houston | 498.3333 | 993
[13 empty] | 06897 | 6897 | CT | NEWE | 2527.3333 | 247.6667 | 77060 | Texas | Houston | 498.3333 | 993
[13 empty] | 06901 | 6901 | CT | NEWE | 2527.3333 | 247.6667 | 77061 | Texas | Houston | 498.3333 | 993
[13 empty] | 06902 | 6902 | CT | NEWE | 2527.3333 | 247.6667 | 77062 | Texas | Houston | 498.3333 | 993
[13 empty] | 06903 | 6903 | CT | NEWE | 2527.3333 | 247.6667 | 77063 | Texas | Houston | 498.3333 | 993
[13 empty] | 06904 | 6904 | CT | NEWE | 2527.3333 | 247.6667 | 77064 | Texas | Houston | 498.3333 | 993
[13 empty] | 06905 | 6905 | CT | NEWE | 2527.3333 | 247.6667 | 77065 | Texas | Houston | 498.3333 | 993
[13 empty] | 06906 | 6906 | CT | NEWE | 2527.3333 | 247.6667 | 77066 | Texas | Houston | 498.3333 | 993
[13 empty] | 06907 | 6907 | CT | NEWE | 2527.3333 | 247.6667 | 77067 | Texas | Houston | 498.3333 | 993
[13 empty] | 06910 | 6910 | CT | NEWE | 2527.3333 | 247.6667 | 77068 | Texas | Houston | 498.3333 | 993
[13 empty] | 06911 | 6911 | CT | NEWE | 2527.3333 | 247.6667 | 77069 | Texas | Houston | 498.3333 | 993
[13 empty] | 06912 | 6912 | CT | NEWE | 2527.3333 | 247.6667 | 77070 | Texas | Houston | 498.3333 | 993
[13 empty] | 06913 | 6913 | CT | NEWE | 2527.3333 | 247.6667 | 77071 | Texas | Houston | 498.3333 | 993
[13 empty] | 06914 | 6914 | CT | NEWE | 2527.3333 | 247.6667 | 77072 | Texas | Houston | 498.3333 | 993
[13 empty] | 06920 | 6920 | CT | NEWE | 2527.3333 | 247.6667 | 77073 | Texas | Houston | 498.3333 | 993
[13 empty] | 06921 | 6921 | CT | NEWE | 2527.3333 | 247.6667 | 77074 | Texas | Houston | 498.3333 | 993
[13 empty] | 06922 | 6922 | CT | NEWE | 2527.3333 | 247.6667 | 77075 | Texas | Houston | 498.3333 | 993
[13 empty] | 06925 | 6925 | CT | NEWE | 2527.3333 | 247.6667 | 77076 | Texas | Houston | 498.3333 | 993
[13 empty] | 06926 | 6926 | CT | NEWE | 2527.3333 | 247.6667 | 77077 | Texas | Houston | 498.3333 | 993
[13 empty] | 06927 | 6927 | CT | NEWE | 2527.3333 | 247.6667 | 77078 | Texas | Houston | 498.3333 | 993
[13 empty] | 06928 | 6928 | CT | NEWE | 2527.3333 | 247.6667 | 77079 | Texas | Houston | 498.3333 | 993
[13 empty] | 07001 | 7001 | NJ | RFCE | 2527.3333 | 247.6667 | 77080 | Texas | Houston | 498.3333 | 993
[13 empty] | 07002 | 7002 | NJ | RFCE | 2527.3333 | 247.6667 | 77081 | Texas | Houston | 498.3333 | 993
[13 empty] | 07003 | 7003 | NJ | RFCE | 2527.3333 | 247.6667 | 77082 | Texas | Houston | 498.3333 | 993
[13 empty] | 07004 | 7004 | NJ | RFCE | 2527.3333 | 247.6667 | 77083 | Texas | Houston | 498.3333 | 993
[13 empty] | 07005 | 7005 | NJ | RFCE | 2527.3333 | 247.6667 | 77084 | Texas | Houston | 498.3333 | 993
[13 empty] | 07006 | 7006 | NJ | RFCE | 2527.3333 | 247.6667 | 77085 | Texas | Houston | 498.3333 | 993
[13 empty] | 07007 | 7007 | NJ | RFCE | 2527.3333 | 247.6667 | 77086 | Texas | Houston | 498.3333 | 993
[13 empty] | 07008 | 7008 | NJ | RFCE | 2527.3333 | 247.6667 | 77087 | Texas | Houston | 498.3333 | 993
[13 empty] | 07009 | 7009 | NJ | RFCE | 2527.3333 | 247.6667 | 77088 | Texas | Houston | 498.3333 | 993
[13 empty] | 07010 | 7010 | NJ | RFCE | 2527.3333 | 247.6667 | 77089 | Texas | Houston | 498.3333 | 993
[13 empty] | 07011 | 7011 | NJ | RFCE | 2527.3333 | 247.6667 | 77090 | Texas | Houston | 498.3333 | 993
[13 empty] | 07012 | 7012 | NJ | RFCE | 2527.3333 | 247.6667 | 77091 | Texas | Houston | 498.3333 | 993
[13 empty] | 07013 | 7013 | NJ | RFCE | 2527.3333 | 247.6667 | 77092 | Texas | Houston | 498.3333 | 993
[13 empty] | 07014 | 7014 | NJ | RFCE | 2527.3333 | 247.6667 | 77093 | Texas | Houston | 498.3333 | 993
[13 empty] | 07015 | 7015 | NJ | RFCE | 2527.3333 | 247.6667 | 77094 | Texas | Houston | 498.3333 | 993
[13 empty] | 07016 | 7016 | NJ | RFCE | 2527.3333 | 247.6667 | 77095 | Texas | Houston | 498.3333 | 993
[13 empty] | 07017 | 7017 | NJ | RFCE | 2527.3333 | 247.6667 | 77096 | Texas | Houston | 498.3333 | 993
[13 empty] | 07018 | 7018 | NJ | RFCE | 2527.3333 | 247.6667 | 77098 | Texas | Houston | 498.3333 | 993
[13 empty] | 07019 | 7019 | NJ | RFCE | 2527.3333 | 247.6667 | 77099 | Texas | Houston | 498.3333 | 993
[13 empty] | 07020 | 7020 | NJ | RFCE | 2527.3333 | 247.6667 | 77201 | Texas | Houston | 498.3333 | 993
[13 empty] | 07021 | 7021 | NJ | RFCE | 2527.3333 | 247.6667 | 77202 | Texas | Houston | 498.3333 | 993
[13 empty] | 07022 | 7022 | NJ | RFCE | 2527.3333 | 247.6667 | 77203 | Texas | Houston | 498.3333 | 993
[13 empty] | 07023 | 7023 | NJ | RFCE | 2527.3333 | 247.6667 | 77204 | Texas | Houston | 498.3333 | 993
[13 empty] | 07024 | 7024 | NJ | RFCE | 2527.3333 | 247.6667 | 77205 | Texas | Houston | 498.3333 | 993
[13 empty] | 07026 | 7026 | NJ | RFCE | 2527.3333 | 247.6667 | 77206 | Texas | Houston | 498.3333 | 993
[13 empty] | 07027 | 7027 | NJ | RFCE | 2527.3333 | 247.6667 | 77207 | Texas | Houston | 498.3333 | 993
[13 empty] | 07028 | 7028 | NJ | RFCE | 2527.3333 | 247.6667 | 77208 | Texas | Houston | 498.3333 | 993
[13 empty] | 07029 | 7029 | NJ | RFCE | 2527.3333 | 247.6667 | 77209 | Texas | Houston | 498.3333 | 993
[13 empty] | 07030 | 7030 | NJ | RFCE | 2527.3333 | 247.6667 | 77210 | Texas | Houston | 498.3333 | 993
[13 empty] | 07031 | 7031 | NJ | RFCE | 2527.3333 | 247.6667 | 77212 | Texas | Houston | 498.3333 | 993
[13 empty] | 07032 | 7032 | NJ | RFCE | 2527.3333 | 247.6667 | 77213 | Texas | Houston | 498.3333 | 993
[13 empty] | 07033 | 7033 | NJ | RFCE | 2527.3333 | 247.6667 | 77215 | Texas | Houston | 498.3333 | 993
[13 empty] | 07034 | 7034 | NJ | RFCE | 2527.3333 | 247.6667 | 77216 | Texas | Houston | 498.3333 | 993
[13 empty] | 07035 | 7035 | NJ | RFCE | 2527.3333 | 247.6667 | 77217 | Texas | Houston | 498.3333 | 993
[13 empty] | 07036 | 7036 | NJ | RFCE | 2527.3333 | 247.6667 | 77218 | Texas | Houston | 498.3333 | 993
[13 empty] | 07039 | 7039 | NJ | RFCE | 2527.3333 | 247.6667 | 77219 | Texas | Houston | 498.3333 | 993
[13 empty] | 07040 | 7040 | NJ | RFCE | 2527.3333 | 247.6667 | 77220 | Texas | Houston | 498.3333 | 993
[13 empty] | 07041 | 7041 | NJ | RFCE | 2527.3333 | 247.6667 | 77221 | Texas | Houston | 498.3333 | 993
[13 empty] | 07042 | 7042 | NJ | RFCE | 2527.3333 | 247.6667 | 77222 | Texas | Houston | 498.3333 | 993
[13 empty] | 07043 | 7043 | NJ | RFCE | 2527.3333 | 247.6667 | 77223 | Texas | Houston | 498.3333 | 993
[13 empty] | 07044 | 7044 | NJ | RFCE | 2527.3333 | 247.6667 | 77224 | Texas | Houston | 498.3333 | 993
[13 empty] | 07045 | 7045 | NJ | RFCE | 2527.3333 | 247.6667 | 77225 | Texas | Houston | 498.3333 | 993
[13 empty] | 07046 | 7046 | NJ | RFCE | 2527.3333 | 247.6667 | 77226 | Texas | Houston | 498.3333 | 993
[13 empty] | 07047 | 7047 | NJ | RFCE | 2527.3333 | 247.6667 | 77227 | Texas | Houston | 498.3333 | 993
[13 empty] | 07050 | 7050 | NJ | RFCE | 2527.3333 | 247.6667 | 77228 | Texas | Houston | 498.3333 | 993
[13 empty] | 07051 | 7051 | NJ | RFCE | 2527.3333 | 247.6667 | 77229 | Texas | Houston | 498.3333 | 993
[13 empty] | 07052 | 7052 | NJ | RFCE | 2527.3333 | 247.6667 | 77230 | Texas | Houston | 498.3333 | 993
[13 empty] | 07054 | 7054 | NJ | RFCE | 2527.3333 | 247.6667 | 77231 | Texas | Houston | 498.3333 | 993
[13 empty] | 07055 | 7055 | NJ | RFCE | 2527.3333 | 247.6667 | 77233 | Texas | Houston | 498.3333 | 993
[13 empty] | 07057 | 7057 | NJ | RFCE | 2527.3333 | 247.6667 | 77234 | Texas | Houston | 498.3333 | 993
[13 empty] | 07058 | 7058 | NJ | RFCE | 2527.3333 | 247.6667 | 77235 | Texas | Houston | 498.3333 | 993
[13 empty] | 07059 | 7059 | NJ | RFCE | 2527.3333 | 247.6667 | 77236 | Texas | Houston | 498.3333 | 993
[13 empty] | 07060 | 7060 | NJ | RFCE | 2527.3333 | 247.6667 | 77237 | Texas | Houston | 498.3333 | 993
[13 empty] | 07061 | 7061 | NJ | RFCE | 2527.3333 | 247.6667 | 77238 | Texas | Houston | 498.3333 | 993
[13 empty] | 07062 | 7062 | NJ | RFCE | 2527.3333 | 247.6667 | 77240 | Texas | Houston | 498.3333 | 993
[13 empty] | 07063 | 7063 | NJ | RFCE | 2527.3333 | 247.6667 | 77241 | Texas | Houston | 498.3333 | 993
[13 empty] | 07064 | 7064 | NJ | RFCE | 2527.3333 | 247.6667 | 77242 | Texas | Houston | 498.3333 | 993
[13 empty] | 07065 | 7065 | NJ | RFCE | 2527.3333 | 247.6667 | 77243 | Texas | Houston | 498.3333 | 993
[13 empty] | 07066 | 7066 | NJ | RFCE | 2527.3333 | 247.6667 | 77244 | Texas | Houston | 498.3333 | 993
[13 empty] | 07067 | 7067 | NJ | RFCE | 2527.3333 | 247.6667 | 77245 | Texas | Houston | 498.3333 | 993
[13 empty] | 07068 | 7068 | NJ | RFCE | 2527.3333 | 247.6667 | 77248 | Texas | Houston | 498.3333 | 993
[13 empty] | 07069 | 7069 | NJ | RFCE | 2527.3333 | 247.6667 | 77249 | Texas | Houston | 498.3333 | 993
[13 empty] | 07070 | 7070 | NJ | RFCE | 2527.3333 | 247.6667 | 77251 | Texas | Houston | 498.3333 | 993
[13 empty] | 07071 | 7071 | NJ | RFCE | 2527.3333 | 247.6667 | 77252 | Texas | Houston | 498.3333 | 993
[13 empty] | 07072 | 7072 | NJ | RFCE | 2527.3333 | 247.6667 | 77253 | Texas | Houston | 498.3333 | 993
[13 empty] | 07073 | 7073 | NJ | RFCE | 2527.3333 | 247.6667 | 77254 | Texas | Houston | 498.3333 | 993
[13 empty] | 07074 | 7074 | NJ | RFCE | 2527.3333 | 247.6667 | 77255 | Texas | Houston | 498.3333 | 993
[13 empty] | 07075 | 7075 | NJ | RFCE | 2527.3333 | 247.6667 | 77256 | Texas | Houston | 498.3333 | 993
[13 empty] | 07076 | 7076 | NJ | RFCE | 2527.3333 | 247.6667 | 77257 | Texas | Houston | 498.3333 | 993
[13 empty] | 07077 | 7077 | NJ | RFCE | 2527.3333 | 247.6667 | 77258 | Texas | Houston | 498.3333 | 993
[13 empty] | 07078 | 7078 | NJ | RFCE | 2527.3333 | 247.6667 | 77259 | Texas | Houston | 498.3333 | 993
[13 empty] | 07079 | 7079 | NJ | RFCE | 2527.3333 | 247.6667 | 77261 | Texas | Houston | 498.3333 | 993
[13 empty] | 07080 | 7080 | NJ | RFCE | 2527.3333 | 247.6667 | 77262 | Texas | Houston | 498.3333 | 993
[13 empty] | 07081 | 7081 | NJ | RFCE | 2527.3333 | 247.6667 | 77263 | Texas | Houston | 498.3333 | 993
[13 empty] | 07082 | 7082 | NJ | RFCE | 2527.3333 | 247.6667 | 77265 | Texas | Houston | 498.3333 | 993
[13 empty] | 07083 | 7083 | NJ | RFCE | 2527.3333 | 247.6667 | 77266 | Texas | Houston | 498.3333 | 993
[13 empty] | 07086 | 7086 | NJ | RFCE | 2527.3333 | 247.6667 | 77267 | Texas | Houston | 498.3333 | 993
[13 empty] | 07087 | 7087 | NJ | RFCE | 2527.3333 | 247.6667 | 77268 | Texas | Houston | 498.3333 | 993
[13 empty] | 07088 | 7088 | NJ | RFCE | 2527.3333 | 247.6667 | 77269 | Texas | Houston | 498.3333 | 993
[13 empty] | 07090 | 7090 | NJ | RFCE | 2527.3333 | 247.6667 | 77270 | Texas | Houston | 498.3333 | 993
[13 empty] | 07091 | 7091 | NJ | RFCE | 2527.3333 | 247.6667 | 77271 | Texas | Houston | 498.3333 | 993
[13 empty] | 07092 | 7092 | NJ | RFCE | 2527.3333 | 247.6667 | 77272 | Texas | Houston | 498.3333 | 993
[13 empty] | 07093 | 7093 | NJ | RFCE | 2527.3333 | 247.6667 | 77273 | Texas | Houston | 498.3333 | 993
[13 empty] | 07094 | 7094 | NJ | RFCE | 2527.3333 | 247.6667 | 77274 | Texas | Houston | 498.3333 | 993
[13 empty] | 07095 | 7095 | NJ | RFCE | 2527.3333 | 247.6667 | 77275 | Texas | Houston | 498.3333 | 993
[13 empty] | 07096 | 7096 | NJ | RFCE | 2527.3333 | 247.6667 | 77277 | Texas | Houston | 498.3333 | 993
[13 empty] | 07097 | 7097 | NJ | RFCE | 2527.3333 | 247.6667 | 77279 | Texas | Houston | 498.3333 | 993
[13 empty] | 07099 | 7099 | NJ | RFCE | 2527.3333 | 247.6667 | 77280 | Texas | Houston | 498.3333 | 993
[13 empty] | 07101 | 7101 | NJ | RFCE | 2527.3333 | 247.6667 | 77282 | Texas | Houston | 498.3333 | 993
[13 empty] | 07102 | 7102 | NJ | RFCE | 2527.3333 | 247.6667 | 77284 | Texas | Houston | 498.3333 | 993
[13 empty] | 07103 | 7103 | NJ | RFCE | 2527.3333 | 247.6667 | 77287 | Texas | Houston | 498.3333 | 993
[13 empty] | 07104 | 7104 | NJ | RFCE | 2527.3333 | 247.6667 | 77288 | Texas | Houston | 498.3333 | 993
[13 empty] | 07105 | 7105 | NJ | RFCE | 2527.3333 | 247.6667 | 77289 | Texas | Houston | 498.3333 | 993
[13 empty] | 07106 | 7106 | NJ | RFCE | 2527.3333 | 247.6667 | 77290 | Texas | Houston | 498.3333 | 993
[13 empty] | 07107 | 7107 | NJ | RFCE | 2527.3333 | 247.6667 | 77291 | Texas | Houston | 498.3333 | 993
[13 empty] | 07108 | 7108 | NJ | RFCE | 2527.3333 | 247.6667 | 77292 | Texas | Houston | 498.3333 | 993
[13 empty] | 07109 | 7109 | NJ | RFCE | 2527.3333 | 247.6667 | 77293 | Texas | Houston | 498.3333 | 993
[13 empty] | 07110 | 7110 | NJ | RFCE | 2527.3333 | 247.6667 | 77297 | Texas | Houston | 498.3333 | 993
[13 empty] | 07111 | 7111 | NJ | RFCE | 2527.3333 | 247.6667 | 77299 | Texas | Houston | 498.3333 | 993
[13 empty] | 07112 | 7112 | NJ | RFCE | 2527.3333 | 247.6667 | 78201 | Texas | San Antonio | 591 | 1100.6667
[13 empty] | 07114 | 7114 | NJ | RFCE | 2527.3333 | 247.6667 | 78202 | Texas | San Antonio | 591 | 1100.6667
[13 empty] | 07175 | 7175 | NJ | RFCE | 2527.3333 | 247.6667 | 78203 | Texas | San Antonio | 591 | 1100.6667
[13 empty] | 07184 | 7184 | NJ | RFCE | 2527.3333 | 247.6667 | 78204 | Texas | San Antonio | 591 | 1100.6667
[13 empty] | 07188 | 7188 | NJ | RFCE | 2527.3333 | 247.6667 | 78205 | Texas | San Antonio | 591 | 1100.6667
[13 empty] | 07189 | 7189 | NJ | RFCE | 2527.3333 | 247.6667 | 78206 | Texas | San Antonio | 591 | 1100.6667
[13 empty] | 07191 | 7191 | NJ | RFCE | 2527.3333 | 247.6667 | 78207 | Texas | San Antonio | 591 | 1100.6667
[13 empty] | 07192 | 7192 | NJ | RFCE | 2527.3333 | 247.6667 | 78208 | Texas | San Antonio | 591 | 1100.6667
[13 empty] | 07193 | 7193 | NJ | RFCE | 2527.3333 | 247.6667 | 78209 | Texas | San Antonio | 591 | 1100.6667
[13 empty] | 07195 | 7195 | NJ | RFCE | 2527.3333 | 247.6667 | 78210 | Texas | San Antonio | 591 | 1100.6667
[13 empty] | 07198 | 7198 | NJ | RFCE | 2527.3333 | 247.6667 | 78211 | Texas | San Antonio | 591 | 1100.6667
[13 empty] | 07199 | 7199 | NJ | RFCE | 2527.3333 | 247.6667 | 78212 | Texas | San Antonio | 591 | 1100.6667
[13 empty] | 07201 | 7201 | NJ | RFCE | 2527.3333 | 247.6667 | 78213 | Texas | San Antonio | 591 | 1100.6667
[13 empty] | 07202 | 7202 | NJ | RFCE | 2527.3333 | 247.6667 | 78214 | Texas | San Antonio | 591 | 1100.6667
[13 empty] | 07203 | 7203 | NJ | RFCE | 2527.3333 | 247.6667 | 78215 | Texas | San Antonio | 591 | 1100.6667
[13 empty] | 07204 | 7204 | NJ | RFCE | 2527.3333 | 247.6667 | 78216 | Texas | San Antonio | 591 | 1100.6667
[13 empty] | 07205 | 7205 | NJ | RFCE | 2527.3333 | 247.6667 | 78217 | Texas | San Antonio | 591 | 1100.6667
[13 empty] | 07206 | 7206 | NJ | RFCE | 2527.3333 | 247.6667 | 78218 | Texas | San Antonio | 591 | 1100.6667
[13 empty] | 07207 | 7207 | NJ | RFCE | 2527.3333 | 247.6667 | 78219 | Texas | San Antonio | 591 | 1100.6667
[13 empty] | 07208 | 7208 | NJ | RFCE | 2527.3333 | 247.6667 | 78220 | Texas | San Antonio | 591 | 1100.6667
[13 empty] | 07302 | 7302 | NJ | RFCE | 2527.3333 | 247.6667 | 78221 | Texas | San Antonio | 591 | 1100.6667
[13 empty] | 07303 | 7303 | NJ | RFCE | 2527.3333 | 247.6667 | 78222 | Texas | San Antonio | 591 | 1100.6667
[13 empty] | 07304 | 7304 | NJ | RFCE | 2527.3333 | 247.6667 | 78223 | Texas | San Antonio | 591 | 1100.6667
[13 empty] | 07305 | 7305 | NJ | RFCE | 2527.3333 | 247.6667 | 78224 | Texas | San Antonio | 591 | 1100.6667
[13 empty] | 07306 | 7306 | NJ | RFCE | 2527.3333 | 247.6667 | 78225 | Texas | San Antonio | 591 | 1100.6667
[13 empty] | 07307 | 7307 | NJ | RFCE | 2527.3333 | 247.6667 | 78226 | Texas | San Antonio | 591 | 1100.6667
[13 empty] | 07308 | 7308 | NJ | RFCE | 2527.3333 | 247.6667 | 78227 | Texas | San Antonio | 591 | 1100.6667
[13 empty] | 07309 | 7309 | NJ | RFCE | 2527.3333 | 247.6667 | 78228 | Texas | San Antonio | 591 | 1100.6667
[13 empty] | 07310 | 7310 | NJ | RFCE | 2527.3333 | 247.6667 | 78229 | Texas | San Antonio | 591 | 1100.6667
[13 empty] | 07311 | 7311 | NJ | RFCE | 2527.3333 | 247.6667 | 78230 | Texas | San Antonio | 591 | 1100.6667
[13 empty] | 07395 | 7395 | NJ | RFCE | 2527.3333 | 247.6667 | 78231 | Texas | San Antonio | 591 | 1100.6667
[13 empty] | 07399 | 7399 | NJ | RFCE | 2527.3333 | 247.6667 | 78232 | Texas | San Antonio | 591 | 1100.6667
[13 empty] | 07401 | 7401 | NJ | NYUP | 2527.3333 | 247.6667 | 78233 | Texas | San Antonio | 591 | 1100.6667
[13 empty] | 07403 | 7403 | NJ | RFCE | 2527.3333 | 247.6667 | 78234 | Texas | San Antonio | 591 | 1100.6667
[13 empty] | 07405 | 7405 | NJ | RFCE | 2527.3333 | 247.6667 | 78235 | Texas | San Antonio | 591 | 1100.6667
[13 empty] | 07407 | 7407 | NJ | RFCE | 2527.3333 | 247.6667 | 78236 | Texas | San Antonio | 591 | 1100.6667
[13 empty] | 07410 | 7410 | NJ | RFCE | 2527.3333 | 247.6667 | 78237 | Texas | San Antonio | 591 | 1100.6667
[13 empty] | 07416 | 7416 | NJ | RFCE | 2527.3333 | 247.6667 | 78238 | Texas | San Antonio | 591 | 1100.6667
[13 empty] | 07417 | 7417 | NJ | NYUP | 2527.3333 | 247.6667 | 78239 | Texas | San Antonio | 591 | 1100.6667
[13 empty] | 07418 | 7418 | NJ | RFCE | 2527.3333 | 247.6667 | 78240 | Texas | San Antonio | 591 | 1100.6667
[13 empty] | 07419 | 7419 | NJ | RFCE | 2527.3333 | 247.6667 | 78241 | Texas | San Antonio | 591 | 1100.6667
[13 empty] | 07420 | 7420 | NJ | RFCE | 2527.3333 | 247.6667 | 78242 | Texas | San Antonio | 591 | 1100.6667
[13 empty] | 07421 | 7421 | NJ | NYUP | 2527.3333 | 247.6667 | 78243 | Texas | San Antonio | 591 | 1100.6667
[13 empty] | 07422 | 7422 | NJ | RFCE | 2527.3333 | 247.6667 | 78244 | Texas | San Antonio | 591 | 1100.6667
[13 empty] | 07423 | 7423 | NJ | RFCE | 2527.3333 | 247.6667 | 78245 | Texas | San Antonio | 591 | 1100.6667
[13 empty] | 07424 | 7424 | NJ | RFCE | 2527.3333 | 247.6667 | 78246 | Texas | San Antonio | 591 | 1100.6667
[13 empty] | 07428 | 7428 | NJ | RFCE | 2527.3333 | 247.6667 | 78247 | Texas | San Antonio | 591 | 1100.6667
[13 empty] | 07430 | 7430 | NJ | NYUP | 2527.3333 | 247.6667 | 78248 | Texas | San Antonio | 591 | 1100.6667
[13 empty] | 07432 | 7432 | NJ | RFCE | 2527.3333 | 247.6667 | 78249 | Texas | San Antonio | 591 | 1100.6667
[13 empty] | 07435 | 7435 | NJ | NYUP | 2527.3333 | 247.6667 | 78250 | Texas | San Antonio | 591 | 1100.6667
[13 empty] | 07436 | 7436 | NJ | NYUP | 2527.3333 | 247.6667 | 78251 | Texas | San Antonio | 591 | 1100.6667
[13 empty] | 07438 | 7438 | NJ | RFCE | 2527.3333 | 247.6667 | 78252 | Texas | San Antonio | 591 | 1100.6667
[13 empty] | 07439 | 7439 | NJ | RFCE | 2527.3333 | 247.6667 | 78253 | Texas | San Antonio | 591 | 1100.6667
[13 empty] | 07440 | 7440 | NJ | RFCE | 2527.3333 | 247.6667 | 78254 | Texas | San Antonio | 591 | 1100.6667
[13 empty] | 07442 | 7442 | NJ | RFCE | 2527.3333 | 247.6667 | 78255 | Texas | San Antonio | 591 | 1100.6667
[13 empty] | 07444 | 7444 | NJ | RFCE | 2527.3333 | 247.6667 | 78256 | Texas | San Antonio | 591 | 1100.6667
[13 empty] | 07446 | 7446 | NJ | NYUP | 2527.3333 | 247.6667 | 78257 | Texas | San Antonio | 591 | 1100.6667
[13 empty] | 07450 | 7450 | NJ | RFCE | 2527.3333 | 247.6667 | 78258 | Texas | San Antonio | 591 | 1100.6667
[13 empty] | 07451 | 7451 | NJ | RFCE | 2527.3333 | 247.6667 | 78259 | Texas | San Antonio | 591 | 1100.6667
[13 empty] | 07452 | 7452 | NJ | RFCE | 2527.3333 | 247.6667 | 78260 | Texas | San Antonio | 591 | 1100.6667
[13 empty] | 07456 | 7456 | NJ | NYUP | 2527.3333 | 247.6667 | 78261 | Texas | San Antonio | 591 | 1100.6667
[13 empty] | 07457 | 7457 | NJ | RFCE | 2527.3333 | 247.6667 | 78263 | Texas | San Antonio | 591 | 1100.6667
[13 empty] | 07458 | 7458 | NJ | NYUP | 2527.3333 | 247.6667 | 78264 | Texas | San Antonio | 591 | 1100.6667
[13 empty] | 07460 | 7460 | NJ | RFCE | 2527.3333 | 247.6667 | 78265 | Texas | San Antonio | 591 | 1100.6667
[13 empty] | 07461 | 7461 | NJ | RFCE | 2527.3333 | 247.6667 | 78266 | Texas | San Antonio | 591 | 1100.6667
[13 empty] | 07462 | 7462 | NJ | RFCE | 2527.3333 | 247.6667 | 78268 | Texas | San Antonio | 591 | 1100.6667
[13 empty] | 07463 | 7463 | NJ | RFCE | 2527.3333 | 247.6667 | 78269 | Texas | San Antonio | 591 | 1100.6667
[13 empty] | 07465 | 7465 | NJ | RFCE | 2527.3333 | 247.6667 | 78270 | Texas | San Antonio | 591 | 1100.6667
[13 empty] | 07470 | 7470 | NJ | RFCE | 2527.3333 | 247.6667 | 78278 | Texas | San Antonio | 591 | 1100.6667
[13 empty] | 07474 | 7474 | NJ | RFCE | 2527.3333 | 247.6667 | 78279 | Texas | San Antonio | 591 | 1100.6667
[13 empty] | 07480 | 7480 | NJ | NYUP | 2527.3333 | 247.6667 | 78280 | Texas | San Antonio | 591 | 1100.6667
[13 empty] | 07481 | 7481 | NJ | NYUP | 2527.3333 | 247.6667 | 78283 | Texas | San Antonio | 591 | 1100.6667
[13 empty] | 07495 | 7495 | NJ | NYUP | 2527.3333 | 247.6667 | 78284 | Texas | San Antonio | 591 | 1100.6667
[13 empty] | 07501 | 7501 | NJ | RFCE | 2527.3333 | 247.6667 | 78285 | Texas | San Antonio | 591 | 1100.6667
[13 empty] | 07502 | 7502 | NJ | RFCE | 2527.3333 | 247.6667 | 78288 | Texas | San Antonio | 591 | 1100.6667
[13 empty] | 07503 | 7503 | NJ | RFCE | 2527.3333 | 247.6667 | 78289 | Texas | San Antonio | 591 | 1100.6667
[13 empty] | 07504 | 7504 | NJ | RFCE | 2527.3333 | 247.6667 | 78291 | Texas | San Antonio | 591 | 1100.6667
[13 empty] | 07505 | 7505 | NJ | RFCE | 2527.3333 | 247.6667 | 78292 | Texas | San Antonio | 591 | 1100.6667
[13 empty] | 07506 | 7506 | NJ | RFCE | 2527.3333 | 247.6667 | 78293 | Texas | San Antonio | 591 | 1100.6667
[13 empty] | 07507 | 7507 | NJ | RFCE | 2527.3333 | 247.6667 | 78294 | Texas | San Antonio | 591 | 1100.6667
[13 empty] | 07508 | 7508 | NJ | RFCE | 2527.3333 | 247.6667 | 78295 | Texas | San Antonio | 591 | 1100.6667
[13 empty] | 07509 | 7509 | NJ | RFCE | 2527.3333 | 247.6667 | 78296 | Texas | San Antonio | 591 | 1100.6667
[13 empty] | 07510 | 7510 | NJ | RFCE | 2527.3333 | 247.6667 | 78297 | Texas | San Antonio | 591 | 1100.6667
[13 empty] | 07511 | 7511 | NJ | RFCE | 2527.3333 | 247.6667 | 78298 | Texas | San Antonio | 591 | 1100.6667
[13 empty] | 07512 | 7512 | NJ | RFCE | 2527.3333 | 247.6667 | 78299 | Texas | San Antonio | 591 | 1100.6667
[13 empty] | 07513 | 7513 | NJ | RFCE | 2527.3333 | 247.6667 | 78681 | Texas | Austin | 682.3333 | 1044
[13 empty] | 07514 | 7514 | NJ | RFCE | 2527.3333 | 247.6667 | 78701 | Texas | Austin | 682.3333 | 1044
[13 empty] | 07522 | 7522 | NJ | RFCE | 2527.3333 | 247.6667 | 78702 | Texas | Austin | 682.3333 | 1044
[13 empty] | 07524 | 7524 | NJ | RFCE | 2527.3333 | 247.6667 | 78703 | Texas | Austin | 682.3333 | 1044
[13 empty] | 07533 | 7533 | NJ | RFCE | 2527.3333 | 247.6667 | 78704 | Texas | Austin | 682.3333 | 1044
[13 empty] | 07538 | 7538 | NJ | RFCE | 2527.3333 | 247.6667 | 78705 | Texas | Austin | 682.3333 | 1044
[13 empty] | 07543 | 7543 | NJ | RFCE | 2527.3333 | 247.6667 | 78708 | Texas | Austin | 682.3333 | 1044
[13 empty] | 07544 | 7544 | NJ | RFCE | 2527.3333 | 247.6667 | 78709 | Texas | Austin | 682.3333 | 1044
[13 empty] | 07601 | 7601 | NJ | RFCE | 2527.3333 | 247.6667 | 78710 | Texas | Austin | 682.3333 | 1044
[13 empty] | 07602 | 7602 | NJ | RFCE | 2527.3333 | 247.6667 | 78711 | Texas | Austin | 682.3333 | 1044
[13 empty] | 07603 | 7603 | NJ | RFCE | 2527.3333 | 247.6667 | 78712 | Texas | Austin | 682.3333 | 1044
[13 empty] | 07604 | 7604 | NJ | RFCE | 2527.3333 | 247.6667 | 78713 | Texas | Austin | 682.3333 | 1044
[13 empty] | 07605 | 7605 | NJ | RFCE | 2527.3333 | 247.6667 | 78714 | Texas | Austin | 682.3333 | 1044
[13 empty] | 07606 | 7606 | NJ | RFCE | 2527.3333 | 247.6667 | 78715 | Texas | Austin | 682.3333 | 1044
[13 empty] | 07607 | 7607 | NJ | RFCE | 2527.3333 | 247.6667 | 78716 | Texas | Austin | 682.3333 | 1044
[13 empty] | 07608 | 7608 | NJ | RFCE | 2527.3333 | 247.6667 | 78717 | Texas | Austin | 682.3333 | 1044
[13 empty] | 07620 | 7620 | NJ | NYUP | 2527.3333 | 247.6667 | 78718 | Texas | Austin | 682.3333 | 1044
[13 empty] | 07621 | 7621 | NJ | RFCE | 2527.3333 | 247.6667 | 78719 | Texas | Austin | 682.3333 | 1044
[13 empty] | 07624 | 7624 | NJ | NYUP | 2527.3333 | 247.6667 | 78720 | Texas | Austin | 682.3333 | 1044
[13 empty] | 07626 | 7626 | NJ | NYUP | 2527.3333 | 247.6667 | 78721 | Texas | Austin | 682.3333 | 1044
[13 empty] | 07627 | 7627 | NJ | NYUP | 2527.3333 | 247.6667 | 78722 | Texas | Austin | 682.3333 | 1044
[13 empty] | 07628 | 7628 | NJ | RFCE | 2527.3333 | 247.6667 | 78723 | Texas | Austin | 682.3333 | 1044
[13 empty] | 07630 | 7630 | NJ | RFCE | 2527.3333 | 247.6667 | 78724 | Texas | Austin | 682.3333 | 1044
[13 empty] | 07631 | 7631 | NJ | RFCE | 2527.3333 | 247.6667 | 78725 | Texas | Austin | 682.3333 | 1044
[13 empty] | 07632 | 7632 | NJ | RFCE | 2527.3333 | 247.6667 | 78726 | Texas | Austin | 682.3333 | 1044
[13 empty] | 07640 | 7640 | NJ | NYUP | 2527.3333 | 247.6667 | 78727 | Texas | Austin | 682.3333 | 1044
[13 empty] | 07641 | 7641 | NJ | NYUP | 2527.3333 | 247.6667 | 78728 | Texas | Austin | 682.3333 | 1044
[13 empty] | 07642 | 7642 | NJ | RFCE | 2527.3333 | 247.6667 | 78729 | Texas | Austin | 682.3333 | 1044
[13 empty] | 07643 | 7643 | NJ | RFCE | 2527.3333 | 247.6667 | 78730 | Texas | Austin | 682.3333 | 1044
[13 empty] | 07644 | 7644 | NJ | RFCE | 2527.3333 | 247.6667 | 78731 | Texas | Austin | 682.3333 | 1044
[13 empty] | 07645 | 7645 | NJ | NYUP | 2527.3333 | 247.6667 | 78732 | Texas | Austin | 682.3333 | 1044
[13 empty] | 07646 | 7646 | NJ | RFCE | 2527.3333 | 247.6667 | 78733 | Texas | Austin | 682.3333 | 1044
[13 empty] | 07647 | 7647 | NJ | NYUP | 2527.3333 | 247.6667 | 78734 | Texas | Austin | 682.3333 | 1044
[13 empty] | 07648 | 7648 | NJ | NYUP | 2527.3333 | 247.6667 | 78735 | Texas | Austin | 682.3333 | 1044
[13 empty] | 07649 | 7649 | NJ | RFCE | 2527.3333 | 247.6667 | 78736 | Texas | Austin | 682.3333 | 1044
[13 empty] | 07650 | 7650 | NJ | RFCE | 2527.3333 | 247.6667 | 78737 | Texas | Austin | 682.3333 | 1044
[13 empty] | 07652 | 7652 | NJ | RFCE | 2527.3333 | 247.6667 | 78738 | Texas | Austin | 682.3333 | 1044
[13 empty] | 07653 | 7653 | NJ | RFCE | 2527.3333 | 247.6667 | 78739 | Texas | Austin | 682.3333 | 1044
[13 empty] | 07656 | 7656 | NJ | RFCE | 2527.3333 | 247.6667 | 78741 | Texas | Austin | 682.3333 | 1044
[13 empty] | 07657 | 7657 | NJ | RFCE | 2527.3333 | 247.6667 | 78742 | Texas | Austin | 682.3333 | 1044
[13 empty] | 07660 | 7660 | NJ | RFCE | 2527.3333 | 247.6667 | 78744 | Texas | Austin | 682.3333 | 1044
[13 empty] | 07661 | 7661 | NJ | RFCE | 2527.3333 | 247.6667 | 78745 | Texas | Austin | 682.3333 | 1044
[13 empty] | 07662 | 7662 | NJ | RFCE | 2527.3333 | 247.6667 | 78746 | Texas | Austin | 682.3333 | 1044
[13 empty] | 07663 | 7663 | NJ | RFCE | 2527.3333 | 247.6667 | 78747 | Texas | Austin | 682.3333 | 1044
[13 empty] | 07666 | 7666 | NJ | RFCE | 2527.3333 | 247.6667 | 78748 | Texas | Austin | 682.3333 | 1044
[13 empty] | 07670 | 7670 | NJ | RFCE | 2527.3333 | 247.6667 | 78749 | Texas | Austin | 682.3333 | 1044
[13 empty] | 07675 | 7675 | NJ | NYUP | 2527.3333 | 247.6667 | 78750 | Texas | Austin | 682.3333 | 1044
[13 empty] | 07676 | 7676 | NJ | RFCE | 2527.3333 | 247.6667 | 78751 | Texas | Austin | 682.3333 | 1044
[13 empty] | 07677 | 7677 | NJ | RFCE | 2527.3333 | 247.6667 | 78752 | Texas | Austin | 682.3333 | 1044
[13 empty] | 07699 | 7699 | NJ | RFCE | 2527.3333 | 247.6667 | 78753 | Texas | Austin | 682.3333 | 1044
[13 empty] | 07701 | 7701 | NJ | RFCE | 2527.3333 | 247.6667 | 78754 | Texas | Austin | 682.3333 | 1044
[13 empty] | 07702 | 7702 | NJ | RFCE | 2527.3333 | 247.6667 | 78755 | Texas | Austin | 682.3333 | 1044
[13 empty] | 07703 | 7703 | NJ | RFCE | 2527.3333 | 247.6667 | 78756 | Texas | Austin | 682.3333 | 1044
[13 empty] | 07704 | 7704 | NJ | RFCE | 2527.3333 | 247.6667 | 78757 | Texas | Austin | 682.3333 | 1044
[13 empty] | 07709 | 7709 | NJ | RFCE | 2527.3333 | 247.6667 | 78758 | Texas | Austin | 682.3333 | 1044
[13 empty] | 07710 | 7710 | NJ | RFCE | 2527.3333 | 247.6667 | 78759 | Texas | Austin | 682.3333 | 1044
[13 empty] | 07711 | 7711 | NJ | RFCE | 2527.3333 | 247.6667 | 78760 | Texas | Austin | 682.3333 | 1044
[13 empty] | 07712 | 7712 | NJ | RFCE | 2527.3333 | 247.6667 | 78761 | Texas | Austin | 682.3333 | 1044
[13 empty] | 07715 | 7715 | NJ | RFCE | 2527.3333 | 247.6667 | 78762 | Texas | Austin | 682.3333 | 1044
[13 empty] | 07716 | 7716 | NJ | RFCE | 2527.3333 | 247.6667 | 78763 | Texas | Austin | 682.3333 | 1044
[13 empty] | 07717 | 7717 | NJ | RFCE | 2527.3333 | 247.6667 | 78764 | Texas | Austin | 682.3333 | 1044
[13 empty] | 07718 | 7718 | NJ | RFCE | 2527.3333 | 247.6667 | 78765 | Texas | Austin | 682.3333 | 1044
[13 empty] | 07719 | 7719 | NJ | RFCE | 2527.3333 | 247.6667 | 78766 | Texas | Austin | 682.3333 | 1044
[13 empty] | 07720 | 7720 | NJ | RFCE | 2527.3333 | 247.6667 | 78767 | Texas | Austin | 682.3333 | 1044
[13 empty] | 07721 | 7721 | NJ | RFCE | 2527.3333 | 247.6667 | 78768 | Texas | Austin | 682.3333 | 1044
[13 empty] | 07722 | 7722 | NJ | RFCE | 2527.3333 | 247.6667 | 78772 | Texas | Austin | 682.3333 | 1044
[13 empty] | 07723 | 7723 | NJ | RFCE | 2527.3333 | 247.6667 | 78773 | Texas | Austin | 682.3333 | 1044
[13 empty] | 07724 | 7724 | NJ | RFCE | 2527.3333 | 247.6667 | 78774 | Texas | Austin | 682.3333 | 1044
[13 empty] | 07726 | 7726 | NJ | RFCE | 2527.3333 | 247.6667 | 78778 | Texas | Austin | 682.3333 | 1044
[13 empty] | 07727 | 7727 | NJ | RFCE | 2527.3333 | 247.6667 | 78779 | Texas | Austin | 682.3333 | 1044
[13 empty] | 07728 | 7728 | NJ | RFCE | 2527.3333 | 247.6667 | 78783 | Texas | Austin | 682.3333 | 1044
[13 empty] | 07730 | 7730 | NJ | RFCE | 2527.3333 | 247.6667 | 78799 | Texas | Austin | 682.3333 | 1044
[13 empty] | 07731 | 7731 | NJ | RFCE | 2527.3333 | 247.6667 | 79835 | Texas | El Paso | 870.6667 | 965
[13 empty] | 07732 | 7732 | NJ | RFCE | 2527.3333 | 247.6667 | 79901 | Texas | El Paso | 870.6667 | 965
[13 empty] | 07733 | 7733 | NJ | RFCE | 2527.3333 | 247.6667 | 79902 | Texas | El Paso | 870.6667 | 965
[13 empty] | 07734 | 7734 | NJ | RFCE | 2527.3333 | 247.6667 | 79903 | Texas | El Paso | 870.6667 | 965
[13 empty] | 07735 | 7735 | NJ | RFCE | 2527.3333 | 247.6667 | 79904 | Texas | El Paso | 870.6667 | 965
[13 empty] | 07737 | 7737 | NJ | RFCE | 2527.3333 | 247.6667 | 79905 | Texas | El Paso | 870.6667 | 965
[13 empty] | 07738 | 7738 | NJ | RFCE | 2527.3333 | 247.6667 | 79906 | Texas | El Paso | 870.6667 | 965
[13 empty] | 07739 | 7739 | NJ | RFCE | 2527.3333 | 247.6667 | 79907 | Texas | El Paso | 870.6667 | 965
[13 empty] | 07740 | 7740 | NJ | RFCE | 2527.3333 | 247.6667 | 79908 | Texas | El Paso | 870.6667 | 965
[13 empty] | 07746 | 7746 | NJ | RFCE | 2527.3333 | 247.6667 | 79910 | Texas | El Paso | 870.6667 | 965
[13 empty] | 07747 | 7747 | NJ | RFCE | 2527.3333 | 247.6667 | 79911 | Texas | El Paso | 870.6667 | 965
[13 empty] | 07748 | 7748 | NJ | RFCE | 2527.3333 | 247.6667 | 79912 | Texas | El Paso | 870.6667 | 965
[13 empty] | 07750 | 7750 | NJ | RFCE | 2527.3333 | 247.6667 | 79913 | Texas | El Paso | 870.6667 | 965
[13 empty] | 07751 | 7751 | NJ | RFCE | 2527.3333 | 247.6667 | 79914 | Texas | El Paso | 870.6667 | 965
[13 empty] | 07752 | 7752 | NJ | RFCE | 2527.3333 | 247.6667 | 79915 | Texas | El Paso | 870.6667 | 965
[13 empty] | 07753 | 7753 | NJ | RFCE | 2527.3333 | 247.6667 | 79916 | Texas | El Paso | 870.6667 | 965
[13 empty] | 07754 | 7754 | NJ | RFCE | 2527.3333 | 247.6667 | 79917 | Texas | El Paso | 870.6667 | 965
[13 empty] | 07755 | 7755 | NJ | RFCE | 2527.3333 | 247.6667 | 79918 | Texas | El Paso | 870.6667 | 965
[13 empty] | 07756 | 7756 | NJ | RFCE | 2527.3333 | 247.6667 | 79920 | Texas | El Paso | 870.6667 | 965
[13 empty] | 07757 | 7757 | NJ | RFCE | 2527.3333 | 247.6667 | 79922 | Texas | El Paso | 870.6667 | 965
[13 empty] | 07758 | 7758 | NJ | RFCE | 2527.3333 | 247.6667 | 79923 | Texas | El Paso | 870.6667 | 965
[13 empty] | 07760 | 7760 | NJ | RFCE | 2527.3333 | 247.6667 | 79924 | Texas | El Paso | 870.6667 | 965
[13 empty] | 07762 | 7762 | NJ | RFCE | 2527.3333 | 247.6667 | 79925 | Texas | El Paso | 870.6667 | 965
[13 empty] | 07763 | 7763 | NJ | RFCE | 2527.3333 | 247.6667 | 79926 | Texas | El Paso | 870.6667 | 965
[13 empty] | 07764 | 7764 | NJ | RFCE | 2527.3333 | 247.6667 | 79927 | Texas | El Paso | 870.6667 | 965
[13 empty] | 07765 | 7765 | NJ | RFCE | 2527.3333 | 247.6667 | 79928 | Texas | El Paso | 870.6667 | 965
[13 empty] | 07799 | 7799 | NJ | RFCE | 2527.3333 | 247.6667 | 79929 | Texas | El Paso | 870.6667 | 965
[13 empty] | 07801 | 7801 | NJ | RFCE | 2527.3333 | 247.6667 | 79930 | Texas | El Paso | 870.6667 | 965
[13 empty] | 07802 | 7802 | NJ | RFCE | 2527.3333 | 247.6667 | 79931 | Texas | El Paso | 870.6667 | 965
[13 empty] | 07803 | 7803 | NJ | RFCE | 2527.3333 | 247.6667 | 79932 | Texas | El Paso | 870.6667 | 965
[13 empty] | 07806 | 7806 | NJ | RFCE | 2527.3333 | 247.6667 | 79934 | Texas | El Paso | 870.6667 | 965
[13 empty] | 07820 | 7820 | NJ | RFCE | 2527.3333 | 247.6667 | 79935 | Texas | El Paso | 870.6667 | 965
[13 empty] | 07821 | 7821 | NJ | RFCE | 2527.3333 | 247.6667 | 79936 | Texas | El Paso | 870.6667 | 965
[13 empty] | 07822 | 7822 | NJ | RFCE | 2527.3333 | 247.6667 | 79937 | Texas | El Paso | 870.6667 | 965
[13 empty] | 07823 | 7823 | NJ | RFCE | 2527.3333 | 247.6667 | 79938 | Texas | El Paso | 870.6667 | 965
[13 empty] | 07825 | 7825 | NJ | RFCE | 2527.3333 | 247.6667 | 79940 | Texas | El Paso | 870.6667 | 965
[13 empty] | 07826 | 7826 | NJ | RFCE | 2527.3333 | 247.6667 | 79941 | Texas | El Paso | 870.6667 | 965
[13 empty] | 07827 | 7827 | NJ | RFCE | 2527.3333 | 247.6667 | 79942 | Texas | El Paso | 870.6667 | 965
[13 empty] | 07828 | 7828 | NJ | RFCE | 2527.3333 | 247.6667 | 79943 | Texas | El Paso | 870.6667 | 965
[13 empty] | 07829 | 7829 | NJ | RFCE | 2527.3333 | 247.6667 | 79944 | Texas | El Paso | 870.6667 | 965
[13 empty] | 07830 | 7830 | NJ | RFCE | 2527.3333 | 247.6667 | 79945 | Texas | El Paso | 870.6667 | 965
[13 empty] | 07831 | 7831 | NJ | RFCE | 2527.3333 | 247.6667 | 79946 | Texas | El Paso | 870.6667 | 965
[13 empty] | 07832 | 7832 | NJ | RFCE | 2527.3333 | 247.6667 | 79947 | Texas | El Paso | 870.6667 | 965
[13 empty] | 07833 | 7833 | NJ | RFCE | 2527.3333 | 247.6667 | 79948 | Texas | El Paso | 870.6667 | 965
[13 empty] | 07834 | 7834 | NJ | RFCE | 2527.3333 | 247.6667 | 79949 | Texas | El Paso | 870.6667 | 965
[13 empty] | 07836 | 7836 | NJ | RFCE | 2527.3333 | 247.6667 | 79950 | Texas | El Paso | 870.6667 | 965
[13 empty] | 07837 | 7837 | NJ | RFCE | 2527.3333 | 247.6667 | 79951 | Texas | El Paso | 870.6667 | 965
[13 empty] | 07838 | 7838 | NJ | RFCE | 2527.3333 | 247.6667 | 79952 | Texas | El Paso | 870.6667 | 965
[13 empty] | 07839 | 7839 | NJ | RFCE | 2527.3333 | 247.6667 | 79953 | Texas | El Paso | 870.6667 | 965
[13 empty] | 07840 | 7840 | NJ | RFCE | 2527.3333 | 247.6667 | 79954 | Texas | El Paso | 870.6667 | 965
[13 empty] | 07842 | 7842 | NJ | RFCE | 2527.3333 | 247.6667 | 79955 | Texas | El Paso | 870.6667 | 965
[13 empty] | 07843 | 7843 | NJ | RFCE | 2527.3333 | 247.6667 | 79958 | Texas | El Paso | 870.6667 | 965
[13 empty] | 07844 | 7844 | NJ | RFCE | 2527.3333 | 247.6667 | 79960 | Texas | El Paso | 870.6667 | 965
[13 empty] | 07845 | 7845 | NJ | RFCE | 2527.3333 | 247.6667 | 79961 | Texas | El Paso | 870.6667 | 965
[13 empty] | 07846 | 7846 | NJ | RFCE | 2527.3333 | 247.6667 | 79968 | Texas | El Paso | 870.6667 | 965
[13 empty] | 07847 | 7847 | NJ | RFCE | 2527.3333 | 247.6667 | 79976 | Texas | El Paso | 870.6667 | 965
[13 empty] | 07848 | 7848 | NJ | RFCE | 2527.3333 | 247.6667 | 79978 | Texas | El Paso | 870.6667 | 965
[13 empty] | 07849 | 7849 | NJ | RFCE | 2527.3333 | 247.6667 | 79980 | Texas | El Paso | 870.6667 | 965
[13 empty] | 07850 | 7850 | NJ | RFCE | 2527.3333 | 247.6667 | 79995 | Texas | El Paso | 870.6667 | 965
[13 empty] | 07851 | 7851 | NJ | RFCE | 2527.3333 | 247.6667 | 79996 | Texas | El Paso | 870.6667 | 965
[13 empty] | 07852 | 7852 | NJ | RFCE | 2527.3333 | 247.6667 | 79997 | Texas | El Paso | 870.6667 | 965
[13 empty] | 07853 | 7853 | NJ | RFCE | 2527.3333 | 247.6667 | 79998 | Texas | El Paso | 870.6667 | 965
[13 empty] | 07855 | 7855 | NJ | RFCE | 2527.3333 | 247.6667 | 79999 | Texas | El Paso | 870.6667 | 965
[13 empty] | 07856 | 7856 | NJ | RFCE | 2527.3333 | 247.6667 | 80012 | Colorado | Denver | 2717.6667 | 240.6667
[13 empty] | 07857 | 7857 | NJ | RFCE | 2527.3333 | 247.6667 | 80014 | Colorado | Denver | 2717.6667 | 240.6667
[13 empty] | 07860 | 7860 | NJ | RFCE | 2527.3333 | 247.6667 | 80022 | Colorado | Denver | 2717.6667 | 240.6667
[13 empty] | 07863 | 7863 | NJ | RFCE | 2527.3333 | 247.6667 | 80033 | Colorado | Denver | 2717.6667 | 240.6667
[13 empty] | 07865 | 7865 | NJ | RFCE | 2527.3333 | 247.6667 | 80123 | Colorado | Denver | 2717.6667 | 240.6667
[13 empty] | 07866 | 7866 | NJ | RFCE | 2527.3333 | 247.6667 | 80127 | Colorado | Denver | 2717.6667 | 240.6667
[13 empty] | 07869 | 7869 | NJ | RFCE | 2527.3333 | 247.6667 | 80201 | Colorado | Denver | 2717.6667 | 240.6667
[13 empty] | 07870 | 7870 | NJ | RFCE | 2527.3333 | 247.6667 | 80202 | Colorado | Denver | 2717.6667 | 240.6667
[13 empty] | 07871 | 7871 | NJ | RFCE | 2527.3333 | 247.6667 | 80203 | Colorado | Denver | 2717.6667 | 240.6667
[13 empty] | 07874 | 7874 | NJ | RFCE | 2527.3333 | 247.6667 | 80204 | Colorado | Denver | 2717.6667 | 240.6667
[13 empty] | 07875 | 7875 | NJ | RFCE | 2527.3333 | 247.6667 | 80205 | Colorado | Denver | 2717.6667 | 240.6667
[13 empty] | 07876 | 7876 | NJ | RFCE | 2527.3333 | 247.6667 | 80206 | Colorado | Denver | 2717.6667 | 240.6667
[13 empty] | 07877 | 7877 | NJ | RFCE | 2527.3333 | 247.6667 | 80207 | Colorado | Denver | 2717.6667 | 240.6667
[13 empty] | 07878 | 7878 | NJ | RFCE | 2527.3333 | 247.6667 | 80208 | Colorado | Denver | 2717.6667 | 240.6667
[13 empty] | 07879 | 7879 | NJ | RFCE | 2527.3333 | 247.6667 | 80209 | Colorado | Denver | 2717.6667 | 240.6667
[13 empty] | 07880 | 7880 | NJ | RFCE | 2527.3333 | 247.6667 | 80210 | Colorado | Denver | 2717.6667 | 240.6667
[13 empty] | 07881 | 7881 | NJ | RFCE | 2527.3333 | 247.6667 | 80211 | Colorado | Denver | 2717.6667 | 240.6667
[13 empty] | 07882 | 7882 | NJ | RFCE | 2527.3333 | 247.6667 | 80212 | Colorado | Denver | 2717.6667 | 240.6667
[13 empty] | 07885 | 7885 | NJ | RFCE | 2527.3333 | 247.6667 | 80214 | Colorado | Denver | 2717.6667 | 240.6667
[13 empty] | 07890 | 7890 | NJ | RFCE | 2527.3333 | 247.6667 | 80215 | Colorado | Denver | 2717.6667 | 240.6667
[13 empty] | 07901 | 7901 | NJ | RFCE | 2527.3333 | 247.6667 | 80216 | Colorado | Denver | 2717.6667 | 240.6667
[13 empty] | 07902 | 7902 | NJ | RFCE | 2527.3333 | 247.6667 | 80217 | Colorado | Denver | 2717.6667 | 240.6667
[13 empty] | 07920 | 7920 | NJ | RFCE | 2527.3333 | 247.6667 | 80218 | Colorado | Denver | 2717.6667 | 240.6667
[13 empty] | 07921 | 7921 | NJ | RFCE | 2527.3333 | 247.6667 | 80219 | Colorado | Denver | 2717.6667 | 240.6667
[13 empty] | 07922 | 7922 | NJ | RFCE | 2527.3333 | 247.6667 | 80220 | Colorado | Denver | 2717.6667 | 240.6667
[13 empty] | 07924 | 7924 | NJ | RFCE | 2527.3333 | 247.6667 | 80221 | Colorado | Denver | 2717.6667 | 240.6667
[13 empty] | 07926 | 7926 | NJ | RFCE | 2527.3333 | 247.6667 | 80222 | Colorado | Denver | 2717.6667 | 240.6667
[13 empty] | 07927 | 7927 | NJ | RFCE | 2527.3333 | 247.6667 | 80223 | Colorado | Denver | 2717.6667 | 240.6667
[13 empty] | 07928 | 7928 | NJ | RFCE | 2527.3333 | 247.6667 | 80224 | Colorado | Denver | 2717.6667 | 240.6667
[13 empty] | 07930 | 7930 | NJ | RFCE | 2527.3333 | 247.6667 | 80225 | Colorado | Denver | 2717.6667 | 240.6667
[13 empty] | 07931 | 7931 | NJ | RFCE | 2527.3333 | 247.6667 | 80226 | Colorado | Denver | 2717.6667 | 240.6667
[13 empty] | 07932 | 7932 | NJ | RFCE | 2527.3333 | 247.6667 | 80227 | Colorado | Denver | 2717.6667 | 240.6667
[13 empty] | 07933 | 7933 | NJ | RFCE | 2527.3333 | 247.6667 | 80228 | Colorado | Denver | 2717.6667 | 240.6667
[13 empty] | 07934 | 7934 | NJ | RFCE | 2527.3333 | 247.6667 | 80229 | Colorado | Denver | 2717.6667 | 240.6667
[13 empty] | 07935 | 7935 | NJ | RFCE | 2527.3333 | 247.6667 | 80230 | Colorado | Denver | 2717.6667 | 240.6667
[13 empty] | 07936 | 7936 | NJ | RFCE | 2527.3333 | 247.6667 | 80231 | Colorado | Denver | 2717.6667 | 240.6667
[13 empty] | 07938 | 7938 | NJ | RFCE | 2527.3333 | 247.6667 | 80232 | Colorado | Denver | 2717.6667 | 240.6667
[13 empty] | 07939 | 7939 | NJ | RFCE | 2527.3333 | 247.6667 | 80233 | Colorado | Denver | 2717.6667 | 240.6667
[13 empty] | 07940 | 7940 | NJ | RFCE | 2527.3333 | 247.6667 | 80234 | Colorado | Denver | 2717.6667 | 240.6667
[13 empty] | 07945 | 7945 | NJ | RFCE | 2527.3333 | 247.6667 | 80235 | Colorado | Denver | 2717.6667 | 240.6667
[13 empty] | 07946 | 7946 | NJ | RFCE | 2527.3333 | 247.6667 | 80236 | Colorado | Denver | 2717.6667 | 240.6667
[13 empty] | 07950 | 7950 | NJ | RFCE | 2527.3333 | 247.6667 | 80237 | Colorado | Denver | 2717.6667 | 240.6667
[13 empty] | 07960 | 7960 | NJ | RFCE | 2527.3333 | 247.6667 | 80238 | Colorado | Denver | 2717.6667 | 240.6667
[13 empty] | 07961 | 7961 | NJ | RFCE | 2527.3333 | 247.6667 | 80239 | Colorado | Denver | 2717.6667 | 240.6667
[13 empty] | 07962 | 7962 | NJ | RFCE | 2527.3333 | 247.6667 | 80241 | Colorado | Denver | 2717.6667 | 240.6667
[13 empty] | 07963 | 7963 | NJ | RFCE | 2527.3333 | 247.6667 | 80243 | Colorado | Denver | 2717.6667 | 240.6667
[13 empty] | 07970 | 7970 | NJ | RFCE | 2527.3333 | 247.6667 | 80244 | Colorado | Denver | 2717.6667 | 240.6667
[13 empty] | 07974 | 7974 | NJ | RFCE | 2527.3333 | 247.6667 | 80246 | Colorado | Denver | 2717.6667 | 240.6667
[13 empty] | 07976 | 7976 | NJ | RFCE | 2527.3333 | 247.6667 | 80247 | Colorado | Denver | 2717.6667 | 240.6667
[13 empty] | 07977 | 7977 | NJ | RFCE | 2527.3333 | 247.6667 | 80248 | Colorado | Denver | 2717.6667 | 240.6667
[13 empty] | 07978 | 7978 | NJ | RFCE | 2527.3333 | 247.6667 | 80249 | Colorado | Denver | 2717.6667 | 240.6667
[13 empty] | 07979 | 7979 | NJ | RFCE | 2527.3333 | 247.6667 | 80250 | Colorado | Denver | 2717.6667 | 240.6667
[13 empty] | 07980 | 7980 | NJ | RFCE | 2527.3333 | 247.6667 | 80251 | Colorado | Denver | 2717.6667 | 240.6667
[13 empty] | 07981 | 7981 | NJ | RFCE | 2527.3333 | 247.6667 | 80256 | Colorado | Denver | 2717.6667 | 240.6667
[13 empty] | 07999 | 7999 | NJ | RFCE | 2527.3333 | 247.6667 | 80257 | Colorado | Denver | 2717.6667 | 240.6667
[13 empty] | 08001 | 8001 | NJ | RFCE | 2527.3333 | 247.6667 | 80259 | Colorado | Denver | 2717.6667 | 240.6667
[13 empty] | 08002 | 8002 | NJ | RFCE | 2527.3333 | 247.6667 | 80260 | Colorado | Denver | 2717.6667 | 240.6667
[13 empty] | 08003 | 8003 | NJ | RFCE | 2527.3333 | 247.6667 | 80261 | Colorado | Denver | 2717.6667 | 240.6667
[13 empty] | 08004 | 8004 | NJ | RFCE | 2527.3333 | 247.6667 | 80262 | Colorado | Denver | 2717.6667 | 240.6667
[13 empty] | 08005 | 8005 | NJ | RFCE | 2527.3333 | 247.6667 | 80263 | Colorado | Denver | 2717.6667 | 240.6667
[13 empty] | 08006 | 8006 | NJ | RFCE | 2527.3333 | 247.6667 | 80264 | Colorado | Denver | 2717.6667 | 240.6667
[13 empty] | 08007 | 8007 | NJ | RFCE | 2527.3333 | 247.6667 | 80265 | Colorado | Denver | 2717.6667 | 240.6667
[13 empty] | 08008 | 8008 | NJ | RFCE | 2527.3333 | 247.6667 | 80266 | Colorado | Denver | 2717.6667 | 240.6667
[13 empty] | 08009 | 8009 | NJ | RFCE | 2527.3333 | 247.6667 | 80271 | Colorado | Denver | 2717.6667 | 240.6667
[13 empty] | 08010 | 8010 | NJ | RFCE | 2527.3333 | 247.6667 | 80273 | Colorado | Denver | 2717.6667 | 240.6667
[13 empty] | 08011 | 8011 | NJ | RFCE | 2527.3333 | 247.6667 | 80274 | Colorado | Denver | 2717.6667 | 240.6667
[13 empty] | 08012 | 8012 | NJ | RFCE | 2527.3333 | 247.6667 | 80281 | Colorado | Denver | 2717.6667 | 240.6667
[13 empty] | 08014 | 8014 | NJ | RFCE | 2527.3333 | 247.6667 | 80290 | Colorado | Denver | 2717.6667 | 240.6667
[13 empty] | 08015 | 8015 | NJ | RFCE | 2527.3333 | 247.6667 | 80291 | Colorado | Denver | 2717.6667 | 240.6667
[13 empty] | 08016 | 8016 | NJ | RFCE | 2527.3333 | 247.6667 | 80293 | Colorado | Denver | 2717.6667 | 240.6667
[13 empty] | 08018 | 8018 | NJ | RFCE | 2527.3333 | 247.6667 | 80294 | Colorado | Denver | 2717.6667 | 240.6667
[13 empty] | 08019 | 8019 | NJ | RFCE | 2527.3333 | 247.6667 | 80299 | Colorado | Denver | 2717.6667 | 240.6667
[13 empty] | 08020 | 8020 | NJ | RFCE | 2527.3333 | 247.6667 | 82001 | Wyoming | Cheyenne | 3151.6667 | 161
[13 empty] | 08021 | 8021 | NJ | RFCE | 2527.3333 | 247.6667 | 82002 | Wyoming | Cheyenne | 3151.6667 | 161
[13 empty] | 08022 | 8022 | NJ | RFCE | 2527.3333 | 247.6667 | 82003 | Wyoming | Cheyenne | 3151.6667 | 161
[13 empty] | 08023 | 8023 | NJ | RFCE | 2527.3333 | 247.6667 | 82005 | Wyoming | Cheyenne | 3151.6667 | 161
[13 empty] | 08025 | 8025 | NJ | RFCE | 2527.3333 | 247.6667 | 82006 | Wyoming | Cheyenne | 3151.6667 | 161
[13 empty] | 08026 | 8026 | NJ | RFCE | 2527.3333 | 247.6667 | 82007 | Wyoming | Cheyenne | 3151.6667 | 161
[13 empty] | 08027 | 8027 | NJ | RFCE | 2527.3333 | 247.6667 | 82009 | Wyoming | Cheyenne | 3151.6667 | 161
[13 empty] | 08028 | 8028 | NJ | RFCE | 2527.3333 | 247.6667 | 82010 | Wyoming | Cheyenne | 3151.6667 | 161
[13 empty] | 08029 | 8029 | NJ | RFCE | 2527.3333 | 247.6667 | 83701 | Idaho | Boise | 2273.3333 | 461
[13 empty] | 08030 | 8030 | NJ | RFCE | 2527.3333 | 247.6667 | 83702 | Idaho | Boise | 2273.3333 | 461
[13 empty] | 08031 | 8031 | NJ | RFCE | 2527.3333 | 247.6667 | 83703 | Idaho | Boise | 2273.3333 | 461
[13 empty] | 08032 | 8032 | NJ | RFCE | 2527.3333 | 247.6667 | 83704 | Idaho | Boise | 2273.3333 | 461
[13 empty] | 08033 | 8033 | NJ | RFCE | 2527.3333 | 247.6667 | 83705 | Idaho | Boise | 2273.3333 | 461
[13 empty] | 08034 | 8034 | NJ | RFCE | 2527.3333 | 247.6667 | 83706 | Idaho | Boise | 2273.3333 | 461
[13 empty] | 08035 | 8035 | NJ | RFCE | 2527.3333 | 247.6667 | 83707 | Idaho | Boise | 2273.3333 | 461
[13 empty] | 08036 | 8036 | NJ | RFCE | 2527.3333 | 247.6667 | 83708 | Idaho | Boise | 2273.3333 | 461
[13 empty] | 08037 | 8037 | NJ | RFCE | 2527.3333 | 247.6667 | 83709 | Idaho | Boise | 2273.3333 | 461
[13 empty] | 08038 | 8038 | NJ | RFCE | 2527.3333 | 247.6667 | 83711 | Idaho | Boise | 2273.3333 | 461
[13 empty] | 08039 | 8039 | NJ | RFCE | 2527.3333 | 247.6667 | 83712 | Idaho | Boise | 2273.3333 | 461
[13 empty] | 08041 | 8041 | NJ | RFCE | 2527.3333 | 247.6667 | 83713 | Idaho | Boise | 2273.3333 | 461
[13 empty] | 08042 | 8042 | NJ | RFCE | 2527.3333 | 247.6667 | 83714 | Idaho | Boise | 2273.3333 | 461
[13 empty] | 08043 | 8043 | NJ | RFCE | 2527.3333 | 247.6667 | 83715 | Idaho | Boise | 2273.3333 | 461
[13 empty] | 08045 | 8045 | NJ | RFCE | 2527.3333 | 247.6667 | 83716 | Idaho | Boise | 2273.3333 | 461
[13 empty] | 08046 | 8046 | NJ | RFCE | 2527.3333 | 247.6667 | 83717 | Idaho | Boise | 2273.3333 | 461
[13 empty] | 08048 | 8048 | NJ | RFCE | 2527.3333 | 247.6667 | 83719 | Idaho | Boise | 2273.3333 | 461
[13 empty] | 08049 | 8049 | NJ | RFCE | 2527.3333 | 247.6667 | 83720 | Idaho | Boise | 2273.3333 | 461
[13 empty] | 08050 | 8050 | NJ | RFCE | 2527.3333 | 247.6667 | 83722 | Idaho | Boise | 2273.3333 | 461
[13 empty] | 08051 | 8051 | NJ | RFCE | 2527.3333 | 247.6667 | 83724 | Idaho | Boise | 2273.3333 | 461
[13 empty] | 08052 | 8052 | NJ | RFCE | 2527.3333 | 247.6667 | 83725 | Idaho | Boise | 2273.3333 | 461
[13 empty] | 08053 | 8053 | NJ | RFCE | 2527.3333 | 247.6667 | 83726 | Idaho | Boise | 2273.3333 | 461
[13 empty] | 08054 | 8054 | NJ | RFCE | 2527.3333 | 247.6667 | 83728 | Idaho | Boise | 2273.3333 | 461
[13 empty] | 08055 | 8055 | NJ | RFCE | 2527.3333 | 247.6667 | 83729 | Idaho | Boise | 2273.3333 | 461
[13 empty] | 08056 | 8056 | NJ | RFCE | 2527.3333 | 247.6667 | 83732 | Idaho | Boise | 2273.3333 | 461
[13 empty] | 08057 | 8057 | NJ | RFCE | 2527.3333 | 247.6667 | 83735 | Idaho | Boise | 2273.3333 | 461
[13 empty] | 08059 | 8059 | NJ | RFCE | 2527.3333 | 247.6667 | 83756 | Idaho | Boise | 2273.3333 | 461
[13 empty] | 08060 | 8060 | NJ | RFCE | 2527.3333 | 247.6667 | 83799 | Idaho | Boise | 2273.3333 | 461
[13 empty] | 08061 | 8061 | NJ | RFCE | 2527.3333 | 247.6667 | 84101 | Utar | Salt Lake City | 2166.6667 | 509.3333
[13 empty] | 08062 | 8062 | NJ | RFCE | 2527.3333 | 247.6667 | 84102 | Utar | Salt Lake City | 2166.6667 | 509.3333
[13 empty] | 08063 | 8063 | NJ | RFCE | 2527.3333 | 247.6667 | 84103 | Utar | Salt Lake City | 2166.6667 | 509.3333
[13 empty] | 08064 | 8064 | NJ | RFCE | 2527.3333 | 247.6667 | 84104 | Utar | Salt Lake City | 2166.6667 | 509.3333
[13 empty] | 08065 | 8065 | NJ | RFCE | 2527.3333 | 247.6667 | 84105 | Utar | Salt Lake City | 2166.6667 | 509.3333
[13 empty] | 08066 | 8066 | NJ | RFCE | 2527.3333 | 247.6667 | 84106 | Utar | Salt Lake City | 2166.6667 | 509.3333
[13 empty] | 08067 | 8067 | NJ | RFCE | 2527.3333 | 247.6667 | 84107 | Utar | Salt Lake City | 2166.6667 | 509.3333
[13 empty] | 08068 | 8068 | NJ | RFCE | 2527.3333 | 247.6667 | 84108 | Utar | Salt Lake City | 2166.6667 | 509.3333
[13 empty] | 08069 | 8069 | NJ | RFCE | 2527.3333 | 247.6667 | 84109 | Utar | Salt Lake City | 2166.6667 | 509.3333
[13 empty] | 08070 | 8070 | NJ | RFCE | 2527.3333 | 247.6667 | 84110 | Utar | Salt Lake City | 2166.6667 | 509.3333
[13 empty] | 08071 | 8071 | NJ | RFCE | 2527.3333 | 247.6667 | 84111 | Utar | Salt Lake City | 2166.6667 | 509.3333
[13 empty] | 08072 | 8072 | NJ | RFCE | 2527.3333 | 247.6667 | 84112 | Utar | Salt Lake City | 2166.6667 | 509.3333
[13 empty] | 08073 | 8073 | NJ | RFCE | 2527.3333 | 247.6667 | 84113 | Utar | Salt Lake City | 2166.6667 | 509.3333
[13 empty] | 08074 | 8074 | NJ | RFCE | 2527.3333 | 247.6667 | 84114 | Utar | Salt Lake City | 2166.6667 | 509.3333
[13 empty] | 08075 | 8075 | NJ | RFCE | 2527.3333 | 247.6667 | 84115 | Utar | Salt Lake City | 2166.6667 | 509.3333
[13 empty] | 08076 | 8076 | NJ | RFCE | 2527.3333 | 247.6667 | 84116 | Utar | Salt Lake City | 2166.6667 | 509.3333
[13 empty] | 08077 | 8077 | NJ | RFCE | 2527.3333 | 247.6667 | 84117 | Utar | Salt Lake City | 2166.6667 | 509.3333
[13 empty] | 08078 | 8078 | NJ | RFCE | 2527.3333 | 247.6667 | 84118 | Utar | Salt Lake City | 2166.6667 | 509.3333
[13 empty] | 08079 | 8079 | NJ | RFCE | 2527.3333 | 247.6667 | 84119 | Utar | Salt Lake City | 2166.6667 | 509.3333
[13 empty] | 08080 | 8080 | NJ | RFCE | 2527.3333 | 247.6667 | 84120 | Utar | Salt Lake City | 2166.6667 | 509.3333
[13 empty] | 08081 | 8081 | NJ | RFCE | 2527.3333 | 247.6667 | 84121 | Utar | Salt Lake City | 2166.6667 | 509.3333
[13 empty] | 08083 | 8083 | NJ | RFCE | 2527.3333 | 247.6667 | 84122 | Utar | Salt Lake City | 2166.6667 | 509.3333
[13 empty] | 08084 | 8084 | NJ | RFCE | 2527.3333 | 247.6667 | 84123 | Utar | Salt Lake City | 2166.6667 | 509.3333
[13 empty] | 08085 | 8085 | NJ | RFCE | 2527.3333 | 247.6667 | 84124 | Utar | Salt Lake City | 2166.6667 | 509.3333
[13 empty] | 08086 | 8086 | NJ | RFCE | 2527.3333 | 247.6667 | 84125 | Utar | Salt Lake City | 2166.6667 | 509.3333
[13 empty] | 08087 | 8087 | NJ | RFCE | 2527.3333 | 247.6667 | 84126 | Utar | Salt Lake City | 2166.6667 | 509.3333
[13 empty] | 08088 | 8088 | NJ | RFCE | 2527.3333 | 247.6667 | 84127 | Utar | Salt Lake City | 2166.6667 | 509.3333
[13 empty] | 08089 | 8089 | NJ | RFCE | 2527.3333 | 247.6667 | 84128 | Utar | Salt Lake City | 2166.6667 | 509.3333
[13 empty] | 08090 | 8090 | NJ | RFCE | 2527.3333 | 247.6667 | 84129 | Utar | Salt Lake City | 2166.6667 | 509.3333
[13 empty] | 08091 | 8091 | NJ | RFCE | 2527.3333 | 247.6667 | 84130 | Utar | Salt Lake City | 2166.6667 | 509.3333
[13 empty] | 08092 | 8092 | NJ | RFCE | 2527.3333 | 247.6667 | 84131 | Utar | Salt Lake City | 2166.6667 | 509.3333
[13 empty] | 08093 | 8093 | NJ | RFCE | 2527.3333 | 247.6667 | 84132 | Utar | Salt Lake City | 2166.6667 | 509.3333
[13 empty] | 08094 | 8094 | NJ | RFCE | 2527.3333 | 247.6667 | 84133 | Utar | Salt Lake City | 2166.6667 | 509.3333
[13 empty] | 08095 | 8095 | NJ | RFCE | 2527.3333 | 247.6667 | 84134 | Utar | Salt Lake City | 2166.6667 | 509.3333
[13 empty] | 08096 | 8096 | NJ | RFCE | 2527.3333 | 247.6667 | 84138 | Utar | Salt Lake City | 2166.6667 | 509.3333
[13 empty] | 08097 | 8097 | NJ | RFCE | 2527.3333 | 247.6667 | 84139 | Utar | Salt Lake City | 2166.6667 | 509.3333
[13 empty] | 08098 | 8098 | NJ | RFCE | 2527.3333 | 247.6667 | 84141 | Utar | Salt Lake City | 2166.6667 | 509.3333
[13 empty] | 08099 | 8099 | NJ | RFCE | 2527.3333 | 247.6667 | 84143 | Utar | Salt Lake City | 2166.6667 | 509.3333
[13 empty] | 08101 | 8101 | NJ | RFCE | 2527.3333 | 247.6667 | 84145 | Utar | Salt Lake City | 2166.6667 | 509.3333
[13 empty] | 08102 | 8102 | NJ | RFCE | 2527.3333 | 247.6667 | 84147 | Utar | Salt Lake City | 2166.6667 | 509.3333
[13 empty] | 08103 | 8103 | NJ | RFCE | 2527.3333 | 247.6667 | 84148 | Utar | Salt Lake City | 2166.6667 | 509.3333
[13 empty] | 08104 | 8104 | NJ | RFCE | 2527.3333 | 247.6667 | 84150 | Utar | Salt Lake City | 2166.6667 | 509.3333
[13 empty] | 08105 | 8105 | NJ | RFCE | 2527.3333 | 247.6667 | 84151 | Utar | Salt Lake City | 2166.6667 | 509.3333
[13 empty] | 08106 | 8106 | NJ | RFCE | 2527.3333 | 247.6667 | 84152 | Utar | Salt Lake City | 2166.6667 | 509.3333
[13 empty] | 08107 | 8107 | NJ | RFCE | 2527.3333 | 247.6667 | 84157 | Utar | Salt Lake City | 2166.6667 | 509.3333
[13 empty] | 08108 | 8108 | NJ | RFCE | 2527.3333 | 247.6667 | 84158 | Utar | Salt Lake City | 2166.6667 | 509.3333
[13 empty] | 08109 | 8109 | NJ | RFCE | 2527.3333 | 247.6667 | 84165 | Utar | Salt Lake City | 2166.6667 | 509.3333
[13 empty] | 08110 | 8110 | NJ | RFCE | 2527.3333 | 247.6667 | 84170 | Utar | Salt Lake City | 2166.6667 | 509.3333
[13 empty] | 08201 | 8201 | NJ | RFCE | 2527.3333 | 247.6667 | 84171 | Utar | Salt Lake City | 2166.6667 | 509.3333
[13 empty] | 08202 | 8202 | NJ | RFCE | 2527.3333 | 247.6667 | 84180 | Utar | Salt Lake City | 2166.6667 | 509.3333
[13 empty] | 08203 | 8203 | NJ | RFCE | 2527.3333 | 247.6667 | 84184 | Utar | Salt Lake City | 2166.6667 | 509.3333
[13 empty] | 08204 | 8204 | NJ | RFCE | 2527.3333 | 247.6667 | 84190 | Utar | Salt Lake City | 2166.6667 | 509.3333
[13 empty] | 08205 | 8205 | NJ | RFCE | 2527.3333 | 247.6667 | 84199 | Utar | Salt Lake City | 2166.6667 | 509.3333
[13 empty] | 08210 | 8210 | NJ | RFCE | 2527.3333 | 247.6667 | 85001 | Arizona | Phoenix | 270.6667 | 1999
[13 empty] | 08212 | 8212 | NJ | RFCE | 2527.3333 | 247.6667 | 85002 | Arizona | Phoenix | 270.6667 | 1999
[13 empty] | 08213 | 8213 | NJ | RFCE | 2527.3333 | 247.6667 | 85003 | Arizona | Phoenix | 270.6667 | 1999
[13 empty] | 08214 | 8214 | NJ | RFCE | 2527.3333 | 247.6667 | 85004 | Arizona | Phoenix | 270.6667 | 1999
[13 empty] | 08215 | 8215 | NJ | RFCE | 2527.3333 | 247.6667 | 85005 | Arizona | Phoenix | 270.6667 | 1999
[13 empty] | 08217 | 8217 | NJ | RFCE | 2527.3333 | 247.6667 | 85006 | Arizona | Phoenix | 270.6667 | 1999
[13 empty] | 08218 | 8218 | NJ | RFCE | 2527.3333 | 247.6667 | 85007 | Arizona | Phoenix | 270.6667 | 1999
[13 empty] | 08219 | 8219 | NJ | RFCE | 2527.3333 | 247.6667 | 85008 | Arizona | Phoenix | 270.6667 | 1999
[13 empty] | 08220 | 8220 | NJ | RFCE | 2527.3333 | 247.6667 | 85009 | Arizona | Phoenix | 270.6667 | 1999
[13 empty] | 08221 | 8221 | NJ | RFCE | 2527.3333 | 247.6667 | 85010 | Arizona | Phoenix | 270.6667 | 1999
[13 empty] | 08223 | 8223 | NJ | RFCE | 2527.3333 | 247.6667 | 85011 | Arizona | Phoenix | 270.6667 | 1999
[13 empty] | 08224 | 8224 | NJ | RFCE | 2527.3333 | 247.6667 | 85012 | Arizona | Phoenix | 270.6667 | 1999
[13 empty] | 08225 | 8225 | NJ | RFCE | 2527.3333 | 247.6667 | 85013 | Arizona | Phoenix | 270.6667 | 1999
[13 empty] | 08226 | 8226 | NJ | RFCE | 2527.3333 | 247.6667 | 85014 | Arizona | Phoenix | 270.6667 | 1999
[13 empty] | 08230 | 8230 | NJ | RFCE | 2527.3333 | 247.6667 | 85015 | Arizona | Phoenix | 270.6667 | 1999
[13 empty] | 08231 | 8231 | NJ | RFCE | 2527.3333 | 247.6667 | 85016 | Arizona | Phoenix | 270.6667 | 1999
[13 empty] | 08232 | 8232 | NJ | RFCE | 2527.3333 | 247.6667 | 85017 | Arizona | Phoenix | 270.6667 | 1999
[13 empty] | 08234 | 8234 | NJ | RFCE | 2527.3333 | 247.6667 | 85018 | Arizona | Phoenix | 270.6667 | 1999
[13 empty] | 08240 | 8240 | NJ | RFCE | 2527.3333 | 247.6667 | 85019 | Arizona | Phoenix | 270.6667 | 1999
[13 empty] | 08241 | 8241 | NJ | RFCE | 2527.3333 | 247.6667 | 85020 | Arizona | Phoenix | 270.6667 | 1999
[13 empty] | 08242 | 8242 | NJ | RFCE | 2527.3333 | 247.6667 | 85021 | Arizona | Phoenix | 270.6667 | 1999
[13 empty] | 08243 | 8243 | NJ | RFCE | 2527.3333 | 247.6667 | 85022 | Arizona | Phoenix | 270.6667 | 1999
[13 empty] | 08244 | 8244 | NJ | RFCE | 2527.3333 | 247.6667 | 85023 | Arizona | Phoenix | 270.6667 | 1999
[13 empty] | 08245 | 8245 | NJ | RFCE | 2527.3333 | 247.6667 | 85024 | Arizona | Phoenix | 270.6667 | 1999
[13 empty] | 08246 | 8246 | NJ | RFCE | 2527.3333 | 247.6667 | 85026 | Arizona | Phoenix | 270.6667 | 1999
[13 empty] | 08247 | 8247 | NJ | RFCE | 2527.3333 | 247.6667 | 85027 | Arizona | Phoenix | 270.6667 | 1999
[13 empty] | 08248 | 8248 | NJ | RFCE | 2527.3333 | 247.6667 | 85028 | Arizona | Phoenix | 270.6667 | 1999
[13 empty] | 08250 | 8250 | NJ | RFCE | 2527.3333 | 247.6667 | 85029 | Arizona | Phoenix | 270.6667 | 1999
[13 empty] | 08251 | 8251 | NJ | RFCE | 2527.3333 | 247.6667 | 85030 | Arizona | Phoenix | 270.6667 | 1999
[13 empty] | 08252 | 8252 | NJ | RFCE | 2527.3333 | 247.6667 | 85031 | Arizona | Phoenix | 270.6667 | 1999
[13 empty] | 08260 | 8260 | NJ | RFCE | 2527.3333 | 247.6667 | 85032 | Arizona | Phoenix | 270.6667 | 1999
[13 empty] | 08270 | 8270 | NJ | RFCE | 2527.3333 | 247.6667 | 85033 | Arizona | Phoenix | 270.6667 | 1999
[13 empty] | 08302 | 8302 | NJ | RFCE | 2527.3333 | 247.6667 | 85034 | Arizona | Phoenix | 270.6667 | 1999
[13 empty] | 08310 | 8310 | NJ | RFCE | 2527.3333 | 247.6667 | 85035 | Arizona | Phoenix | 270.6667 | 1999
[13 empty] | 08311 | 8311 | NJ | RFCE | 2527.3333 | 247.6667 | 85036 | Arizona | Phoenix | 270.6667 | 1999
[13 empty] | 08312 | 8312 | NJ | RFCE | 2527.3333 | 247.6667 | 85037 | Arizona | Phoenix | 270.6667 | 1999
[13 empty] | 08313 | 8313 | NJ | RFCE | 2527.3333 | 247.6667 | 85038 | Arizona | Phoenix | 270.6667 | 1999
[13 empty] | 08314 | 8314 | NJ | RFCE | 2527.3333 | 247.6667 | 85039 | Arizona | Phoenix | 270.6667 | 1999
[13 empty] | 08315 | 8315 | NJ | RFCE | 2527.3333 | 247.6667 | 85040 | Arizona | Phoenix | 270.6667 | 1999
[13 empty] | 08316 | 8316 | NJ | RFCE | 2527.3333 | 247.6667 | 85041 | Arizona | Phoenix | 270.6667 | 1999
[13 empty] | 08317 | 8317 | NJ | RFCE | 2527.3333 | 247.6667 | 85042 | Arizona | Phoenix | 270.6667 | 1999
[13 empty] | 08318 | 8318 | NJ | RFCE | 2527.3333 | 247.6667 | 85043 | Arizona | Phoenix | 270.6667 | 1999
[13 empty] | 08319 | 8319 | NJ | RFCE | 2527.3333 | 247.6667 | 85044 | Arizona | Phoenix | 270.6667 | 1999
[13 empty] | 08320 | 8320 | NJ | RFCE | 2527.3333 | 247.6667 | 85045 | Arizona | Phoenix | 270.6667 | 1999
[13 empty] | 08321 | 8321 | NJ | RFCE | 2527.3333 | 247.6667 | 85046 | Arizona | Phoenix | 270.6667 | 1999
[13 empty] | 08322 | 8322 | NJ | RFCE | 2527.3333 | 247.6667 | 85048 | Arizona | Phoenix | 270.6667 | 1999
[13 empty] | 08323 | 8323 | NJ | RFCE | 2527.3333 | 247.6667 | 85050 | Arizona | Phoenix | 270.6667 | 1999
[13 empty] | 08324 | 8324 | NJ | RFCE | 2527.3333 | 247.6667 | 85051 | Arizona | Phoenix | 270.6667 | 1999
[13 empty] | 08326 | 8326 | NJ | RFCE | 2527.3333 | 247.6667 | 85053 | Arizona | Phoenix | 270.6667 | 1999
[13 empty] | 08327 | 8327 | NJ | RFCE | 2527.3333 | 247.6667 | 85054 | Arizona | Phoenix | 270.6667 | 1999
[13 empty] | 08328 | 8328 | NJ | RFCE | 2527.3333 | 247.6667 | 85060 | Arizona | Phoenix | 270.6667 | 1999
[13 empty] | 08329 | 8329 | NJ | RFCE | 2527.3333 | 247.6667 | 85061 | Arizona | Phoenix | 270.6667 | 1999
[13 empty] | 08330 | 8330 | NJ | RFCE | 2527.3333 | 247.6667 | 85062 | Arizona | Phoenix | 270.6667 | 1999
[13 empty] | 08332 | 8332 | NJ | RFCE | 2527.3333 | 247.6667 | 85063 | Arizona | Phoenix | 270.6667 | 1999
[13 empty] | 08340 | 8340 | NJ | RFCE | 2527.3333 | 247.6667 | 85064 | Arizona | Phoenix | 270.6667 | 1999
[13 empty] | 08341 | 8341 | NJ | RFCE | 2527.3333 | 247.6667 | 85065 | Arizona | Phoenix | 270.6667 | 1999
[13 empty] | 08342 | 8342 | NJ | RFCE | 2527.3333 | 247.6667 | 85066 | Arizona | Phoenix | 270.6667 | 1999
[13 empty] | 08343 | 8343 | NJ | RFCE | 2527.3333 | 247.6667 | 85067 | Arizona | Phoenix | 270.6667 | 1999
[13 empty] | 08344 | 8344 | NJ | RFCE | 2527.3333 | 247.6667 | 85068 | Arizona | Phoenix | 270.6667 | 1999
[13 empty] | 08345 | 8345 | NJ | RFCE | 2527.3333 | 247.6667 | 85069 | Arizona | Phoenix | 270.6667 | 1999
[13 empty] | 08346 | 8346 | NJ | RFCE | 2527.3333 | 247.6667 | 85070 | Arizona | Phoenix | 270.6667 | 1999
[13 empty] | 08347 | 8347 | NJ | RFCE | 2527.3333 | 247.6667 | 85071 | Arizona | Phoenix | 270.6667 | 1999
[13 empty] | 08348 | 8348 | NJ | RFCE | 2527.3333 | 247.6667 | 85072 | Arizona | Phoenix | 270.6667 | 1999
[13 empty] | 08349 | 8349 | NJ | RFCE | 2527.3333 | 247.6667 | 85073 | Arizona | Phoenix | 270.6667 | 1999
[13 empty] | 08350 | 8350 | NJ | RFCE | 2527.3333 | 247.6667 | 85074 | Arizona | Phoenix | 270.6667 | 1999
[13 empty] | 08352 | 8352 | NJ | RFCE | 2527.3333 | 247.6667 | 85075 | Arizona | Phoenix | 270.6667 | 1999
[13 empty] | 08353 | 8353 | NJ | RFCE | 2527.3333 | 247.6667 | 85076 | Arizona | Phoenix | 270.6667 | 1999
[13 empty] | 08360 | 8360 | NJ | RFCE | 2527.3333 | 247.6667 | 85078 | Arizona | Phoenix | 270.6667 | 1999
[13 empty] | 08361 | 8361 | NJ | RFCE | 2527.3333 | 247.6667 | 85079 | Arizona | Phoenix | 270.6667 | 1999
[13 empty] | 08362 | 8362 | NJ | RFCE | 2527.3333 | 247.6667 | 85080 | Arizona | Phoenix | 270.6667 | 1999
[13 empty] | 08401 | 8401 | NJ | RFCE | 2527.3333 | 247.6667 | 85082 | Arizona | Phoenix | 270.6667 | 1999
[13 empty] | 08402 | 8402 | NJ | RFCE | 2527.3333 | 247.6667 | 85083 | Arizona | Phoenix | 270.6667 | 1999
[13 empty] | 08403 | 8403 | NJ | RFCE | 2527.3333 | 247.6667 | 85085 | Arizona | Phoenix | 270.6667 | 1999
[13 empty] | 08404 | 8404 | NJ | RFCE | 2527.3333 | 247.6667 | 85086 | Arizona | Phoenix | 270.6667 | 1999
[13 empty] | 08405 | 8405 | NJ | RFCE | 2527.3333 | 247.6667 | 85087 | Arizona | Phoenix | 270.6667 | 1999
[13 empty] | 08406 | 8406 | NJ | RFCE | 2527.3333 | 247.6667 | 85701 | Arizona | Tuscon | 572.3333 | 1201.6667
[13 empty] | 08501 | 8501 | NJ | RFCE | 2527.3333 | 247.6667 | 85702 | Arizona | Tuscon | 572.3333 | 1201.6667
[13 empty] | 08502 | 8502 | NJ | RFCE | 2527.3333 | 247.6667 | 85703 | Arizona | Tuscon | 572.3333 | 1201.6667
[13 empty] | 08504 | 8504 | NJ | RFCE | 2527.3333 | 247.6667 | 85704 | Arizona | Tuscon | 572.3333 | 1201.6667
[13 empty] | 08505 | 8505 | NJ | RFCE | 2527.3333 | 247.6667 | 85705 | Arizona | Tuscon | 572.3333 | 1201.6667
[13 empty] | 08510 | 8510 | NJ | RFCE | 2527.3333 | 247.6667 | 85706 | Arizona | Tuscon | 572.3333 | 1201.6667
[13 empty] | 08511 | 8511 | NJ | RFCE | 2527.3333 | 247.6667 | 85707 | Arizona | Tuscon | 572.3333 | 1201.6667
[13 empty] | 08512 | 8512 | NJ | RFCE | 2527.3333 | 247.6667 | 85708 | Arizona | Tuscon | 572.3333 | 1201.6667
[13 empty] | 08514 | 8514 | NJ | RFCE | 2527.3333 | 247.6667 | 85709 | Arizona | Tuscon | 572.3333 | 1201.6667
[13 empty] | 08515 | 8515 | NJ | RFCE | 2527.3333 | 247.6667 | 85710 | Arizona | Tuscon | 572.3333 | 1201.6667
[13 empty] | 08518 | 8518 | NJ | RFCE | 2527.3333 | 247.6667 | 85711 | Arizona | Tuscon | 572.3333 | 1201.6667
[13 empty] | 08520 | 8520 | NJ | RFCE | 2527.3333 | 247.6667 | 85712 | Arizona | Tuscon | 572.3333 | 1201.6667
[13 empty] | 08525 | 8525 | NJ | RFCE | 2527.3333 | 247.6667 | 85713 | Arizona | Tuscon | 572.3333 | 1201.6667
[13 empty] | 08526 | 8526 | NJ | RFCE | 2527.3333 | 247.6667 | 85714 | Arizona | Tuscon | 572.3333 | 1201.6667
[13 empty] | 08527 | 8527 | NJ | RFCE | 2527.3333 | 247.6667 | 85715 | Arizona | Tuscon | 572.3333 | 1201.6667
[13 empty] | 08528 | 8528 | NJ | RFCE | 2527.3333 | 247.6667 | 85716 | Arizona | Tuscon | 572.3333 | 1201.6667
[13 empty] | 08530 | 8530 | NJ | RFCE | 2527.3333 | 247.6667 | 85717 | Arizona | Tuscon | 572.3333 | 1201.6667
[13 empty] | 08533 | 8533 | NJ | RFCE | 2527.3333 | 247.6667 | 85718 | Arizona | Tuscon | 572.3333 | 1201.6667
[13 empty] | 08534 | 8534 | NJ | RFCE | 2527.3333 | 247.6667 | 85719 | Arizona | Tuscon | 572.3333 | 1201.6667
[13 empty] | 08535 | 8535 | NJ | RFCE | 2527.3333 | 247.6667 | 85720 | Arizona | Tuscon | 572.3333 | 1201.6667
[13 empty] | 08536 | 8536 | NJ | RFCE | 2527.3333 | 247.6667 | 85721 | Arizona | Tuscon | 572.3333 | 1201.6667
[13 empty] | 08540 | 8540 | NJ | RFCE | 2527.3333 | 247.6667 | 85722 | Arizona | Tuscon | 572.3333 | 1201.6667
[13 empty] | 08541 | 8541 | NJ | RFCE | 2527.3333 | 247.6667 | 85723 | Arizona | Tuscon | 572.3333 | 1201.6667
[13 empty] | 08542 | 8542 | NJ | RFCE | 2527.3333 | 247.6667 | 85724 | Arizona | Tuscon | 572.3333 | 1201.6667
[13 empty] | 08543 | 8543 | NJ | RFCE | 2527.3333 | 247.6667 | 85725 | Arizona | Tuscon | 572.3333 | 1201.6667
[13 empty] | 08544 | 8544 | NJ | RFCE | 2527.3333 | 247.6667 | 85726 | Arizona | Tuscon | 572.3333 | 1201.6667
[13 empty] | 08550 | 8550 | NJ | RFCE | 2527.3333 | 247.6667 | 85728 | Arizona | Tuscon | 572.3333 | 1201.6667
[13 empty] | 08551 | 8551 | NJ | RFCE | 2527.3333 | 247.6667 | 85730 | Arizona | Tuscon | 572.3333 | 1201.6667
[13 empty] | 08553 | 8553 | NJ | RFCE | 2527.3333 | 247.6667 | 85731 | Arizona | Tuscon | 572.3333 | 1201.6667
[13 empty] | 08554 | 8554 | NJ | RFCE | 2527.3333 | 247.6667 | 85732 | Arizona | Tuscon | 572.3333 | 1201.6667
[13 empty] | 08555 | 8555 | NJ | RFCE | 2527.3333 | 247.6667 | 85733 | Arizona | Tuscon | 572.3333 | 1201.6667
[13 empty] | 08556 | 8556 | NJ | RFCE | 2527.3333 | 247.6667 | 85734 | Arizona | Tuscon | 572.3333 | 1201.6667
[13 empty] | 08557 | 8557 | NJ | RFCE | 2527.3333 | 247.6667 | 85735 | Arizona | Tuscon | 572.3333 | 1201.6667
[13 empty] | 08558 | 8558 | NJ | RFCE | 2527.3333 | 247.6667 | 85736 | Arizona | Tuscon | 572.3333 | 1201.6667
[13 empty] | 08559 | 8559 | NJ | RFCE | 2527.3333 | 247.6667 | 85737 | Arizona | Tuscon | 572.3333 | 1201.6667
[13 empty] | 08560 | 8560 | NJ | RFCE | 2527.3333 | 247.6667 | 85738 | Arizona | Tuscon | 572.3333 | 1201.6667
[13 empty] | 08561 | 8561 | NJ | RFCE | 2527.3333 | 247.6667 | 85739 | Arizona | Tuscon | 572.3333 | 1201.6667
[13 empty] | 08562 | 8562 | NJ | RFCE | 2527.3333 | 247.6667 | 85740 | Arizona | Tuscon | 572.3333 | 1201.6667
[13 empty] | 08601 | 8601 | NJ | RFCE | 2249.6667 | 281.3333 | 85741 | Arizona | Tuscon | 572.3333 | 1201.6667
[13 empty] | 08602 | 8602 | NJ | RFCE | 2249.6667 | 281.3333 | 85742 | Arizona | Tuscon | 572.3333 | 1201.6667
[13 empty] | 08603 | 8603 | NJ | RFCE | 2249.6667 | 281.3333 | 85743 | Arizona | Tuscon | 572.3333 | 1201.6667
[13 empty] | 08604 | 8604 | NJ | RFCE | 2249.6667 | 281.3333 | 85744 | Arizona | Tuscon | 572.3333 | 1201.6667
[13 empty] | 08605 | 8605 | NJ | RFCE | 2249.6667 | 281.3333 | 85745 | Arizona | Tuscon | 572.3333 | 1201.6667
[13 empty] | 08606 | 8606 | NJ | RFCE | 2249.6667 | 281.3333 | 85746 | Arizona | Tuscon | 572.3333 | 1201.6667
[13 empty] | 08607 | 8607 | NJ | RFCE | 2249.6667 | 281.3333 | 85747 | Arizona | Tuscon | 572.3333 | 1201.6667
[13 empty] | 08608 | 8608 | NJ | RFCE | 2249.6667 | 281.3333 | 85748 | Arizona | Tuscon | 572.3333 | 1201.6667
[13 empty] | 08609 | 8609 | NJ | RFCE | 2249.6667 | 281.3333 | 85749 | Arizona | Tuscon | 572.3333 | 1201.6667
[13 empty] | 08610 | 8610 | NJ | RFCE | 2249.6667 | 281.3333 | 85750 | Arizona | Tuscon | 572.3333 | 1201.6667
[13 empty] | 08611 | 8611 | NJ | RFCE | 2249.6667 | 281.3333 | 85751 | Arizona | Tuscon | 572.3333 | 1201.6667
[13 empty] | 08618 | 8618 | NJ | RFCE | 2249.6667 | 281.3333 | 85752 | Arizona | Tuscon | 572.3333 | 1201.6667
[13 empty] | 08619 | 8619 | NJ | RFCE | 2249.6667 | 281.3333 | 85754 | Arizona | Tuscon | 572.3333 | 1201.6667
[13 empty] | 08620 | 8620 | NJ | RFCE | 2249.6667 | 281.3333 | 85755 | Arizona | Tuscon | 572.3333 | 1201.6667
[13 empty] | 08625 | 8625 | NJ | RFCE | 2249.6667 | 281.3333 | 85756 | Arizona | Tuscon | 572.3333 | 1201.6667
[13 empty] | 08628 | 8628 | NJ | RFCE | 2249.6667 | 281.3333 | 85757 | Arizona | Tuscon | 572.3333 | 1201.6667
[13 empty] | 08629 | 8629 | NJ | RFCE | 2249.6667 | 281.3333 | 85775 | Arizona | Tuscon | 572.3333 | 1201.6667
[13 empty] | 08638 | 8638 | NJ | RFCE | 2249.6667 | 281.3333 | 87101 | New Mexico | Albuquerque | 1680.3333 | 456
[13 empty] | 08640 | 8640 | NJ | RFCE | 2249.6667 | 281.3333 | 87102 | New Mexico | Albuquerque | 1680.3333 | 456
[13 empty] | 08641 | 8641 | NJ | RFCE | 2249.6667 | 281.3333 | 87103 | New Mexico | Albuquerque | 1680.3333 | 456
[13 empty] | 08645 | 8645 | NJ | RFCE | 2249.6667 | 281.3333 | 87104 | New Mexico | Albuquerque | 1680.3333 | 456
[13 empty] | 08646 | 8646 | NJ | RFCE | 2249.6667 | 281.3333 | 87105 | New Mexico | Albuquerque | 1680.3333 | 456
[13 empty] | 08647 | 8647 | NJ | RFCE | 2249.6667 | 281.3333 | 87106 | New Mexico | Albuquerque | 1680.3333 | 456
[13 empty] | 08648 | 8648 | NJ | RFCE | 2249.6667 | 281.3333 | 87107 | New Mexico | Albuquerque | 1680.3333 | 456
[13 empty] | 08650 | 8650 | NJ | RFCE | 2249.6667 | 281.3333 | 87108 | New Mexico | Albuquerque | 1680.3333 | 456
[13 empty] | 08666 | 8666 | NJ | RFCE | 2249.6667 | 281.3333 | 87109 | New Mexico | Albuquerque | 1680.3333 | 456
[13 empty] | 08690 | 8690 | NJ | RFCE | 2249.6667 | 281.3333 | 87110 | New Mexico | Albuquerque | 1680.3333 | 456
[13 empty] | 08691 | 8691 | NJ | RFCE | 2249.6667 | 281.3333 | 87111 | New Mexico | Albuquerque | 1680.3333 | 456
[13 empty] | 08695 | 8695 | NJ | RFCE | 2249.6667 | 281.3333 | 87112 | New Mexico | Albuquerque | 1680.3333 | 456
[13 empty] | 08701 | 8701 | NJ | RFCE | 2249.6667 | 281.3333 | 87113 | New Mexico | Albuquerque | 1680.3333 | 456
[13 empty] | 08720 | 8720 | NJ | RFCE | 2249.6667 | 281.3333 | 87114 | New Mexico | Albuquerque | 1680.3333 | 456
[13 empty] | 08721 | 8721 | NJ | RFCE | 2249.6667 | 281.3333 | 87115 | New Mexico | Albuquerque | 1680.3333 | 456
[13 empty] | 08722 | 8722 | NJ | RFCE | 2249.6667 | 281.3333 | 87116 | New Mexico | Albuquerque | 1680.3333 | 456
[13 empty] | 08723 | 8723 | NJ | RFCE | 2249.6667 | 281.3333 | 87117 | New Mexico | Albuquerque | 1680.3333 | 456
[13 empty] | 08724 | 8724 | NJ | RFCE | 2249.6667 | 281.3333 | 87119 | New Mexico | Albuquerque | 1680.3333 | 456
[13 empty] | 08730 | 8730 | NJ | RFCE | 2249.6667 | 281.3333 | 87120 | New Mexico | Albuquerque | 1680.3333 | 456
[13 empty] | 08731 | 8731 | NJ | RFCE | 2249.6667 | 281.3333 | 87121 | New Mexico | Albuquerque | 1680.3333 | 456
[13 empty] | 08732 | 8732 | NJ | RFCE | 2249.6667 | 281.3333 | 87122 | New Mexico | Albuquerque | 1680.3333 | 456
[13 empty] | 08733 | 8733 | NJ | RFCE | 2249.6667 | 281.3333 | 87123 | New Mexico | Albuquerque | 1680.3333 | 456
[13 empty] | 08734 | 8734 | NJ | RFCE | 2249.6667 | 281.3333 | 87124 | New Mexico | Albuquerque | 1680.3333 | 456
[13 empty] | 08735 | 8735 | NJ | RFCE | 2249.6667 | 281.3333 | 87125 | New Mexico | Albuquerque | 1680.3333 | 456
[13 empty] | 08736 | 8736 | NJ | RFCE | 2249.6667 | 281.3333 | 87131 | New Mexico | Albuquerque | 1680.3333 | 456
[13 empty] | 08738 | 8738 | NJ | RFCE | 2249.6667 | 281.3333 | 87151 | New Mexico | Albuquerque | 1680.3333 | 456
[13 empty] | 08739 | 8739 | NJ | RFCE | 2249.6667 | 281.3333 | 87153 | New Mexico | Albuquerque | 1680.3333 | 456
[13 empty] | 08740 | 8740 | NJ | RFCE | 2249.6667 | 281.3333 | 87154 | New Mexico | Albuquerque | 1680.3333 | 456
[13 empty] | 08741 | 8741 | NJ | RFCE | 2249.6667 | 281.3333 | 87158 | New Mexico | Albuquerque | 1680.3333 | 456
[13 empty] | 08742 | 8742 | NJ | RFCE | 2249.6667 | 281.3333 | 87174 | New Mexico | Albuquerque | 1680.3333 | 456
[13 empty] | 08750 | 8750 | NJ | RFCE | 2249.6667 | 281.3333 | 87176 | New Mexico | Albuquerque | 1680.3333 | 456
[13 empty] | 08751 | 8751 | NJ | RFCE | 2249.6667 | 281.3333 | 87181 | New Mexico | Albuquerque | 1680.3333 | 456
[13 empty] | 08752 | 8752 | NJ | RFCE | 2249.6667 | 281.3333 | 87184 | New Mexico | Albuquerque | 1680.3333 | 456
[13 empty] | 08753 | 8753 | NJ | RFCE | 2249.6667 | 281.3333 | 87185 | New Mexico | Albuquerque | 1680.3333 | 456
[13 empty] | 08754 | 8754 | NJ | RFCE | 2249.6667 | 281.3333 | 87187 | New Mexico | Albuquerque | 1680.3333 | 456
[13 empty] | 08755 | 8755 | NJ | RFCE | 2249.6667 | 281.3333 | 87190 | New Mexico | Albuquerque | 1680.3333 | 456
[13 empty] | 08756 | 8756 | NJ | RFCE | 2249.6667 | 281.3333 | 87191 | New Mexico | Albuquerque | 1680.3333 | 456
[13 empty] | 08757 | 8757 | NJ | RFCE | 2249.6667 | 281.3333 | 87192 | New Mexico | Albuquerque | 1680.3333 | 456
[13 empty] | 08758 | 8758 | NJ | RFCE | 2249.6667 | 281.3333 | 87193 | New Mexico | Albuquerque | 1680.3333 | 456
[13 empty] | 08759 | 8759 | NJ | RFCE | 2249.6667 | 281.3333 | 87194 | New Mexico | Albuquerque | 1680.3333 | 456
[13 empty] | 08801 | 8801 | NJ | RFCE | 2249.6667 | 281.3333 | 87195 | New Mexico | Albuquerque | 1680.3333 | 456
[13 empty] | 08802 | 8802 | NJ | RFCE | 2249.6667 | 281.3333 | 87196 | New Mexico | Albuquerque | 1680.3333 | 456
[13 empty] | 08803 | 8803 | NJ | RFCE | 2249.6667 | 281.3333 | 87197 | New Mexico | Albuquerque | 1680.3333 | 456
[13 empty] | 08804 | 8804 | NJ | RFCE | 2249.6667 | 281.3333 | 87198 | New Mexico | Albuquerque | 1680.3333 | 456
[13 empty] | 08805 | 8805 | NJ | RFCE | 2249.6667 | 281.3333 | 87199 | New Mexico | Albuquerque | 1680.3333 | 456
[13 empty] | 08807 | 8807 | NJ | RFCE | 2249.6667 | 281.3333 | 87501 | New Mexico | Santa Fe | 2428.6667 | 267.3333
[13 empty] | 08808 | 8808 | NJ | RFCE | 2249.6667 | 281.3333 | 87502 | New Mexico | Santa Fe | 2428.6667 | 267.3333
[13 empty] | 08809 | 8809 | NJ | RFCE | 2249.6667 | 281.3333 | 87503 | New Mexico | Santa Fe | 2428.6667 | 267.3333
[13 empty] | 08810 | 8810 | NJ | RFCE | 2249.6667 | 281.3333 | 87504 | New Mexico | Santa Fe | 2428.6667 | 267.3333
[13 empty] | 08812 | 8812 | NJ | RFCE | 2249.6667 | 281.3333 | 87505 | New Mexico | Santa Fe | 2428.6667 | 267.3333
[13 empty] | 08816 | 8816 | NJ | RFCE | 2249.6667 | 281.3333 | 87506 | New Mexico | Santa Fe | 2428.6667 | 267.3333
[13 empty] | 08817 | 8817 | NJ | RFCE | 2249.6667 | 281.3333 | 87507 | New Mexico | Santa Fe | 2428.6667 | 267.3333
[13 empty] | 08818 | 8818 | NJ | RFCE | 2249.6667 | 281.3333 | 87508 | New Mexico | Santa Fe | 2428.6667 | 267.3333
[13 empty] | 08820 | 8820 | NJ | RFCE | 2249.6667 | 281.3333 | 87509 | New Mexico | Santa Fe | 2428.6667 | 267.3333
[13 empty] | 08821 | 8821 | NJ | RFCE | 2249.6667 | 281.3333 | 87540 | New Mexico | Santa Fe | 2428.6667 | 267.3333
[13 empty] | 08822 | 8822 | NJ | RFCE | 2249.6667 | 281.3333 | 87592 | New Mexico | Santa Fe | 2428.6667 | 267.3333
[13 empty] | 08823 | 8823 | NJ | RFCE | 2249.6667 | 281.3333 | 87594 | New Mexico | Santa Fe | 2428.6667 | 267.3333
[13 empty] | 08824 | 8824 | NJ | RFCE | 2249.6667 | 281.3333 | 88510 | Texas | El Paso | 870.6667 | 965
[13 empty] | 08825 | 8825 | NJ | RFCE | 2249.6667 | 281.3333 | 88511 | Texas | El Paso | 870.6667 | 965
[13 empty] | 08826 | 8826 | NJ | RFCE | 2249.6667 | 281.3333 | 88512 | Texas | El Paso | 870.6667 | 965
[13 empty] | 08827 | 8827 | NJ | RFCE | 2249.6667 | 281.3333 | 88513 | Texas | El Paso | 870.6667 | 965
[13 empty] | 08828 | 8828 | NJ | RFCE | 2249.6667 | 281.3333 | 88514 | Texas | El Paso | 870.6667 | 965
[13 empty] | 08829 | 8829 | NJ | RFCE | 2249.6667 | 281.3333 | 88515 | Texas | El Paso | 870.6667 | 965
[13 empty] | 08830 | 8830 | NJ | RFCE | 2249.6667 | 281.3333 | 88517 | Texas | El Paso | 870.6667 | 965
[13 empty] | 08831 | 8831 | NJ | RFCE | 2249.6667 | 281.3333 | 88518 | Texas | El Paso | 870.6667 | 965
[13 empty] | 08832 | 8832 | NJ | RFCE | 2249.6667 | 281.3333 | 88519 | Texas | El Paso | 870.6667 | 965
[13 empty] | 08833 | 8833 | NJ | RFCE | 2249.6667 | 281.3333 | 88520 | Texas | El Paso | 870.6667 | 965
[13 empty] | 08834 | 8834 | NJ | RFCE | 2249.6667 | 281.3333 | 88521 | Texas | El Paso | 870.6667 | 965
[13 empty] | 08835 | 8835 | NJ | RFCE | 2249.6667 | 281.3333 | 88523 | Texas | El Paso | 870.6667 | 965
[13 empty] | 08836 | 8836 | NJ | RFCE | 2249.6667 | 281.3333 | 88524 | Texas | El Paso | 870.6667 | 965
[13 empty] | 08837 | 8837 | NJ | RFCE | 2249.6667 | 281.3333 | 88525 | Texas | El Paso | 870.6667 | 965
[13 empty] | 08840 | 8840 | NJ | RFCE | 2249.6667 | 281.3333 | 88526 | Texas | El Paso | 870.6667 | 965
[13 empty] | 08844 | 8844 | NJ | RFCE | 2249.6667 | 281.3333 | 88527 | Texas | El Paso | 870.6667 | 965
[13 empty] | 08846 | 8846 | NJ | RFCE | 2249.6667 | 281.3333 | 88528 | Texas | El Paso | 870.6667 | 965
[13 empty] | 08848 | 8848 | NJ | RFCE | 2249.6667 | 281.3333 | 88529 | Texas | El Paso | 870.6667 | 965
[13 empty] | 08850 | 8850 | NJ | RFCE | 2249.6667 | 281.3333 | 88530 | Texas | El Paso | 870.6667 | 965
[13 empty] | 08852 | 8852 | NJ | RFCE | 2249.6667 | 281.3333 | 88531 | Texas | El Paso | 870.6667 | 965
[13 empty] | 08853 | 8853 | NJ | RFCE | 2249.6667 | 281.3333 | 88532 | Texas | El Paso | 870.6667 | 965
[13 empty] | 08854 | 8854 | NJ | RFCE | 2249.6667 | 281.3333 | 88533 | Texas | El Paso | 870.6667 | 965
[13 empty] | 08855 | 8855 | NJ | RFCE | 2249.6667 | 281.3333 | 88534 | Texas | El Paso | 870.6667 | 965
[13 empty] | 08857 | 8857 | NJ | RFCE | 2249.6667 | 281.3333 | 88535 | Texas | El Paso | 870.6667 | 965
[13 empty] | 08858 | 8858 | NJ | RFCE | 2249.6667 | 281.3333 | 88536 | Texas | El Paso | 870.6667 | 965
[13 empty] | 08859 | 8859 | NJ | RFCE | 2249.6667 | 281.3333 | 88538 | Texas | El Paso | 870.6667 | 965
[13 empty] | 08861 | 8861 | NJ | RFCE | 2249.6667 | 281.3333 | 88539 | Texas | El Paso | 870.6667 | 965
[13 empty] | 08862 | 8862 | NJ | RFCE | 2249.6667 | 281.3333 | 88540 | Texas | El Paso | 870.6667 | 965
[13 empty] | 08863 | 8863 | NJ | RFCE | 2249.6667 | 281.3333 | 88541 | Texas | El Paso | 870.6667 | 965
[13 empty] | 08865 | 8865 | NJ | RFCE | 2249.6667 | 281.3333 | 88542 | Texas | El Paso | 870.6667 | 965
[13 empty] | 08867 | 8867 | NJ | RFCE | 2249.6667 | 281.3333 | 88543 | Texas | El Paso | 870.6667 | 965
[13 empty] | 08868 | 8868 | NJ | RFCE | 2249.6667 | 281.3333 | 88544 | Texas | El Paso | 870.6667 | 965
[13 empty] | 08869 | 8869 | NJ | RFCE | 2249.6667 | 281.3333 | 88545 | Texas | El Paso | 870.6667 | 965
[13 empty] | 08870 | 8870 | NJ | RFCE | 2249.6667 | 281.3333 | 88546 | Texas | El Paso | 870.6667 | 965
[13 empty] | 08871 | 8871 | NJ | RFCE | 2249.6667 | 281.3333 | 88547 | Texas | El Paso | 870.6667 | 965
[13 empty] | 08872 | 8872 | NJ | RFCE | 2249.6667 | 281.3333 | 88548 | Texas | El Paso | 870.6667 | 965
[13 empty] | 08873 | 8873 | NJ | RFCE | 2249.6667 | 281.3333 | 88549 | Texas | El Paso | 870.6667 | 965
[13 empty] | 08875 | 8875 | NJ | RFCE | 2249.6667 | 281.3333 | 88550 | Texas | El Paso | 870.6667 | 965
[13 empty] | 08876 | 8876 | NJ | RFCE | 2249.6667 | 281.3333 | 88553 | Texas | El Paso | 870.6667 | 965
[13 empty] | 08879 | 8879 | NJ | RFCE | 2249.6667 | 281.3333 | 88554 | Texas | El Paso | 870.6667 | 965
[13 empty] | 08880 | 8880 | NJ | RFCE | 2249.6667 | 281.3333 | 88555 | Texas | El Paso | 870.6667 | 965
[13 empty] | 08882 | 8882 | NJ | RFCE | 2249.6667 | 281.3333 | 88556 | Texas | El Paso | 870.6667 | 965
[13 empty] | 08884 | 8884 | NJ | RFCE | 2249.6667 | 281.3333 | 88557 | Texas | El Paso | 870.6667 | 965
[13 empty] | 08885 | 8885 | NJ | RFCE | 2249.6667 | 281.3333 | 88558 | Texas | El Paso | 870.6667 | 965
[13 empty] | 08886 | 8886 | NJ | RFCE | 2249.6667 | 281.3333 | 88559 | Texas | El Paso | 870.6667 | 965
[13 empty] | 08887 | 8887 | NJ | RFCE | 2249.6667 | 281.3333 | 88560 | Texas | El Paso | 870.6667 | 965
[13 empty] | 08888 | 8888 | NJ | RFCE | 2249.6667 | 281.3333 | 88561 | Texas | El Paso | 870.6667 | 965
[13 empty] | 08889 | 8889 | NJ | RFCE | 2249.6667 | 281.3333 | 88562 | Texas | El Paso | 870.6667 | 965
[13 empty] | 08890 | 8890 | NJ | RFCE | 2249.6667 | 281.3333 | 88563 | Texas | El Paso | 870.6667 | 965
[13 empty] | 08899 | 8899 | NJ | RFCE | 2249.6667 | 281.3333 | 88565 | Texas | El Paso | 870.6667 | 965
[13 empty] | 08901 | 8901 | NJ | RFCE | 2249.6667 | 281.3333 | 88566 | Texas | El Paso | 870.6667 | 965
[13 empty] | 08902 | 8902 | NJ | RFCE | 2249.6667 | 281.3333 | 88567 | Texas | El Paso | 870.6667 | 965
[13 empty] | 08903 | 8903 | NJ | RFCE | 2249.6667 | 281.3333 | 88568 | Texas | El Paso | 870.6667 | 965
[13 empty] | 08904 | 8904 | NJ | RFCE | 2249.6667 | 281.3333 | 88569 | Texas | El Paso | 870.6667 | 965
[13 empty] | 08905 | 8905 | NJ | RFCE | 2249.6667 | 281.3333 | 88570 | Texas | El Paso | 870.6667 | 965
[13 empty] | 08906 | 8906 | NJ | RFCE | 2249.6667 | 281.3333 | 88571 | Texas | El Paso | 870.6667 | 965
[13 empty] | 08933 | 8933 | NJ | RFCE | 2249.6667 | 281.3333 | 88572 | Texas | El Paso | 870.6667 | 965
[13 empty] | 08989 | 8989 | NJ | RFCE | 2249.6667 | 281.3333 | 88573 | Texas | El Paso | 870.6667 | 965
[13 empty] | 10001 | 10001 | NY | NYCW | 2028.6667 | 313.6667 | 88574 | Texas | El Paso | 870.6667 | 965
[13 empty] | 10002 | 10002 | NY | NYCW | 2028.6667 | 313.6667 | 88575 | Texas | El Paso | 870.6667 | 965
[13 empty] | 10003 | 10003 | NY | NYCW | 2028.6667 | 313.6667 | 88576 | Texas | El Paso | 870.6667 | 965
[13 empty] | 10004 | 10004 | NY | NYCW | 2028.6667 | 313.6667 | 88577 | Texas | El Paso | 870.6667 | 965
[13 empty] | 10005 | 10005 | NY | NYCW | 2028.6667 | 313.6667 | 88578 | Texas | El Paso | 870.6667 | 965
[13 empty] | 10006 | 10006 | NY | NYCW | 2028.6667 | 313.6667 | 88579 | Texas | El Paso | 870.6667 | 965
[13 empty] | 10007 | 10007 | NY | NYCW | 2028.6667 | 313.6667 | 88580 | Texas | El Paso | 870.6667 | 965
[13 empty] | 10008 | 10008 | NY | NYCW | 2028.6667 | 313.6667 | 88581 | Texas | El Paso | 870.6667 | 965
[13 empty] | 10009 | 10009 | NY | NYCW | 2028.6667 | 313.6667 | 88582 | Texas | El Paso | 870.6667 | 965
[13 empty] | 10010 | 10010 | NY | NYCW | 2028.6667 | 313.6667 | 88583 | Texas | El Paso | 870.6667 | 965
[13 empty] | 10011 | 10011 | NY | NYCW | 2028.6667 | 313.6667 | 88584 | Texas | El Paso | 870.6667 | 965
[13 empty] | 10012 | 10012 | NY | NYCW | 2028.6667 | 313.6667 | 88585 | Texas | El Paso | 870.6667 | 965
[13 empty] | 10013 | 10013 | NY | NYCW | 2028.6667 | 313.6667 | 88586 | Texas | El Paso | 870.6667 | 965
[13 empty] | 10014 | 10014 | NY | NYCW | 2028.6667 | 313.6667 | 88587 | Texas | El Paso | 870.6667 | 965
[13 empty] | 10016 | 10016 | NY | NYCW | 2028.6667 | 313.6667 | 88588 | Texas | El Paso | 870.6667 | 965
[13 empty] | 10017 | 10017 | NY | NYCW | 2028.6667 | 313.6667 | 88589 | Texas | El Paso | 870.6667 | 965
[13 empty] | 10018 | 10018 | NY | NYCW | 2028.6667 | 313.6667 | 88590 | Texas | El Paso | 870.6667 | 965
[13 empty] | 10019 | 10019 | NY | NYCW | 2028.6667 | 313.6667 | 88595 | Texas | El Paso | 870.6667 | 965
[13 empty] | 10020 | 10020 | NY | NYCW | 2028.6667 | 313.6667 | 89044 | Nevada | Las Vegas | 589.3333 | 1520.3333
[13 empty] | 10021 | 10021 | NY | NYCW | 2028.6667 | 313.6667 | 89054 | Nevada | Las Vegas | 589.3333 | 1520.3333
[13 empty] | 10022 | 10022 | NY | NYCW | 2028.6667 | 313.6667 | 89101 | Nevada | Las Vegas | 589.3333 | 1520.3333
[13 empty] | 10023 | 10023 | NY | NYCW | 2028.6667 | 313.6667 | 89102 | Nevada | Las Vegas | 589.3333 | 1520.3333
[13 empty] | 10024 | 10024 | NY | NYCW | 2028.6667 | 313.6667 | 89103 | Nevada | Las Vegas | 589.3333 | 1520.3333
[13 empty] | 10025 | 10025 | NY | NYCW | 2028.6667 | 313.6667 | 89104 | Nevada | Las Vegas | 589.3333 | 1520.3333
[13 empty] | 10026 | 10026 | NY | NYCW | 2028.6667 | 313.6667 | 89105 | Nevada | Las Vegas | 589.3333 | 1520.3333
[13 empty] | 10027 | 10027 | NY | NYCW | 2028.6667 | 313.6667 | 89106 | Nevada | Las Vegas | 589.3333 | 1520.3333
[13 empty] | 10028 | 10028 | NY | NYCW | 2028.6667 | 313.6667 | 89107 | Nevada | Las Vegas | 589.3333 | 1520.3333
[13 empty] | 10029 | 10029 | NY | NYCW | 2028.6667 | 313.6667 | 89108 | Nevada | Las Vegas | 589.3333 | 1520.3333
[13 empty] | 10030 | 10030 | NY | NYCW | 2028.6667 | 313.6667 | 89109 | Nevada | Las Vegas | 589.3333 | 1520.3333
[13 empty] | 10031 | 10031 | NY | NYCW | 2028.6667 | 313.6667 | 89110 | Nevada | Las Vegas | 589.3333 | 1520.3333
[13 empty] | 10032 | 10032 | NY | NYCW | 2028.6667 | 313.6667 | 89111 | Nevada | Las Vegas | 589.3333 | 1520.3333
[13 empty] | 10033 | 10033 | NY | NYCW | 2028.6667 | 313.6667 | 89112 | Nevada | Las Vegas | 589.3333 | 1520.3333
[13 empty] | 10034 | 10034 | NY | NYCW | 2028.6667 | 313.6667 | 89113 | Nevada | Las Vegas | 589.3333 | 1520.3333
[13 empty] | 10035 | 10035 | NY | NYCW | 2028.6667 | 313.6667 | 89114 | Nevada | Las Vegas | 589.3333 | 1520.3333
[13 empty] | 10036 | 10036 | NY | NYCW | 2028.6667 | 313.6667 | 89115 | Nevada | Las Vegas | 589.3333 | 1520.3333
[13 empty] | 10037 | 10037 | NY | NYCW | 2028.6667 | 313.6667 | 89116 | Nevada | Las Vegas | 589.3333 | 1520.3333
[13 empty] | 10038 | 10038 | NY | NYCW | 2028.6667 | 313.6667 | 89117 | Nevada | Las Vegas | 589.3333 | 1520.3333
[13 empty] | 10039 | 10039 | NY | NYCW | 2028.6667 | 313.6667 | 89118 | Nevada | Las Vegas | 589.3333 | 1520.3333
[13 empty] | 10040 | 10040 | NY | NYCW | 2028.6667 | 313.6667 | 89119 | Nevada | Las Vegas | 589.3333 | 1520.3333
[13 empty] | 10041 | 10041 | NY | NYCW | 2028.6667 | 313.6667 | 89120 | Nevada | Las Vegas | 589.3333 | 1520.3333
[13 empty] | 10043 | 10043 | NY | NYCW | 2028.6667 | 313.6667 | 89121 | Nevada | Las Vegas | 589.3333 | 1520.3333
[13 empty] | 10044 | 10044 | NY | NYCW | 2028.6667 | 313.6667 | 89122 | Nevada | Las Vegas | 589.3333 | 1520.3333
[13 empty] | 10045 | 10045 | NY | NYCW | 2028.6667 | 313.6667 | 89123 | Nevada | Las Vegas | 589.3333 | 1520.3333
[13 empty] | 10055 | 10055 | NY | NYCW | 2028.6667 | 313.6667 | 89124 | Nevada | Las Vegas | 589.3333 | 1520.3333
[13 empty] | 10060 | 10060 | NY | NYCW | 2028.6667 | 313.6667 | 89125 | Nevada | Las Vegas | 589.3333 | 1520.3333
[13 empty] | 10065 | 10065 | NY | NYCW | 2028.6667 | 313.6667 | 89126 | Nevada | Las Vegas | 589.3333 | 1520.3333
[13 empty] | 10069 | 10069 | NY | NYCW | 2028.6667 | 313.6667 | 89127 | Nevada | Las Vegas | 589.3333 | 1520.3333
[13 empty] | 10072 | 10072 | NY | NYCW | 2028.6667 | 313.6667 | 89128 | Nevada | Las Vegas | 589.3333 | 1520.3333
[13 empty] | 10075 | 10075 | NY | NYCW | 2028.6667 | 313.6667 | 89129 | Nevada | Las Vegas | 589.3333 | 1520.3333
[13 empty] | 10080 | 10080 | NY | NYCW | 2028.6667 | 313.6667 | 89130 | Nevada | Las Vegas | 589.3333 | 1520.3333
[13 empty] | 10081 | 10081 | NY | NYCW | 2028.6667 | 313.6667 | 89131 | Nevada | Las Vegas | 589.3333 | 1520.3333
[13 empty] | 10082 | 10082 | NY | NYCW | 2028.6667 | 313.6667 | 89132 | Nevada | Las Vegas | 589.3333 | 1520.3333
[13 empty] | 10087 | 10087 | NY | NYCW | 2028.6667 | 313.6667 | 89133 | Nevada | Las Vegas | 589.3333 | 1520.3333
[13 empty] | 10090 | 10090 | NY | NYCW | 2028.6667 | 313.6667 | 89134 | Nevada | Las Vegas | 589.3333 | 1520.3333
[13 empty] | 10095 | 10095 | NY | NYCW | 2028.6667 | 313.6667 | 89135 | Nevada | Las Vegas | 589.3333 | 1520.3333
[13 empty] | 10101 | 10101 | NY | NYCW | 2028.6667 | 313.6667 | 89136 | Nevada | Las Vegas | 589.3333 | 1520.3333
[13 empty] | 10102 | 10102 | NY | NYCW | 2028.6667 | 313.6667 | 89137 | Nevada | Las Vegas | 589.3333 | 1520.3333
[13 empty] | 10103 | 10103 | NY | NYCW | 2028.6667 | 313.6667 | 89138 | Nevada | Las Vegas | 589.3333 | 1520.3333
[13 empty] | 10104 | 10104 | NY | NYCW | 2028.6667 | 313.6667 | 89139 | Nevada | Las Vegas | 589.3333 | 1520.3333
[13 empty] | 10105 | 10105 | NY | NYCW | 2028.6667 | 313.6667 | 89140 | Nevada | Las Vegas | 589.3333 | 1520.3333
[13 empty] | 10106 | 10106 | NY | NYCW | 2028.6667 | 313.6667 | 89141 | Nevada | Las Vegas | 589.3333 | 1520.3333
[13 empty] | 10107 | 10107 | NY | NYCW | 2028.6667 | 313.6667 | 89142 | Nevada | Las Vegas | 589.3333 | 1520.3333
[13 empty] | 10108 | 10108 | NY | NYCW | 2028.6667 | 313.6667 | 89143 | Nevada | Las Vegas | 589.3333 | 1520.3333
[13 empty] | 10109 | 10109 | NY | NYCW | 2028.6667 | 313.6667 | 89144 | Nevada | Las Vegas | 589.3333 | 1520.3333
[13 empty] | 10110 | 10110 | NY | NYCW | 2028.6667 | 313.6667 | 89145 | Nevada | Las Vegas | 589.3333 | 1520.3333
[13 empty] | 10111 | 10111 | NY | NYCW | 2028.6667 | 313.6667 | 89146 | Nevada | Las Vegas | 589.3333 | 1520.3333
[13 empty] | 10112 | 10112 | NY | NYCW | 2028.6667 | 313.6667 | 89147 | Nevada | Las Vegas | 589.3333 | 1520.3333
[13 empty] | 10113 | 10113 | NY | NYCW | 2028.6667 | 313.6667 | 89148 | Nevada | Las Vegas | 589.3333 | 1520.3333
[13 empty] | 10114 | 10114 | NY | NYCW | 2028.6667 | 313.6667 | 89149 | Nevada | Las Vegas | 589.3333 | 1520.3333
[13 empty] | 10115 | 10115 | NY | NYCW | 2028.6667 | 313.6667 | 89150 | Nevada | Las Vegas | 589.3333 | 1520.3333
[13 empty] | 10116 | 10116 | NY | NYCW | 2028.6667 | 313.6667 | 89151 | Nevada | Las Vegas | 589.3333 | 1520.3333
[13 empty] | 10117 | 10117 | NY | NYCW | 2028.6667 | 313.6667 | 89152 | Nevada | Las Vegas | 589.3333 | 1520.3333
[13 empty] | 10118 | 10118 | NY | NYCW | 2028.6667 | 313.6667 | 89153 | Nevada | Las Vegas | 589.3333 | 1520.3333
[13 empty] | 10119 | 10119 | NY | NYCW | 2028.6667 | 313.6667 | 89154 | Nevada | Las Vegas | 589.3333 | 1520.3333
[13 empty] | 10120 | 10120 | NY | NYCW | 2028.6667 | 313.6667 | 89155 | Nevada | Las Vegas | 589.3333 | 1520.3333
[13 empty] | 10121 | 10121 | NY | NYCW | 2028.6667 | 313.6667 | 89156 | Nevada | Las Vegas | 589.3333 | 1520.3333
[13 empty] | 10122 | 10122 | NY | NYCW | 2028.6667 | 313.6667 | 89157 | Nevada | Las Vegas | 589.3333 | 1520.3333
[13 empty] | 10123 | 10123 | NY | NYCW | 2028.6667 | 313.6667 | 89158 | Nevada | Las Vegas | 589.3333 | 1520.3333
[13 empty] | 10124 | 10124 | NY | NYCW | 2028.6667 | 313.6667 | 89159 | Nevada | Las Vegas | 589.3333 | 1520.3333
[13 empty] | 10125 | 10125 | NY | NYCW | 2028.6667 | 313.6667 | 89160 | Nevada | Las Vegas | 589.3333 | 1520.3333
[13 empty] | 10126 | 10126 | NY | NYCW | 2028.6667 | 313.6667 | 89161 | Nevada | Las Vegas | 589.3333 | 1520.3333
[13 empty] | 10128 | 10128 | NY | NYCW | 2028.6667 | 313.6667 | 89162 | Nevada | Las Vegas | 589.3333 | 1520.3333
[13 empty] | 10129 | 10129 | NY | NYCW | 2028.6667 | 313.6667 | 89163 | Nevada | Las Vegas | 589.3333 | 1520.3333
[13 empty] | 10130 | 10130 | NY | NYCW | 2028.6667 | 313.6667 | 89164 | Nevada | Las Vegas | 589.3333 | 1520.3333
[13 empty] | 10131 | 10131 | NY | NYCW | 2028.6667 | 313.6667 | 89165 | Nevada | Las Vegas | 589.3333 | 1520.3333
[13 empty] | 10132 | 10132 | NY | NYCW | 2028.6667 | 313.6667 | 89166 | Nevada | Las Vegas | 589.3333 | 1520.3333
[13 empty] | 10133 | 10133 | NY | NYCW | 2028.6667 | 313.6667 | 89169 | Nevada | Las Vegas | 589.3333 | 1520.3333
[13 empty] | 10138 | 10138 | NY | NYCW | 2028.6667 | 313.6667 | 89170 | Nevada | Las Vegas | 589.3333 | 1520.3333
[13 empty] | 10149 | 10149 | NY | NYCW | 2028.6667 | 313.6667 | 89173 | Nevada | Las Vegas | 589.3333 | 1520.3333
[13 empty] | 10150 | 10150 | NY | NYCW | 2028.6667 | 313.6667 | 89177 | Nevada | Las Vegas | 589.3333 | 1520.3333
[13 empty] | 10151 | 10151 | NY | NYCW | 2028.6667 | 313.6667 | 89178 | Nevada | Las Vegas | 589.3333 | 1520.3333
[13 empty] | 10152 | 10152 | NY | NYCW | 2028.6667 | 313.6667 | 89179 | Nevada | Las Vegas | 589.3333 | 1520.3333
[13 empty] | 10153 | 10153 | NY | NYCW | 2028.6667 | 313.6667 | 89180 | Nevada | Las Vegas | 589.3333 | 1520.3333
[13 empty] | 10154 | 10154 | NY | NYCW | 2028.6667 | 313.6667 | 89183 | Nevada | Las Vegas | 589.3333 | 1520.3333
[13 empty] | 10155 | 10155 | NY | NYCW | 2028.6667 | 313.6667 | 89185 | Nevada | Las Vegas | 589.3333 | 1520.3333
[13 empty] | 10156 | 10156 | NY | NYCW | 2028.6667 | 313.6667 | 89191 | Nevada | Las Vegas | 589.3333 | 1520.3333
[13 empty] | 10157 | 10157 | NY | NYCW | 2028.6667 | 313.6667 | 89193 | Nevada | Las Vegas | 589.3333 | 1520.3333
[13 empty] | 10158 | 10158 | NY | NYCW | 2028.6667 | 313.6667 | 89195 | Nevada | Las Vegas | 589.3333 | 1520.3333
[13 empty] | 10159 | 10159 | NY | NYCW | 2028.6667 | 313.6667 | 89199 | Nevada | Las Vegas | 589.3333 | 1520.3333
[13 empty] | 10160 | 10160 | NY | NYCW | 2028.6667 | 313.6667 | 89701 | Nevada | Carson City | 1947.3333 | 452
[13 empty] | 10161 | 10161 | NY | NYCW | 2028.6667 | 313.6667 | 89702 | Nevada | Carson City | 1947.3333 | 452
[13 empty] | 10162 | 10162 | NY | NYCW | 2028.6667 | 313.6667 | 89703 | Nevada | Carson City | 1947.3333 | 452
[13 empty] | 10163 | 10163 | NY | NYCW | 2028.6667 | 313.6667 | 89704 | Nevada | Carson City | 1947.3333 | 452
[13 empty] | 10164 | 10164 | NY | NYCW | 2028.6667 | 313.6667 | 89705 | Nevada | Carson City | 1947.3333 | 452
[13 empty] | 10165 | 10165 | NY | NYCW | 2028.6667 | 313.6667 | 89706 | Nevada | Carson City | 1947.3333 | 452
[13 empty] | 10166 | 10166 | NY | NYCW | 2028.6667 | 313.6667 | 89711 | Nevada | Carson City | 1947.3333 | 452
[13 empty] | 10167 | 10167 | NY | NYCW | 2028.6667 | 313.6667 | 89712 | Nevada | Carson City | 1947.3333 | 452
[13 empty] | 10168 | 10168 | NY | NYCW | 2028.6667 | 313.6667 | 89713 | Nevada | Carson City | 1947.3333 | 452
[13 empty] | 10169 | 10169 | NY | NYCW | 2028.6667 | 313.6667 | 89714 | Nevada | Carson City | 1947.3333 | 452
[13 empty] | 10170 | 10170 | NY | NYCW | 2028.6667 | 313.6667 | 89721 | Nevada | Carson City | 1947.3333 | 452
[13 empty] | 10171 | 10171 | NY | NYCW | 2028.6667 | 313.6667 | 90001 | California | Los Angeles | 248.3333 | 338
[13 empty] | 10172 | 10172 | NY | NYCW | 2028.6667 | 313.6667 | 90002 | California | Los Angeles | 248.3333 | 338
[13 empty] | 10173 | 10173 | NY | NYCW | 2028.6667 | 313.6667 | 90003 | California | Los Angeles | 248.3333 | 338
[13 empty] | 10174 | 10174 | NY | NYCW | 2028.6667 | 313.6667 | 90004 | California | Los Angeles | 248.3333 | 338
[13 empty] | 10175 | 10175 | NY | NYCW | 2028.6667 | 313.6667 | 90005 | California | Los Angeles | 248.3333 | 338
[13 empty] | 10176 | 10176 | NY | NYCW | 2028.6667 | 313.6667 | 90006 | California | Los Angeles | 248.3333 | 338
[13 empty] | 10177 | 10177 | NY | NYCW | 2028.6667 | 313.6667 | 90007 | California | Los Angeles | 248.3333 | 338
[13 empty] | 10178 | 10178 | NY | NYCW | 2028.6667 | 313.6667 | 90008 | California | Los Angeles | 248.3333 | 338
[13 empty] | 10179 | 10179 | NY | NYCW | 2028.6667 | 313.6667 | 90009 | California | Los Angeles | 248.3333 | 338
[13 empty] | 10185 | 10185 | NY | NYCW | 2028.6667 | 313.6667 | 90010 | California | Los Angeles | 248.3333 | 338
[13 empty] | 10197 | 10197 | NY | NYCW | 2028.6667 | 313.6667 | 90011 | California | Los Angeles | 248.3333 | 338
[13 empty] | 10199 | 10199 | NY | NYCW | 2028.6667 | 313.6667 | 90012 | California | Los Angeles | 248.3333 | 338
[13 empty] | 10203 | 10203 | NY | NYCW | 2028.6667 | 313.6667 | 90013 | California | Los Angeles | 248.3333 | 338
[13 empty] | 10211 | 10211 | NY | NYCW | 2028.6667 | 313.6667 | 90014 | California | Los Angeles | 248.3333 | 338
[13 empty] | 10212 | 10212 | NY | NYCW | 2028.6667 | 313.6667 | 90015 | California | Los Angeles | 248.3333 | 338
[13 empty] | 10213 | 10213 | NY | NYCW | 2028.6667 | 313.6667 | 90016 | California | Los Angeles | 248.3333 | 338
[13 empty] | 10242 | 10242 | NY | NYCW | 2028.6667 | 313.6667 | 90017 | California | Los Angeles | 248.3333 | 338
[13 empty] | 10249 | 10249 | NY | NYCW | 2028.6667 | 313.6667 | 90018 | California | Los Angeles | 248.3333 | 338
[13 empty] | 10256 | 10256 | NY | NYCW | 2028.6667 | 313.6667 | 90019 | California | Los Angeles | 248.3333 | 338
[13 empty] | 10257 | 10257 | NY | NYCW | 2028.6667 | 313.6667 | 90020 | California | Los Angeles | 248.3333 | 338
[13 empty] | 10258 | 10258 | NY | NYCW | 2028.6667 | 313.6667 | 90021 | California | Los Angeles | 248.3333 | 338
[13 empty] | 10259 | 10259 | NY | NYCW | 2028.6667 | 313.6667 | 90022 | California | Los Angeles | 248.3333 | 338
[13 empty] | 10260 | 10260 | NY | NYCW | 2028.6667 | 313.6667 | 90023 | California | Los Angeles | 248.3333 | 338
[13 empty] | 10261 | 10261 | NY | NYCW | 2028.6667 | 313.6667 | 90024 | California | Los Angeles | 248.3333 | 338
[13 empty] | 10265 | 10265 | NY | NYCW | 2028.6667 | 313.6667 | 90025 | California | Los Angeles | 248.3333 | 338
[13 empty] | 10268 | 10268 | NY | NYCW | 2028.6667 | 313.6667 | 90026 | California | Los Angeles | 248.3333 | 338
[13 empty] | 10269 | 10269 | NY | NYCW | 2028.6667 | 313.6667 | 90027 | California | Los Angeles | 248.3333 | 338
[13 empty] | 10270 | 10270 | NY | NYCW | 2028.6667 | 313.6667 | 90028 | California | Los Angeles | 248.3333 | 338
[13 empty] | 10271 | 10271 | NY | NYCW | 2028.6667 | 313.6667 | 90029 | California | Los Angeles | 248.3333 | 338
[13 empty] | 10272 | 10272 | NY | NYCW | 2028.6667 | 313.6667 | 90030 | California | Los Angeles | 248.3333 | 338
[13 empty] | 10273 | 10273 | NY | NYCW | 2028.6667 | 313.6667 | 90031 | California | Los Angeles | 248.3333 | 338
[13 empty] | 10274 | 10274 | NY | NYCW | 2028.6667 | 313.6667 | 90032 | California | Los Angeles | 248.3333 | 338
[13 empty] | 10275 | 10275 | NY | NYCW | 2028.6667 | 313.6667 | 90033 | California | Los Angeles | 248.3333 | 338
[13 empty] | 10276 | 10276 | NY | NYCW | 2028.6667 | 313.6667 | 90034 | California | Los Angeles | 248.3333 | 338
[13 empty] | 10277 | 10277 | NY | NYCW | 2028.6667 | 313.6667 | 90035 | California | Los Angeles | 248.3333 | 338
[13 empty] | 10278 | 10278 | NY | NYCW | 2028.6667 | 313.6667 | 90036 | California | Los Angeles | 248.3333 | 338
[13 empty] | 10279 | 10279 | NY | NYCW | 2028.6667 | 313.6667 | 90037 | California | Los Angeles | 248.3333 | 338
[13 empty] | 10280 | 10280 | NY | NYCW | 2028.6667 | 313.6667 | 90038 | California | Los Angeles | 248.3333 | 338
[13 empty] | 10281 | 10281 | NY | NYCW | 2028.6667 | 313.6667 | 90039 | California | Los Angeles | 248.3333 | 338
[13 empty] | 10282 | 10282 | NY | NYCW | 2028.6667 | 313.6667 | 90040 | California | Los Angeles | 248.3333 | 338
[13 empty] | 10285 | 10285 | NY | NYCW | 2028.6667 | 313.6667 | 90041 | California | Los Angeles | 248.3333 | 338
[13 empty] | 10286 | 10286 | NY | NYCW | 2028.6667 | 313.6667 | 90042 | California | Los Angeles | 248.3333 | 338
[13 empty] | 10292 | 10292 | NY | NYCW | 2028.6667 | 313.6667 | 90043 | California | Los Angeles | 248.3333 | 338
[13 empty] | 10301 | 10301 | NY | NYCW | 2028.6667 | 313.6667 | 90044 | California | Los Angeles | 248.3333 | 338
[13 empty] | 10302 | 10302 | NY | NYCW | 2028.6667 | 313.6667 | 90045 | California | Los Angeles | 248.3333 | 338
[13 empty] | 10303 | 10303 | NY | NYCW | 2028.6667 | 313.6667 | 90046 | California | Los Angeles | 248.3333 | 338
[13 empty] | 10304 | 10304 | NY | NYCW | 2028.6667 | 313.6667 | 90047 | California | Los Angeles | 248.3333 | 338
[13 empty] | 10305 | 10305 | NY | NYCW | 2028.6667 | 313.6667 | 90048 | California | Los Angeles | 248.3333 | 338
[13 empty] | 10306 | 10306 | NY | NYCW | 2028.6667 | 313.6667 | 90049 | California | Los Angeles | 248.3333 | 338
[13 empty] | 10307 | 10307 | NY | NYCW | 2028.6667 | 313.6667 | 90050 | California | Los Angeles | 248.3333 | 338
[13 empty] | 10308 | 10308 | NY | NYCW | 2028.6667 | 313.6667 | 90051 | California | Los Angeles | 248.3333 | 338
[13 empty] | 10309 | 10309 | NY | NYCW | 2028.6667 | 313.6667 | 90052 | California | Los Angeles | 248.3333 | 338
[13 empty] | 10310 | 10310 | NY | NYCW | 2028.6667 | 313.6667 | 90053 | California | Los Angeles | 248.3333 | 338
[13 empty] | 10311 | 10311 | NY | NYCW | 2028.6667 | 313.6667 | 90054 | California | Los Angeles | 248.3333 | 338
[13 empty] | 10312 | 10312 | NY | NYCW | 2028.6667 | 313.6667 | 90055 | California | Los Angeles | 248.3333 | 338
[13 empty] | 10313 | 10313 | NY | NYCW | 2028.6667 | 313.6667 | 90056 | California | Los Angeles | 248.3333 | 338
[13 empty] | 10314 | 10314 | NY | NYCW | 2028.6667 | 313.6667 | 90057 | California | Los Angeles | 248.3333 | 338
[13 empty] | 10451 | 10451 | NY | NYCW | 2028.6667 | 313.6667 | 90058 | California | Los Angeles | 248.3333 | 338
[13 empty] | 10452 | 10452 | NY | NYCW | 2028.6667 | 313.6667 | 90059 | California | Los Angeles | 248.3333 | 338
[13 empty] | 10453 | 10453 | NY | NYCW | 2028.6667 | 313.6667 | 90060 | California | Los Angeles | 248.3333 | 338
[13 empty] | 10454 | 10454 | NY | NYCW | 2028.6667 | 313.6667 | 90061 | California | Los Angeles | 248.3333 | 338
[13 empty] | 10455 | 10455 | NY | NYCW | 2028.6667 | 313.6667 | 90062 | California | Los Angeles | 248.3333 | 338
[13 empty] | 10456 | 10456 | NY | NYCW | 2028.6667 | 313.6667 | 90063 | California | Los Angeles | 248.3333 | 338
[13 empty] | 10457 | 10457 | NY | NYCW | 2028.6667 | 313.6667 | 90064 | California | Los Angeles | 248.3333 | 338
[13 empty] | 10458 | 10458 | NY | NYCW | 2028.6667 | 313.6667 | 90065 | California | Los Angeles | 248.3333 | 338
[13 empty] | 10459 | 10459 | NY | NYCW | 2028.6667 | 313.6667 | 90066 | California | Los Angeles | 248.3333 | 338
[13 empty] | 10460 | 10460 | NY | NYCW | 2028.6667 | 313.6667 | 90067 | California | Los Angeles | 248.3333 | 338
[13 empty] | 10461 | 10461 | NY | NYCW | 2028.6667 | 313.6667 | 90068 | California | Los Angeles | 248.3333 | 338
[13 empty] | 10462 | 10462 | NY | NYCW | 2028.6667 | 313.6667 | 90069 | California | Los Angeles | 248.3333 | 338
[13 empty] | 10463 | 10463 | NY | NYCW | 2028.6667 | 313.6667 | 90070 | California | Los Angeles | 248.3333 | 338
[13 empty] | 10464 | 10464 | NY | NYCW | 2028.6667 | 313.6667 | 90071 | California | Los Angeles | 248.3333 | 338
[13 empty] | 10465 | 10465 | NY | NYCW | 2028.6667 | 313.6667 | 90072 | California | Los Angeles | 248.3333 | 338
[13 empty] | 10466 | 10466 | NY | NYCW | 2028.6667 | 313.6667 | 90073 | California | Los Angeles | 248.3333 | 338
[13 empty] | 10467 | 10467 | NY | NYCW | 2028.6667 | 313.6667 | 90074 | California | Los Angeles | 248.3333 | 338
[13 empty] | 10468 | 10468 | NY | NYCW | 2028.6667 | 313.6667 | 90075 | California | Los Angeles | 248.3333 | 338
[13 empty] | 10469 | 10469 | NY | NYCW | 2028.6667 | 313.6667 | 90076 | California | Los Angeles | 248.3333 | 338
[13 empty] | 10470 | 10470 | NY | NYCW | 2028.6667 | 313.6667 | 90077 | California | Los Angeles | 248.3333 | 338
[13 empty] | 10471 | 10471 | NY | NYCW | 2028.6667 | 313.6667 | 90078 | California | Los Angeles | 248.3333 | 338
[13 empty] | 10472 | 10472 | NY | NYCW | 2028.6667 | 313.6667 | 90079 | California | Los Angeles | 248.3333 | 338
[13 empty] | 10473 | 10473 | NY | NYCW | 2028.6667 | 313.6667 | 90080 | California | Los Angeles | 248.3333 | 338
[13 empty] | 10474 | 10474 | NY | NYCW | 2028.6667 | 313.6667 | 90081 | California | Los Angeles | 248.3333 | 338
[13 empty] | 10475 | 10475 | NY | NYCW | 2028.6667 | 313.6667 | 90082 | California | Los Angeles | 248.3333 | 338
[13 empty] | 10499 | 10499 | NY | NYCW | 2028.6667 | 313.6667 | 90083 | California | Los Angeles | 248.3333 | 338
[13 empty] | 10501 | 10501 | NY | NYUP | 2028.6667 | 313.6667 | 90084 | California | Los Angeles | 248.3333 | 338
[13 empty] | 10502 | 10502 | NY | NYCW | 2028.6667 | 313.6667 | 90086 | California | Los Angeles | 248.3333 | 338
[13 empty] | 10503 | 10503 | NY | NYCW | 2028.6667 | 313.6667 | 90087 | California | Los Angeles | 248.3333 | 338
[13 empty] | 10504 | 10504 | NY | NYCW | 2028.6667 | 313.6667 | 90088 | California | Los Angeles | 248.3333 | 338
[13 empty] | 10505 | 10505 | NY | NYUP | 2028.6667 | 313.6667 | 90089 | California | Los Angeles | 248.3333 | 338
[13 empty] | 10506 | 10506 | NY | NYCW | 2028.6667 | 313.6667 | 90090 | California | Los Angeles | 248.3333 | 338
[13 empty] | 10507 | 10507 | NY | NYCW | 2028.6667 | 313.6667 | 90091 | California | Los Angeles | 248.3333 | 338
[13 empty] | 10509 | 10509 | NY | NYUP | 2028.6667 | 313.6667 | 90093 | California | Los Angeles | 248.3333 | 338
[13 empty] | 10510 | 10510 | NY | NYCW | 2028.6667 | 313.6667 | 90094 | California | Los Angeles | 248.3333 | 338
[13 empty] | 10511 | 10511 | NY | NYCW | 2028.6667 | 313.6667 | 90095 | California | Los Angeles | 248.3333 | 338
[13 empty] | 10512 | 10512 | NY | NYUP | 2028.6667 | 313.6667 | 90096 | California | Los Angeles | 248.3333 | 338
[13 empty] | 10514 | 10514 | NY | NYCW | 2028.6667 | 313.6667 | 90099 | California | Los Angeles | 248.3333 | 338
[13 empty] | 10516 | 10516 | NY | NYUP | 2028.6667 | 313.6667 | 90134 | California | Los Angeles | 248.3333 | 338
[13 empty] | 10517 | 10517 | NY | NYCW | 2028.6667 | 313.6667 | 90189 | California | Los Angeles | 248.3333 | 338
[13 empty] | 10518 | 10518 | NY | NYUP | 2028.6667 | 313.6667 | 90230 | California | Los Angeles | 248.3333 | 338
[13 empty] | 10519 | 10519 | NY | NYUP | 2028.6667 | 313.6667 | 92101 | California | San Diego | 144.3333 | 201
[13 empty] | 10520 | 10520 | NY | NYCW | 2028.6667 | 313.6667 | 92102 | California | San Diego | 144.3333 | 201
[13 empty] | 10521 | 10521 | NY | NYCW | 2028.6667 | 313.6667 | 92103 | California | San Diego | 144.3333 | 201
[13 empty] | 10522 | 10522 | NY | NYCW | 2028.6667 | 313.6667 | 92104 | California | San Diego | 144.3333 | 201
[13 empty] | 10523 | 10523 | NY | NYCW | 2028.6667 | 313.6667 | 92105 | California | San Diego | 144.3333 | 201
[13 empty] | 10524 | 10524 | NY | NYUP | 2028.6667 | 313.6667 | 92106 | California | San Diego | 144.3333 | 201
[13 empty] | 10526 | 10526 | NY | NYUP | 2028.6667 | 313.6667 | 92107 | California | San Diego | 144.3333 | 201
[13 empty] | 10527 | 10527 | NY | NYUP | 2028.6667 | 313.6667 | 92108 | California | San Diego | 144.3333 | 201
[13 empty] | 10528 | 10528 | NY | NYCW | 2028.6667 | 313.6667 | 92109 | California | San Diego | 144.3333 | 201
[13 empty] | 10530 | 10530 | NY | NYCW | 2028.6667 | 313.6667 | 92110 | California | San Diego | 144.3333 | 201
[13 empty] | 10532 | 10532 | NY | NYCW | 2028.6667 | 313.6667 | 92111 | California | San Diego | 144.3333 | 201
[13 empty] | 10533 | 10533 | NY | NYCW | 2028.6667 | 313.6667 | 92112 | California | San Diego | 144.3333 | 201
[13 empty] | 10535 | 10535 | NY | NYUP | 2028.6667 | 313.6667 | 92113 | California | San Diego | 144.3333 | 201
[13 empty] | 10536 | 10536 | NY | NYUP | 2028.6667 | 313.6667 | 92114 | California | San Diego | 144.3333 | 201
[13 empty] | 10537 | 10537 | NY | NYUP | 2028.6667 | 313.6667 | 92115 | California | San Diego | 144.3333 | 201
[13 empty] | 10538 | 10538 | NY | NYCW | 2028.6667 | 313.6667 | 92116 | California | San Diego | 144.3333 | 201
[13 empty] | 10540 | 10540 | NY | NYUP | 2028.6667 | 313.6667 | 92117 | California | San Diego | 144.3333 | 201
[13 empty] | 10541 | 10541 | NY | NYUP | 2028.6667 | 313.6667 | 92118 | California | San Diego | 144.3333 | 201
[13 empty] | 10542 | 10542 | NY | NYUP | 2028.6667 | 313.6667 | 92119 | California | San Diego | 144.3333 | 201
[13 empty] | 10543 | 10543 | NY | NYCW | 2028.6667 | 313.6667 | 92120 | California | San Diego | 144.3333 | 201
[13 empty] | 10545 | 10545 | NY | NYCW | 2028.6667 | 313.6667 | 92121 | California | San Diego | 144.3333 | 201
[13 empty] | 10546 | 10546 | NY | NYCW | 2028.6667 | 313.6667 | 92122 | California | San Diego | 144.3333 | 201
[13 empty] | 10547 | 10547 | NY | NYCW | 2028.6667 | 313.6667 | 92123 | California | San Diego | 144.3333 | 201
[13 empty] | 10548 | 10548 | NY | NYCW | 2028.6667 | 313.6667 | 92124 | California | San Diego | 144.3333 | 201
[13 empty] | 10549 | 10549 | NY | NYCW | 2028.6667 | 313.6667 | 92126 | California | San Diego | 144.3333 | 201
[13 empty] | 10550 | 10550 | NY | NYCW | 2028.6667 | 313.6667 | 92127 | California | San Diego | 144.3333 | 201
[13 empty] | 10551 | 10551 | NY | NYCW | 2028.6667 | 313.6667 | 92128 | California | San Diego | 144.3333 | 201
[13 empty] | 10552 | 10552 | NY | NYCW | 2028.6667 | 313.6667 | 92129 | California | San Diego | 144.3333 | 201
[13 empty] | 10553 | 10553 | NY | NYCW | 2028.6667 | 313.6667 | 92130 | California | San Diego | 144.3333 | 201
[13 empty] | 10560 | 10560 | NY | NYUP | 2028.6667 | 313.6667 | 92131 | California | San Diego | 144.3333 | 201
[13 empty] | 10562 | 10562 | NY | NYCW | 2028.6667 | 313.6667 | 92132 | California | San Diego | 144.3333 | 201
[13 empty] | 10566 | 10566 | NY | NYCW | 2028.6667 | 313.6667 | 92134 | California | San Diego | 144.3333 | 201
[13 empty] | 10567 | 10567 | NY | NYCW | 2028.6667 | 313.6667 | 92135 | California | San Diego | 144.3333 | 201
[13 empty] | 10570 | 10570 | NY | NYCW | 2028.6667 | 313.6667 | 92136 | California | San Diego | 144.3333 | 201
[13 empty] | 10573 | 10573 | NY | NYCW | 2028.6667 | 313.6667 | 92137 | California | San Diego | 144.3333 | 201
[13 empty] | 10576 | 10576 | NY | NYUP | 2028.6667 | 313.6667 | 92138 | California | San Diego | 144.3333 | 201
[13 empty] | 10577 | 10577 | NY | NYCW | 2028.6667 | 313.6667 | 92139 | California | San Diego | 144.3333 | 201
[13 empty] | 10578 | 10578 | NY | NYUP | 2028.6667 | 313.6667 | 92140 | California | San Diego | 144.3333 | 201
[13 empty] | 10579 | 10579 | NY | NYUP | 2028.6667 | 313.6667 | 92142 | California | San Diego | 144.3333 | 201
[13 empty] | 10580 | 10580 | NY | NYCW | 2028.6667 | 313.6667 | 92143 | California | San Diego | 144.3333 | 201
[13 empty] | 10583 | 10583 | NY | NYCW | 2028.6667 | 313.6667 | 92145 | California | San Diego | 144.3333 | 201
[13 empty] | 10587 | 10587 | NY | NYUP | 2028.6667 | 313.6667 | 92147 | California | San Diego | 144.3333 | 201
[13 empty] | 10588 | 10588 | NY | NYCW | 2028.6667 | 313.6667 | 92149 | California | San Diego | 144.3333 | 201
[13 empty] | 10589 | 10589 | NY | NYUP | 2028.6667 | 313.6667 | 92150 | California | San Diego | 144.3333 | 201
[13 empty] | 10590 | 10590 | NY | NYUP | 2028.6667 | 313.6667 | 92152 | California | San Diego | 144.3333 | 201
[13 empty] | 10591 | 10591 | NY | NYCW | 2028.6667 | 313.6667 | 92153 | California | San Diego | 144.3333 | 201
[13 empty] | 10594 | 10594 | NY | NYCW | 2028.6667 | 313.6667 | 92154 | California | San Diego | 144.3333 | 201
[13 empty] | 10595 | 10595 | NY | NYCW | 2028.6667 | 313.6667 | 92155 | California | San Diego | 144.3333 | 201
[13 empty] | 10596 | 10596 | NY | NYCW | 2028.6667 | 313.6667 | 92158 | California | San Diego | 144.3333 | 201
[13 empty] | 10597 | 10597 | NY | NYUP | 2028.6667 | 313.6667 | 92159 | California | San Diego | 144.3333 | 201
[13 empty] | 10598 | 10598 | NY | NYCW | 2028.6667 | 313.6667 | 92160 | California | San Diego | 144.3333 | 201
[13 empty] | 10601 | 10601 | NY | NYCW | 2028.6667 | 313.6667 | 92161 | California | San Diego | 144.3333 | 201
[13 empty] | 10602 | 10602 | NY | NYCW | 2028.6667 | 313.6667 | 92163 | California | San Diego | 144.3333 | 201
[13 empty] | 10603 | 10603 | NY | NYCW | 2028.6667 | 313.6667 | 92165 | California | San Diego | 144.3333 | 201
[13 empty] | 10604 | 10604 | NY | NYCW | 2028.6667 | 313.6667 | 92166 | California | San Diego | 144.3333 | 201
[13 empty] | 10605 | 10605 | NY | NYCW | 2028.6667 | 313.6667 | 92167 | California | San Diego | 144.3333 | 201
[13 empty] | 10606 | 10606 | NY | NYCW | 2028.6667 | 313.6667 | 92168 | California | San Diego | 144.3333 | 201
[13 empty] | 10607 | 10607 | NY | NYCW | 2028.6667 | 313.6667 | 92169 | California | San Diego | 144.3333 | 201
[13 empty] | 10610 | 10610 | NY | NYCW | 2028.6667 | 313.6667 | 92170 | California | San Diego | 144.3333 | 201
[13 empty] | 10701 | 10701 | NY | NYCW | 2028.6667 | 313.6667 | 92171 | California | San Diego | 144.3333 | 201
[13 empty] | 10702 | 10702 | NY | NYCW | 2028.6667 | 313.6667 | 92172 | California | San Diego | 144.3333 | 201
[13 empty] | 10703 | 10703 | NY | NYCW | 2028.6667 | 313.6667 | 92173 | California | San Diego | 144.3333 | 201
[13 empty] | 10704 | 10704 | NY | NYCW | 2028.6667 | 313.6667 | 92174 | California | San Diego | 144.3333 | 201
[13 empty] | 10705 | 10705 | NY | NYCW | 2028.6667 | 313.6667 | 92175 | California | San Diego | 144.3333 | 201
[13 empty] | 10706 | 10706 | NY | NYCW | 2028.6667 | 313.6667 | 92176 | California | San Diego | 144.3333 | 201
[13 empty] | 10707 | 10707 | NY | NYCW | 2028.6667 | 313.6667 | 92177 | California | San Diego | 144.3333 | 201
[13 empty] | 10708 | 10708 | NY | NYCW | 2028.6667 | 313.6667 | 92178 | California | San Diego | 144.3333 | 201
[13 empty] | 10709 | 10709 | NY | NYCW | 2028.6667 | 313.6667 | 92179 | California | San Diego | 144.3333 | 201
[13 empty] | 10710 | 10710 | NY | NYCW | 2028.6667 | 313.6667 | 92182 | California | San Diego | 144.3333 | 201
[13 empty] | 10801 | 10801 | NY | NYCW | 2028.6667 | 313.6667 | 92186 | California | San Diego | 144.3333 | 201
[13 empty] | 10802 | 10802 | NY | NYCW | 2028.6667 | 313.6667 | 92187 | California | San Diego | 144.3333 | 201
[13 empty] | 10803 | 10803 | NY | NYCW | 2028.6667 | 313.6667 | 92191 | California | San Diego | 144.3333 | 201
[13 empty] | 10804 | 10804 | NY | NYCW | 2028.6667 | 313.6667 | 92192 | California | San Diego | 144.3333 | 201
[13 empty] | 10805 | 10805 | NY | NYCW | 2028.6667 | 313.6667 | 92193 | California | San Diego | 144.3333 | 201
[13 empty] | 10901 | 10901 | NY | NYUP | 2028.6667 | 313.6667 | 92195 | California | San Diego | 144.3333 | 201
[13 empty] | 10910 | 10910 | NY | NYUP | 2028.6667 | 313.6667 | 92196 | California | San Diego | 144.3333 | 201
[13 empty] | 10911 | 10911 | NY | NYUP | 2028.6667 | 313.6667 | 92197 | California | San Diego | 144.3333 | 201
[13 empty] | 10912 | 10912 | NY | NYUP | 2028.6667 | 313.6667 | 92198 | California | San Diego | 144.3333 | 201
[13 empty] | 10913 | 10913 | NY | NYUP | 2028.6667 | 313.6667 | 92199 | California | San Diego | 144.3333 | 201
[13 empty] | 10914 | 10914 | NY | NYUP | 2028.6667 | 313.6667 | 93650 | California | Fresno | 720.3333 | 969
[13 empty] | 10915 | 10915 | NY | NYUP | 2028.6667 | 313.6667 | 93701 | California | Fresno | 720.3333 | 969
[13 empty] | 10916 | 10916 | NY | NYUP | 2028.6667 | 313.6667 | 93702 | California | Fresno | 720.3333 | 969
[13 empty] | 10917 | 10917 | NY | NYUP | 2028.6667 | 313.6667 | 93703 | California | Fresno | 720.3333 | 969
[13 empty] | 10918 | 10918 | NY | NYUP | 2028.6667 | 313.6667 | 93704 | California | Fresno | 720.3333 | 969
[13 empty] | 10919 | 10919 | NY | NYUP | 2028.6667 | 313.6667 | 93705 | California | Fresno | 720.3333 | 969
[13 empty] | 10920 | 10920 | NY | NYUP | 2028.6667 | 313.6667 | 93706 | California | Fresno | 720.3333 | 969
[13 empty] | 10921 | 10921 | NY | NYUP | 2028.6667 | 313.6667 | 93707 | California | Fresno | 720.3333 | 969
[13 empty] | 10922 | 10922 | NY | NYUP | 2028.6667 | 313.6667 | 93708 | California | Fresno | 720.3333 | 969
[13 empty] | 10923 | 10923 | NY | NYUP | 2028.6667 | 313.6667 | 93709 | California | Fresno | 720.3333 | 969
[13 empty] | 10924 | 10924 | NY | NYUP | 2028.6667 | 313.6667 | 93710 | California | Fresno | 720.3333 | 969
[13 empty] | 10925 | 10925 | NY | NYUP | 2028.6667 | 313.6667 | 93711 | California | Fresno | 720.3333 | 969
[13 empty] | 10926 | 10926 | NY | NYUP | 2028.6667 | 313.6667 | 93712 | California | Fresno | 720.3333 | 969
[13 empty] | 10927 | 10927 | NY | NYUP | 2028.6667 | 313.6667 | 93714 | California | Fresno | 720.3333 | 969
[13 empty] | 10928 | 10928 | NY | NYUP | 2028.6667 | 313.6667 | 93715 | California | Fresno | 720.3333 | 969
[13 empty] | 10930 | 10930 | NY | NYUP | 2028.6667 | 313.6667 | 93716 | California | Fresno | 720.3333 | 969
[13 empty] | 10931 | 10931 | NY | NYUP | 2028.6667 | 313.6667 | 93717 | California | Fresno | 720.3333 | 969
[13 empty] | 10932 | 10932 | NY | NYUP | 2028.6667 | 313.6667 | 93718 | California | Fresno | 720.3333 | 969
[13 empty] | 10933 | 10933 | NY | NYUP | 2028.6667 | 313.6667 | 93720 | California | Fresno | 720.3333 | 969
[13 empty] | 10940 | 10940 | NY | NYUP | 2028.6667 | 313.6667 | 93721 | California | Fresno | 720.3333 | 969
[13 empty] | 10941 | 10941 | NY | NYUP | 2028.6667 | 313.6667 | 93722 | California | Fresno | 720.3333 | 969
[13 empty] | 10949 | 10949 | NY | NYUP | 2028.6667 | 313.6667 | 93723 | California | Fresno | 720.3333 | 969
[13 empty] | 10950 | 10950 | NY | NYUP | 2028.6667 | 313.6667 | 93724 | California | Fresno | 720.3333 | 969
[13 empty] | 10952 | 10952 | NY | NYUP | 2028.6667 | 313.6667 | 93725 | California | Fresno | 720.3333 | 969
[13 empty] | 10953 | 10953 | NY | NYUP | 2028.6667 | 313.6667 | 93726 | California | Fresno | 720.3333 | 969
[13 empty] | 10954 | 10954 | NY | NYUP | 2028.6667 | 313.6667 | 93727 | California | Fresno | 720.3333 | 969
[13 empty] | 10956 | 10956 | NY | NYUP | 2028.6667 | 313.6667 | 93728 | California | Fresno | 720.3333 | 969
[13 empty] | 10958 | 10958 | NY | NYUP | 2028.6667 | 313.6667 | 93729 | California | Fresno | 720.3333 | 969
[13 empty] | 10959 | 10959 | NY | NYUP | 2028.6667 | 313.6667 | 93730 | California | Fresno | 720.3333 | 969
[13 empty] | 10960 | 10960 | NY | NYUP | 2028.6667 | 313.6667 | 93737 | California | Fresno | 720.3333 | 969
[13 empty] | 10962 | 10962 | NY | NYUP | 2028.6667 | 313.6667 | 93740 | California | Fresno | 720.3333 | 969
[13 empty] | 10963 | 10963 | NY | NYUP | 2028.6667 | 313.6667 | 93741 | California | Fresno | 720.3333 | 969
[13 empty] | 10964 | 10964 | NY | NYUP | 2028.6667 | 313.6667 | 93744 | California | Fresno | 720.3333 | 969
[13 empty] | 10965 | 10965 | NY | NYUP | 2028.6667 | 313.6667 | 93745 | California | Fresno | 720.3333 | 969
[13 empty] | 10968 | 10968 | NY | NYUP | 2028.6667 | 313.6667 | 93747 | California | Fresno | 720.3333 | 969
[13 empty] | 10969 | 10969 | NY | NYUP | 2028.6667 | 313.6667 | 93750 | California | Fresno | 720.3333 | 969
[13 empty] | 10970 | 10970 | NY | NYUP | 2028.6667 | 313.6667 | 93755 | California | Fresno | 720.3333 | 969
[13 empty] | 10973 | 10973 | NY | NYUP | 2028.6667 | 313.6667 | 93760 | California | Fresno | 720.3333 | 969
[13 empty] | 10974 | 10974 | NY | NYUP | 2028.6667 | 313.6667 | 93761 | California | Fresno | 720.3333 | 969
[13 empty] | 10975 | 10975 | NY | NYUP | 2028.6667 | 313.6667 | 93764 | California | Fresno | 720.3333 | 969
[13 empty] | 10976 | 10976 | NY | NYUP | 2028.6667 | 313.6667 | 93765 | California | Fresno | 720.3333 | 969
[13 empty] | 10977 | 10977 | NY | NYUP | 2028.6667 | 313.6667 | 93771 | California | Fresno | 720.3333 | 969
[13 empty] | 10979 | 10979 | NY | NYUP | 2028.6667 | 313.6667 | 93772 | California | Fresno | 720.3333 | 969
[13 empty] | 10980 | 10980 | NY | NYUP | 2028.6667 | 313.6667 | 93773 | California | Fresno | 720.3333 | 969
[13 empty] | 10981 | 10981 | NY | NYUP | 2028.6667 | 313.6667 | 93774 | California | Fresno | 720.3333 | 969
[13 empty] | 10982 | 10982 | NY | NYUP | 2028.6667 | 313.6667 | 93775 | California | Fresno | 720.3333 | 969
[13 empty] | 10983 | 10983 | NY | NYUP | 2028.6667 | 313.6667 | 93776 | California | Fresno | 720.3333 | 969
[13 empty] | 10984 | 10984 | NY | NYUP | 2028.6667 | 313.6667 | 93777 | California | Fresno | 720.3333 | 969
[13 empty] | 10985 | 10985 | NY | NYUP | 2028.6667 | 313.6667 | 93778 | California | Fresno | 720.3333 | 969
[13 empty] | 10986 | 10986 | NY | NYUP | 2028.6667 | 313.6667 | 93779 | California | Fresno | 720.3333 | 969
[13 empty] | 10987 | 10987 | NY | NYUP | 2028.6667 | 313.6667 | 93786 | California | Fresno | 720.3333 | 969
[13 empty] | 10988 | 10988 | NY | NYUP | 2028.6667 | 313.6667 | 93790 | California | Fresno | 720.3333 | 969
[13 empty] | 10989 | 10989 | NY | NYUP | 2028.6667 | 313.6667 | 93791 | California | Fresno | 720.3333 | 969
[13 empty] | 10990 | 10990 | NY | NYUP | 2028.6667 | 313.6667 | 93792 | California | Fresno | 720.3333 | 969
[13 empty] | 10992 | 10992 | NY | NYUP | 2028.6667 | 313.6667 | 93793 | California | Fresno | 720.3333 | 969
[13 empty] | 10993 | 10993 | NY | NYUP | 2028.6667 | 313.6667 | 93794 | California | Fresno | 720.3333 | 969
[13 empty] | 10994 | 10994 | NY | NYUP | 2028.6667 | 313.6667 | 93844 | California | Fresno | 720.3333 | 969
[13 empty] | 10996 | 10996 | NY | NYUP | 2028.6667 | 313.6667 | 93888 | California | Fresno | 720.3333 | 969
[13 empty] | 10997 | 10997 | NY | NYUP | 2028.6667 | 313.6667 | 94102 | California | San Francisco | 718.6667 | 50
[13 empty] | 10998 | 10998 | NY | NYUP | 2028.6667 | 313.6667 | 94103 | California | San Francisco | 718.6667 | 50
[13 empty] | 11001 | 11001 | NY | NYLI | 2028.6667 | 313.6667 | 94104 | California | San Francisco | 718.6667 | 50
[13 empty] | 11002 | 11002 | NY | NYLI | 2028.6667 | 313.6667 | 94105 | California | San Francisco | 718.6667 | 50
[13 empty] | 11003 | 11003 | NY | NYLI | 2028.6667 | 313.6667 | 94107 | California | San Francisco | 718.6667 | 50
[13 empty] | 11004 | 11004 | NY | NYCW | 2028.6667 | 313.6667 | 94108 | California | San Francisco | 718.6667 | 50
[13 empty] | 11005 | 11005 | NY | NYCW | 2028.6667 | 313.6667 | 94109 | California | San Francisco | 718.6667 | 50
[13 empty] | 11010 | 11010 | NY | NYLI | 2028.6667 | 313.6667 | 94110 | California | San Francisco | 718.6667 | 50
[13 empty] | 11020 | 11020 | NY | NYLI | 2028.6667 | 313.6667 | 94111 | California | San Francisco | 718.6667 | 50
[13 empty] | 11021 | 11021 | NY | NYLI | 2028.6667 | 313.6667 | 94112 | California | San Francisco | 718.6667 | 50
[13 empty] | 11022 | 11022 | NY | NYLI | 2028.6667 | 313.6667 | 94114 | California | San Francisco | 718.6667 | 50
[13 empty] | 11023 | 11023 | NY | NYLI | 2028.6667 | 313.6667 | 94115 | California | San Francisco | 718.6667 | 50
[13 empty] | 11024 | 11024 | NY | NYLI | 2028.6667 | 313.6667 | 94116 | California | San Francisco | 718.6667 | 50
[13 empty] | 11026 | 11026 | NY | NYLI | 2028.6667 | 313.6667 | 94117 | California | San Francisco | 718.6667 | 50
[13 empty] | 11027 | 11027 | NY | NYLI | 2028.6667 | 313.6667 | 94118 | California | San Francisco | 718.6667 | 50
[13 empty] | 11030 | 11030 | NY | NYLI | 2028.6667 | 313.6667 | 94119 | California | San Francisco | 718.6667 | 50
[13 empty] | 11040 | 11040 | NY | NYLI | 2028.6667 | 313.6667 | 94120 | California | San Francisco | 718.6667 | 50
[13 empty] | 11042 | 11042 | NY | NYLI | 2028.6667 | 313.6667 | 94121 | California | San Francisco | 718.6667 | 50
[13 empty] | 11050 | 11050 | NY | NYLI | 2028.6667 | 313.6667 | 94122 | California | San Francisco | 718.6667 | 50
[13 empty] | 11051 | 11051 | NY | NYLI | 2028.6667 | 313.6667 | 94123 | California | San Francisco | 718.6667 | 50
[13 empty] | 11052 | 11052 | NY | NYLI | 2028.6667 | 313.6667 | 94124 | California | San Francisco | 718.6667 | 50
[13 empty] | 11053 | 11053 | NY | NYLI | 2028.6667 | 313.6667 | 94125 | California | San Francisco | 718.6667 | 50
[13 empty] | 11054 | 11054 | NY | NYLI | 2028.6667 | 313.6667 | 94126 | California | San Francisco | 718.6667 | 50
[13 empty] | 11055 | 11055 | NY | NYLI | 2028.6667 | 313.6667 | 94127 | California | San Francisco | 718.6667 | 50
[13 empty] | 11096 | 11096 | NY | NYLI | 2028.6667 | 313.6667 | 94128 | California | San Francisco | 718.6667 | 50
[13 empty] | 11101 | 11101 | NY | NYCW | 2028.6667 | 313.6667 | 94129 | California | San Francisco | 718.6667 | 50
[13 empty] | 11102 | 11102 | NY | NYCW | 2028.6667 | 313.6667 | 94130 | California | San Francisco | 718.6667 | 50
[13 empty] | 11103 | 11103 | NY | NYCW | 2028.6667 | 313.6667 | 94131 | California | San Francisco | 718.6667 | 50
[13 empty] | 11104 | 11104 | NY | NYCW | 2028.6667 | 313.6667 | 94132 | California | San Francisco | 718.6667 | 50
[13 empty] | 11105 | 11105 | NY | NYCW | 2028.6667 | 313.6667 | 94133 | California | San Francisco | 718.6667 | 50
[13 empty] | 11106 | 11106 | NY | NYCW | 2028.6667 | 313.6667 | 94134 | California | San Francisco | 718.6667 | 50
[13 empty] | 11109 | 11109 | NY | NYCW | 2028.6667 | 313.6667 | 94137 | California | San Francisco | 718.6667 | 50
[13 empty] | 11120 | 11120 | NY | NYCW | 2028.6667 | 313.6667 | 94139 | California | San Francisco | 718.6667 | 50
[13 empty] | 11201 | 11201 | NY | NYCW | 2028.6667 | 313.6667 | 94140 | California | San Francisco | 718.6667 | 50
[13 empty] | 11202 | 11202 | NY | NYCW | 2028.6667 | 313.6667 | 94141 | California | San Francisco | 718.6667 | 50
[13 empty] | 11203 | 11203 | NY | NYCW | 2028.6667 | 313.6667 | 94142 | California | San Francisco | 718.6667 | 50
[13 empty] | 11204 | 11204 | NY | NYCW | 2028.6667 | 313.6667 | 94143 | California | San Francisco | 718.6667 | 50
[13 empty] | 11205 | 11205 | NY | NYCW | 2028.6667 | 313.6667 | 94144 | California | San Francisco | 718.6667 | 50
[13 empty] | 11206 | 11206 | NY | NYCW | 2028.6667 | 313.6667 | 94145 | California | San Francisco | 718.6667 | 50
[13 empty] | 11207 | 11207 | NY | NYCW | 2028.6667 | 313.6667 | 94146 | California | San Francisco | 718.6667 | 50
[13 empty] | 11208 | 11208 | NY | NYCW | 2028.6667 | 313.6667 | 94147 | California | San Francisco | 718.6667 | 50
[13 empty] | 11209 | 11209 | NY | NYCW | 2028.6667 | 313.6667 | 94151 | California | San Francisco | 718.6667 | 50
[13 empty] | 11210 | 11210 | NY | NYCW | 2028.6667 | 313.6667 | 94158 | California | San Francisco | 718.6667 | 50
[13 empty] | 11211 | 11211 | NY | NYCW | 2028.6667 | 313.6667 | 94159 | California | San Francisco | 718.6667 | 50
[13 empty] | 11212 | 11212 | NY | NYCW | 2028.6667 | 313.6667 | 94160 | California | San Francisco | 718.6667 | 50
[13 empty] | 11213 | 11213 | NY | NYCW | 2028.6667 | 313.6667 | 94161 | California | San Francisco | 718.6667 | 50
[13 empty] | 11214 | 11214 | NY | NYCW | 2028.6667 | 313.6667 | 94163 | California | San Francisco | 718.6667 | 50
[13 empty] | 11215 | 11215 | NY | NYCW | 2028.6667 | 313.6667 | 94164 | California | San Francisco | 718.6667 | 50
[13 empty] | 11216 | 11216 | NY | NYCW | 2028.6667 | 313.6667 | 94172 | California | San Francisco | 718.6667 | 50
[13 empty] | 11217 | 11217 | NY | NYCW | 2028.6667 | 313.6667 | 94177 | California | San Francisco | 718.6667 | 50
[13 empty] | 11218 | 11218 | NY | NYCW | 2028.6667 | 313.6667 | 94188 | California | San Francisco | 718.6667 | 50
[13 empty] | 11219 | 11219 | NY | NYCW | 2028.6667 | 313.6667 | 94203 | California | Sacramento | 860 | 489.3333
[13 empty] | 11220 | 11220 | NY | NYCW | 2028.6667 | 313.6667 | 94204 | California | Sacramento | 860 | 489.3333
[13 empty] | 11221 | 11221 | NY | NYCW | 2028.6667 | 313.6667 | 94205 | California | Sacramento | 860 | 489.3333
[13 empty] | 11222 | 11222 | NY | NYCW | 2028.6667 | 313.6667 | 94206 | California | Sacramento | 860 | 489.3333
[13 empty] | 11223 | 11223 | NY | NYCW | 2028.6667 | 313.6667 | 94207 | California | Sacramento | 860 | 489.3333
[13 empty] | 11224 | 11224 | NY | NYCW | 2028.6667 | 313.6667 | 94208 | California | Sacramento | 860 | 489.3333
[13 empty] | 11225 | 11225 | NY | NYCW | 2028.6667 | 313.6667 | 94209 | California | Sacramento | 860 | 489.3333
[13 empty] | 11226 | 11226 | NY | NYCW | 2028.6667 | 313.6667 | 94211 | California | Sacramento | 860 | 489.3333
[13 empty] | 11228 | 11228 | NY | NYCW | 2028.6667 | 313.6667 | 94229 | California | Sacramento | 860 | 489.3333
[13 empty] | 11229 | 11229 | NY | NYCW | 2028.6667 | 313.6667 | 94230 | California | Sacramento | 860 | 489.3333
[13 empty] | 11230 | 11230 | NY | NYCW | 2028.6667 | 313.6667 | 94232 | California | Sacramento | 860 | 489.3333
[13 empty] | 11231 | 11231 | NY | NYCW | 2028.6667 | 313.6667 | 94234 | California | Sacramento | 860 | 489.3333
[13 empty] | 11232 | 11232 | NY | NYCW | 2028.6667 | 313.6667 | 94235 | California | Sacramento | 860 | 489.3333
[13 empty] | 11233 | 11233 | NY | NYCW | 2028.6667 | 313.6667 | 94236 | California | Sacramento | 860 | 489.3333
[13 empty] | 11234 | 11234 | NY | NYCW | 2028.6667 | 313.6667 | 94237 | California | Sacramento | 860 | 489.3333
[13 empty] | 11235 | 11235 | NY | NYCW | 2028.6667 | 313.6667 | 94239 | California | Sacramento | 860 | 489.3333
[13 empty] | 11236 | 11236 | NY | NYCW | 2028.6667 | 313.6667 | 94240 | California | Sacramento | 860 | 489.3333
[13 empty] | 11237 | 11237 | NY | NYCW | 2028.6667 | 313.6667 | 94244 | California | Sacramento | 860 | 489.3333
[13 empty] | 11238 | 11238 | NY | NYCW | 2028.6667 | 313.6667 | 94245 | California | Sacramento | 860 | 489.3333
[13 empty] | 11239 | 11239 | NY | NYCW | 2028.6667 | 313.6667 | 94247 | California | Sacramento | 860 | 489.3333
[13 empty] | 11241 | 11241 | NY | NYCW | 2028.6667 | 313.6667 | 94248 | California | Sacramento | 860 | 489.3333
[13 empty] | 11242 | 11242 | NY | NYCW | 2028.6667 | 313.6667 | 94249 | California | Sacramento | 860 | 489.3333
[13 empty] | 11243 | 11243 | NY | NYCW | 2028.6667 | 313.6667 | 94250 | California | Sacramento | 860 | 489.3333
[13 empty] | 11245 | 11245 | NY | NYCW | 2028.6667 | 313.6667 | 94252 | California | Sacramento | 860 | 489.3333
[13 empty] | 11247 | 11247 | NY | NYCW | 2028.6667 | 313.6667 | 94254 | California | Sacramento | 860 | 489.3333
[13 empty] | 11249 | 11249 | NY | NYCW | 2028.6667 | 313.6667 | 94256 | California | Sacramento | 860 | 489.3333
[13 empty] | 11251 | 11251 | NY | NYCW | 2028.6667 | 313.6667 | 94257 | California | Sacramento | 860 | 489.3333
[13 empty] | 11252 | 11252 | NY | NYCW | 2028.6667 | 313.6667 | 94258 | California | Sacramento | 860 | 489.3333
[13 empty] | 11256 | 11256 | NY | NYCW | 2028.6667 | 313.6667 | 94259 | California | Sacramento | 860 | 489.3333
[13 empty] | 11351 | 11351 | NY | NYCW | 2028.6667 | 313.6667 | 94261 | California | Sacramento | 860 | 489.3333
[13 empty] | 11352 | 11352 | NY | NYCW | 2028.6667 | 313.6667 | 94262 | California | Sacramento | 860 | 489.3333
[13 empty] | 11354 | 11354 | NY | NYCW | 2028.6667 | 313.6667 | 94263 | California | Sacramento | 860 | 489.3333
[13 empty] | 11355 | 11355 | NY | NYCW | 2028.6667 | 313.6667 | 94267 | California | Sacramento | 860 | 489.3333
[13 empty] | 11356 | 11356 | NY | NYCW | 2028.6667 | 313.6667 | 94268 | California | Sacramento | 860 | 489.3333
[13 empty] | 11357 | 11357 | NY | NYCW | 2028.6667 | 313.6667 | 94269 | California | Sacramento | 860 | 489.3333
[13 empty] | 11358 | 11358 | NY | NYCW | 2028.6667 | 313.6667 | 94271 | California | Sacramento | 860 | 489.3333
[13 empty] | 11359 | 11359 | NY | NYCW | 2028.6667 | 313.6667 | 94273 | California | Sacramento | 860 | 489.3333
[13 empty] | 11360 | 11360 | NY | NYCW | 2028.6667 | 313.6667 | 94274 | California | Sacramento | 860 | 489.3333
[13 empty] | 11361 | 11361 | NY | NYCW | 2028.6667 | 313.6667 | 94277 | California | Sacramento | 860 | 489.3333
[13 empty] | 11362 | 11362 | NY | NYCW | 2028.6667 | 313.6667 | 94278 | California | Sacramento | 860 | 489.3333
[13 empty] | 11363 | 11363 | NY | NYCW | 2028.6667 | 313.6667 | 94279 | California | Sacramento | 860 | 489.3333
[13 empty] | 11364 | 11364 | NY | NYCW | 2028.6667 | 313.6667 | 94280 | California | Sacramento | 860 | 489.3333
[13 empty] | 11365 | 11365 | NY | NYCW | 2028.6667 | 313.6667 | 94282 | California | Sacramento | 860 | 489.3333
[13 empty] | 11366 | 11366 | NY | NYCW | 2028.6667 | 313.6667 | 94283 | California | Sacramento | 860 | 489.3333
[13 empty] | 11367 | 11367 | NY | NYCW | 2028.6667 | 313.6667 | 94284 | California | Sacramento | 860 | 489.3333
[13 empty] | 11368 | 11368 | NY | NYCW | 2028.6667 | 313.6667 | 94285 | California | Sacramento | 860 | 489.3333
[13 empty] | 11369 | 11369 | NY | NYCW | 2028.6667 | 313.6667 | 94287 | California | Sacramento | 860 | 489.3333
[13 empty] | 11370 | 11370 | NY | NYCW | 2028.6667 | 313.6667 | 94288 | California | Sacramento | 860 | 489.3333
[13 empty] | 11371 | 11371 | NY | NYCW | 2028.6667 | 313.6667 | 94289 | California | Sacramento | 860 | 489.3333
[13 empty] | 11372 | 11372 | NY | NYCW | 2028.6667 | 313.6667 | 94290 | California | Sacramento | 860 | 489.3333
[13 empty] | 11373 | 11373 | NY | NYCW | 2028.6667 | 313.6667 | 94291 | California | Sacramento | 860 | 489.3333
[13 empty] | 11374 | 11374 | NY | NYCW | 2028.6667 | 313.6667 | 94293 | California | Sacramento | 860 | 489.3333
[13 empty] | 11375 | 11375 | NY | NYCW | 2028.6667 | 313.6667 | 94294 | California | Sacramento | 860 | 489.3333
[13 empty] | 11377 | 11377 | NY | NYCW | 2028.6667 | 313.6667 | 94295 | California | Sacramento | 860 | 489.3333
[13 empty] | 11378 | 11378 | NY | NYCW | 2028.6667 | 313.6667 | 94296 | California | Sacramento | 860 | 489.3333
[13 empty] | 11379 | 11379 | NY | NYCW | 2028.6667 | 313.6667 | 94297 | California | Sacramento | 860 | 489.3333
[13 empty] | 11380 | 11380 | NY | NYCW | 2028.6667 | 313.6667 | 94298 | California | Sacramento | 860 | 489.3333
[13 empty] | 11381 | 11381 | NY | NYCW | 2028.6667 | 313.6667 | 94299 | California | Sacramento | 860 | 489.3333
[13 empty] | 11385 | 11385 | NY | NYCW | 2028.6667 | 313.6667 | 95002 | California | San Jose | 716 | 168.6667
[13 empty] | 11386 | 11386 | NY | NYCW | 2028.6667 | 313.6667 | 95101 | California | San Jose | 716 | 168.6667
[13 empty] | 11390 | 11390 | NY | NYCW | 2028.6667 | 313.6667 | 95103 | California | San Jose | 716 | 168.6667
[13 empty] | 11405 | 11405 | NY | NYCW | 2028.6667 | 313.6667 | 95106 | California | San Jose | 716 | 168.6667
[13 empty] | 11411 | 11411 | NY | NYCW | 2028.6667 | 313.6667 | 95108 | California | San Jose | 716 | 168.6667
[13 empty] | 11412 | 11412 | NY | NYCW | 2028.6667 | 313.6667 | 95109 | California | San Jose | 716 | 168.6667
[13 empty] | 11413 | 11413 | NY | NYCW | 2028.6667 | 313.6667 | 95110 | California | San Jose | 716 | 168.6667
[13 empty] | 11414 | 11414 | NY | NYCW | 2028.6667 | 313.6667 | 95111 | California | San Jose | 716 | 168.6667
[13 empty] | 11415 | 11415 | NY | NYCW | 2028.6667 | 313.6667 | 95112 | California | San Jose | 716 | 168.6667
[13 empty] | 11416 | 11416 | NY | NYCW | 2028.6667 | 313.6667 | 95113 | California | San Jose | 716 | 168.6667
[13 empty] | 11417 | 11417 | NY | NYCW | 2028.6667 | 313.6667 | 95115 | California | San Jose | 716 | 168.6667
[13 empty] | 11418 | 11418 | NY | NYCW | 2028.6667 | 313.6667 | 95116 | California | San Jose | 716 | 168.6667
[13 empty] | 11419 | 11419 | NY | NYCW | 2028.6667 | 313.6667 | 95117 | California | San Jose | 716 | 168.6667
[13 empty] | 11420 | 11420 | NY | NYCW | 2028.6667 | 313.6667 | 95118 | California | San Jose | 716 | 168.6667
[13 empty] | 11421 | 11421 | NY | NYCW | 2028.6667 | 313.6667 | 95119 | California | San Jose | 716 | 168.6667
[13 empty] | 11422 | 11422 | NY | NYCW | 2028.6667 | 313.6667 | 95120 | California | San Jose | 716 | 168.6667
[13 empty] | 11423 | 11423 | NY | NYCW | 2028.6667 | 313.6667 | 95121 | California | San Jose | 716 | 168.6667
[13 empty] | 11424 | 11424 | NY | NYCW | 2028.6667 | 313.6667 | 95122 | California | San Jose | 716 | 168.6667
[13 empty] | 11425 | 11425 | NY | NYCW | 2028.6667 | 313.6667 | 95123 | California | San Jose | 716 | 168.6667
[13 empty] | 11426 | 11426 | NY | NYCW | 2028.6667 | 313.6667 | 95124 | California | San Jose | 716 | 168.6667
[13 empty] | 11427 | 11427 | NY | NYCW | 2028.6667 | 313.6667 | 95125 | California | San Jose | 716 | 168.6667
[13 empty] | 11428 | 11428 | NY | NYCW | 2028.6667 | 313.6667 | 95126 | California | San Jose | 716 | 168.6667
[13 empty] | 11429 | 11429 | NY | NYCW | 2028.6667 | 313.6667 | 95127 | California | San Jose | 716 | 168.6667
[13 empty] | 11430 | 11430 | NY | NYCW | 2028.6667 | 313.6667 | 95128 | California | San Jose | 716 | 168.6667
[13 empty] | 11431 | 11431 | NY | NYCW | 2028.6667 | 313.6667 | 95129 | California | San Jose | 716 | 168.6667
[13 empty] | 11432 | 11432 | NY | NYCW | 2028.6667 | 313.6667 | 95130 | California | San Jose | 716 | 168.6667
[13 empty] | 11433 | 11433 | NY | NYCW | 2028.6667 | 313.6667 | 95131 | California | San Jose | 716 | 168.6667
[13 empty] | 11434 | 11434 | NY | NYCW | 2028.6667 | 313.6667 | 95132 | California | San Jose | 716 | 168.6667
[13 empty] | 11435 | 11435 | NY | NYCW | 2028.6667 | 313.6667 | 95133 | California | San Jose | 716 | 168.6667
[13 empty] | 11436 | 11436 | NY | NYCW | 2028.6667 | 313.6667 | 95134 | California | San Jose | 716 | 168.6667
[13 empty] | 11439 | 11439 | NY | NYCW | 2028.6667 | 313.6667 | 95135 | California | San Jose | 716 | 168.6667
[13 empty] | 11451 | 11451 | NY | NYCW | 2028.6667 | 313.6667 | 95136 | California | San Jose | 716 | 168.6667
[13 empty] | 11499 | 11499 | NY | NYCW | 2028.6667 | 313.6667 | 95138 | California | San Jose | 716 | 168.6667
[13 empty] | 11501 | 11501 | NY | NYLI | 2028.6667 | 313.6667 | 95139 | California | San Jose | 716 | 168.6667
[13 empty] | 11507 | 11507 | NY | NYLI | 2028.6667 | 313.6667 | 95140 | California | San Jose | 716 | 168.6667
[13 empty] | 11509 | 11509 | NY | NYLI | 2028.6667 | 313.6667 | 95141 | California | San Jose | 716 | 168.6667
[13 empty] | 11510 | 11510 | NY | NYLI | 2028.6667 | 313.6667 | 95148 | California | San Jose | 716 | 168.6667
[13 empty] | 11514 | 11514 | NY | NYLI | 2028.6667 | 313.6667 | 95150 | California | San Jose | 716 | 168.6667
[13 empty] | 11516 | 11516 | NY | NYLI | 2028.6667 | 313.6667 | 95151 | California | San Jose | 716 | 168.6667
[13 empty] | 11518 | 11518 | NY | NYLI | 2028.6667 | 313.6667 | 95152 | California | San Jose | 716 | 168.6667
[13 empty] | 11520 | 11520 | NY | NYLI | 2028.6667 | 313.6667 | 95153 | California | San Jose | 716 | 168.6667
[13 empty] | 11530 | 11530 | NY | NYLI | 2028.6667 | 313.6667 | 95154 | California | San Jose | 716 | 168.6667
[13 empty] | 11531 | 11531 | NY | NYLI | 2028.6667 | 313.6667 | 95155 | California | San Jose | 716 | 168.6667
[13 empty] | 11535 | 11535 | NY | NYLI | 2028.6667 | 313.6667 | 95156 | California | San Jose | 716 | 168.6667
[13 empty] | 11542 | 11542 | NY | NYLI | 2028.6667 | 313.6667 | 95157 | California | San Jose | 716 | 168.6667
[13 empty] | 11545 | 11545 | NY | NYLI | 2028.6667 | 313.6667 | 95158 | California | San Jose | 716 | 168.6667
[13 empty] | 11547 | 11547 | NY | NYLI | 2028.6667 | 313.6667 | 95159 | California | San Jose | 716 | 168.6667
[13 empty] | 11548 | 11548 | NY | NYLI | 2028.6667 | 313.6667 | 95160 | California | San Jose | 716 | 168.6667
[13 empty] | 11549 | 11549 | NY | NYLI | 2028.6667 | 313.6667 | 95161 | California | San Jose | 716 | 168.6667
[13 empty] | 11550 | 11550 | NY | NYLI | 2028.6667 | 313.6667 | 95164 | California | San Jose | 716 | 168.6667
[13 empty] | 11551 | 11551 | NY | NYLI | 2028.6667 | 313.6667 | 95170 | California | San Jose | 716 | 168.6667
[13 empty] | 11552 | 11552 | NY | NYLI | 2028.6667 | 313.6667 | 95172 | California | San Jose | 716 | 168.6667
[13 empty] | 11553 | 11553 | NY | NYLI | 2028.6667 | 313.6667 | 95173 | California | San Jose | 716 | 168.6667
[13 empty] | 11554 | 11554 | NY | NYLI | 2028.6667 | 313.6667 | 95190 | California | San Jose | 716 | 168.6667
[13 empty] | 11555 | 11555 | NY | NYLI | 2028.6667 | 313.6667 | 95191 | California | San Jose | 716 | 168.6667
[13 empty] | 11556 | 11556 | NY | NYLI | 2028.6667 | 313.6667 | 95192 | California | San Jose | 716 | 168.6667
[13 empty] | 11557 | 11557 | NY | NYLI | 2028.6667 | 313.6667 | 95193 | California | San Jose | 716 | 168.6667
[13 empty] | 11558 | 11558 | NY | NYLI | 2028.6667 | 313.6667 | 95194 | California | San Jose | 716 | 168.6667
[13 empty] | 11559 | 11559 | NY | NYLI | 2028.6667 | 313.6667 | 95196 | California | San Jose | 716 | 168.6667
[13 empty] | 11560 | 11560 | NY | NYLI | 2028.6667 | 313.6667 | 95811 | California | Sacramento | 860 | 489.3333
[13 empty] | 11561 | 11561 | NY | NYLI | 2028.6667 | 313.6667 | 95812 | California | Sacramento | 860 | 489.3333
[13 empty] | 11563 | 11563 | NY | NYLI | 2028.6667 | 313.6667 | 95813 | California | Sacramento | 860 | 489.3333
[13 empty] | 11565 | 11565 | NY | NYLI | 2028.6667 | 313.6667 | 95814 | California | Sacramento | 860 | 489.3333
[13 empty] | 11566 | 11566 | NY | NYLI | 2028.6667 | 313.6667 | 95815 | California | Sacramento | 860 | 489.3333
[13 empty] | 11568 | 11568 | NY | NYLI | 2028.6667 | 313.6667 | 95816 | California | Sacramento | 860 | 489.3333
[13 empty] | 11569 | 11569 | NY | NYLI | 2028.6667 | 313.6667 | 95817 | California | Sacramento | 860 | 489.3333
[13 empty] | 11570 | 11570 | NY | NYLI | 2028.6667 | 313.6667 | 95818 | California | Sacramento | 860 | 489.3333
[13 empty] | 11571 | 11571 | NY | NYLI | 2028.6667 | 313.6667 | 95819 | California | Sacramento | 860 | 489.3333
[13 empty] | 11572 | 11572 | NY | NYLI | 2028.6667 | 313.6667 | 95820 | California | Sacramento | 860 | 489.3333
[13 empty] | 11575 | 11575 | NY | NYLI | 2028.6667 | 313.6667 | 95821 | California | Sacramento | 860 | 489.3333
[13 empty] | 11576 | 11576 | NY | NYLI | 2028.6667 | 313.6667 | 95822 | California | Sacramento | 860 | 489.3333
[13 empty] | 11577 | 11577 | NY | NYLI | 2028.6667 | 313.6667 | 95823 | California | Sacramento | 860 | 489.3333
[13 empty] | 11579 | 11579 | NY | NYLI | 2028.6667 | 313.6667 | 95824 | California | Sacramento | 860 | 489.3333
[13 empty] | 11580 | 11580 | NY | NYLI | 2028.6667 | 313.6667 | 95825 | California | Sacramento | 860 | 489.3333
[13 empty] | 11581 | 11581 | NY | NYLI | 2028.6667 | 313.6667 | 95826 | California | Sacramento | 860 | 489.3333
[13 empty] | 11582 | 11582 | NY | NYLI | 2028.6667 | 313.6667 | 95827 | California | Sacramento | 860 | 489.3333
[13 empty] | 11590 | 11590 | NY | NYLI | 2028.6667 | 313.6667 | 95828 | California | Sacramento | 860 | 489.3333
[13 empty] | 11596 | 11596 | NY | NYLI | 2028.6667 | 313.6667 | 95829 | California | Sacramento | 860 | 489.3333
[13 empty] | 11598 | 11598 | NY | NYLI | 2028.6667 | 313.6667 | 95830 | California | Sacramento | 860 | 489.3333
[13 empty] | 11599 | 11599 | NY | NYLI | 2028.6667 | 313.6667 | 95831 | California | Sacramento | 860 | 489.3333
[13 empty] | 11690 | 11690 | NY | NYCW | 2028.6667 | 313.6667 | 95832 | California | Sacramento | 860 | 489.3333
[13 empty] | 11691 | 11691 | NY | NYCW | 2028.6667 | 313.6667 | 95833 | California | Sacramento | 860 | 489.3333
[13 empty] | 11692 | 11692 | NY | NYCW | 2028.6667 | 313.6667 | 95834 | California | Sacramento | 860 | 489.3333
[13 empty] | 11693 | 11693 | NY | NYCW | 2028.6667 | 313.6667 | 95835 | California | Sacramento | 860 | 489.3333
[13 empty] | 11694 | 11694 | NY | NYCW | 2028.6667 | 313.6667 | 95836 | California | Sacramento | 860 | 489.3333
[13 empty] | 11695 | 11695 | NY | NYCW | 2028.6667 | 313.6667 | 95837 | California | Sacramento | 860 | 489.3333
[13 empty] | 11697 | 11697 | NY | NYCW | 2028.6667 | 313.6667 | 95838 | California | Sacramento | 860 | 489.3333
[13 empty] | 11701 | 11701 | NY | NYLI | 2028.6667 | 313.6667 | 95840 | California | Sacramento | 860 | 489.3333
[13 empty] | 11702 | 11702 | NY | NYLI | 2028.6667 | 313.6667 | 95841 | California | Sacramento | 860 | 489.3333
[13 empty] | 11703 | 11703 | NY | NYLI | 2028.6667 | 313.6667 | 95842 | California | Sacramento | 860 | 489.3333
[13 empty] | 11704 | 11704 | NY | NYLI | 2028.6667 | 313.6667 | 95843 | California | Sacramento | 860 | 489.3333
[13 empty] | 11705 | 11705 | NY | NYLI | 2028.6667 | 313.6667 | 95851 | California | Sacramento | 860 | 489.3333
[13 empty] | 11706 | 11706 | NY | NYLI | 2028.6667 | 313.6667 | 95852 | California | Sacramento | 860 | 489.3333
[13 empty] | 11707 | 11707 | NY | NYLI | 2028.6667 | 313.6667 | 95853 | California | Sacramento | 860 | 489.3333
[13 empty] | 11709 | 11709 | NY | NYLI | 2028.6667 | 313.6667 | 95860 | California | Sacramento | 860 | 489.3333
[13 empty] | 11710 | 11710 | NY | NYLI | 2028.6667 | 313.6667 | 95864 | California | Sacramento | 860 | 489.3333
[13 empty] | 11713 | 11713 | NY | NYLI | 2028.6667 | 313.6667 | 95865 | California | Sacramento | 860 | 489.3333
[13 empty] | 11714 | 11714 | NY | NYLI | 2028.6667 | 313.6667 | 95866 | California | Sacramento | 860 | 489.3333
[13 empty] | 11715 | 11715 | NY | NYLI | 2028.6667 | 313.6667 | 95867 | California | Sacramento | 860 | 489.3333
[13 empty] | 11716 | 11716 | NY | NYLI | 2028.6667 | 313.6667 | 95894 | California | Sacramento | 860 | 489.3333
[13 empty] | 11717 | 11717 | NY | NYLI | 2028.6667 | 313.6667 | 95899 | California | Sacramento | 860 | 489.3333
[13 empty] | 11718 | 11718 | NY | NYLI | 2028.6667 | 313.6667 | 96801 | Hawaii | Honolulu | 0 | 1279
[13 empty] | 11719 | 11719 | NY | NYLI | 2028.6667 | 313.6667 | 96802 | Hawaii | Honolulu | 0 | 1279
[13 empty] | 11720 | 11720 | NY | NYLI | 2028.6667 | 313.6667 | 96803 | Hawaii | Honolulu | 0 | 1279
[13 empty] | 11721 | 11721 | NY | NYLI | 2028.6667 | 313.6667 | 96804 | Hawaii | Honolulu | 0 | 1279
[13 empty] | 11722 | 11722 | NY | NYLI | 2028.6667 | 313.6667 | 96805 | Hawaii | Honolulu | 0 | 1279
[13 empty] | 11724 | 11724 | NY | NYLI | 2028.6667 | 313.6667 | 96806 | Hawaii | Honolulu | 0 | 1279
[13 empty] | 11725 | 11725 | NY | NYLI | 2028.6667 | 313.6667 | 96807 | Hawaii | Honolulu | 0 | 1279
[13 empty] | 11726 | 11726 | NY | NYLI | 2028.6667 | 313.6667 | 96808 | Hawaii | Honolulu | 0 | 1279
[13 empty] | 11727 | 11727 | NY | NYLI | 2028.6667 | 313.6667 | 96809 | Hawaii | Honolulu | 0 | 1279
[13 empty] | 11729 | 11729 | NY | NYLI | 2028.6667 | 313.6667 | 96810 | Hawaii | Honolulu | 0 | 1279
[13 empty] | 11730 | 11730 | NY | NYLI | 2028.6667 | 313.6667 | 96811 | Hawaii | Honolulu | 0 | 1279
[13 empty] | 11731 | 11731 | NY | NYLI | 2028.6667 | 313.6667 | 96812 | Hawaii | Honolulu | 0 | 1279
[13 empty] | 11732 | 11732 | NY | NYLI | 2028.6667 | 313.6667 | 96813 | Hawaii | Honolulu | 0 | 1279
[13 empty] | 11733 | 11733 | NY | NYLI | 2028.6667 | 313.6667 | 96814 | Hawaii | Honolulu | 0 | 1279
[13 empty] | 11735 | 11735 | NY | NYLI | 2028.6667 | 313.6667 | 96815 | Hawaii | Honolulu | 0 | 1279
[13 empty] | 11736 | 11736 | NY | NYLI | 2028.6667 | 313.6667 | 96816 | Hawaii | Honolulu | 0 | 1279
[13 empty] | 11737 | 11737 | NY | NYLI | 2028.6667 | 313.6667 | 96817 | Hawaii | Honolulu | 0 | 1279
[13 empty] | 11738 | 11738 | NY | NYLI | 2028.6667 | 313.6667 | 96818 | Hawaii | Honolulu | 0 | 1279
[13 empty] | 11739 | 11739 | NY | NYLI | 2028.6667 | 313.6667 | 96819 | Hawaii | Honolulu | 0 | 1279
[13 empty] | 11740 | 11740 | NY | NYLI | 2028.6667 | 313.6667 | 96820 | Hawaii | Honolulu | 0 | 1279
[13 empty] | 11741 | 11741 | NY | NYLI | 2028.6667 | 313.6667 | 96821 | Hawaii | Honolulu | 0 | 1279
[13 empty] | 11742 | 11742 | NY | NYLI | 2028.6667 | 313.6667 | 96822 | Hawaii | Honolulu | 0 | 1279
[13 empty] | 11743 | 11743 | NY | NYLI | 2028.6667 | 313.6667 | 96823 | Hawaii | Honolulu | 0 | 1279
[13 empty] | 11746 | 11746 | NY | NYLI | 2028.6667 | 313.6667 | 96824 | Hawaii | Honolulu | 0 | 1279
[13 empty] | 11747 | 11747 | NY | NYLI | 2028.6667 | 313.6667 | 96825 | Hawaii | Honolulu | 0 | 1279
[13 empty] | 11749 | 11749 | NY | NYLI | 2028.6667 | 313.6667 | 96826 | Hawaii | Honolulu | 0 | 1279
[13 empty] | 11751 | 11751 | NY | NYLI | 2028.6667 | 313.6667 | 96828 | Hawaii | Honolulu | 0 | 1279
[13 empty] | 11752 | 11752 | NY | NYLI | 2028.6667 | 313.6667 | 96830 | Hawaii | Honolulu | 0 | 1279
[13 empty] | 11753 | 11753 | NY | NYLI | 2028.6667 | 313.6667 | 96836 | Hawaii | Honolulu | 0 | 1279
[13 empty] | 11754 | 11754 | NY | NYLI | 2028.6667 | 313.6667 | 96837 | Hawaii | Honolulu | 0 | 1279
[13 empty] | 11755 | 11755 | NY | NYLI | 2028.6667 | 313.6667 | 96838 | Hawaii | Honolulu | 0 | 1279
[13 empty] | 11756 | 11756 | NY | NYLI | 2028.6667 | 313.6667 | 96839 | Hawaii | Honolulu | 0 | 1279
[13 empty] | 11757 | 11757 | NY | NYLI | 2028.6667 | 313.6667 | 96840 | Hawaii | Honolulu | 0 | 1279
[13 empty] | 11758 | 11758 | NY | NYLI | 2028.6667 | 313.6667 | 96841 | Hawaii | Honolulu | 0 | 1279
[13 empty] | 11760 | 11760 | NY | NYLI | 2028.6667 | 313.6667 | 96843 | Hawaii | Honolulu | 0 | 1279
[13 empty] | 11762 | 11762 | NY | NYLI | 2028.6667 | 313.6667 | 96844 | Hawaii | Honolulu | 0 | 1279
[13 empty] | 11763 | 11763 | NY | NYLI | 2028.6667 | 313.6667 | 96846 | Hawaii | Honolulu | 0 | 1279
[13 empty] | 11764 | 11764 | NY | NYLI | 2028.6667 | 313.6667 | 96847 | Hawaii | Honolulu | 0 | 1279
[13 empty] | 11765 | 11765 | NY | NYLI | 2028.6667 | 313.6667 | 96848 | Hawaii | Honolulu | 0 | 1279
[13 empty] | 11766 | 11766 | NY | NYLI | 2028.6667 | 313.6667 | 96849 | Hawaii | Honolulu | 0 | 1279
[13 empty] | 11767 | 11767 | NY | NYLI | 2028.6667 | 313.6667 | 96850 | Hawaii | Honolulu | 0 | 1279
[13 empty] | 11768 | 11768 | NY | NYLI | 2028.6667 | 313.6667 | 97086 | Oregon | Portland | 1568.3333 | 189.3333
[13 empty] | 11769 | 11769 | NY | NYLI | 2028.6667 | 313.6667 | 97201 | Oregon | Portland | 1568.3333 | 189.3333
[13 empty] | 11770 | 11770 | NY | NYLI | 2028.6667 | 313.6667 | 97202 | Oregon | Portland | 1568.3333 | 189.3333
[13 empty] | 11771 | 11771 | NY | NYLI | 2028.6667 | 313.6667 | 97203 | Oregon | Portland | 1568.3333 | 189.3333
[13 empty] | 11772 | 11772 | NY | NYLI | 2028.6667 | 313.6667 | 97204 | Oregon | Portland | 1568.3333 | 189.3333
[13 empty] | 11773 | 11773 | NY | NYLI | 2028.6667 | 313.6667 | 97205 | Oregon | Portland | 1568.3333 | 189.3333
[13 empty] | 11774 | 11774 | NY | NYLI | 2028.6667 | 313.6667 | 97206 | Oregon | Portland | 1568.3333 | 189.3333
[13 empty] | 11775 | 11775 | NY | NYLI | 2028.6667 | 313.6667 | 97207 | Oregon | Portland | 1568.3333 | 189.3333
[13 empty] | 11776 | 11776 | NY | NYLI | 2028.6667 | 313.6667 | 97208 | Oregon | Portland | 1568.3333 | 189.3333
[13 empty] | 11777 | 11777 | NY | NYLI | 2028.6667 | 313.6667 | 97209 | Oregon | Portland | 1568.3333 | 189.3333
[13 empty] | 11778 | 11778 | NY | NYLI | 2028.6667 | 313.6667 | 97210 | Oregon | Portland | 1568.3333 | 189.3333
[13 empty] | 11779 | 11779 | NY | NYLI | 2028.6667 | 313.6667 | 97211 | Oregon | Portland | 1568.3333 | 189.3333
[13 empty] | 11780 | 11780 | NY | NYLI | 2028.6667 | 313.6667 | 97212 | Oregon | Portland | 1568.3333 | 189.3333
[13 empty] | 11782 | 11782 | NY | NYLI | 2028.6667 | 313.6667 | 97213 | Oregon | Portland | 1568.3333 | 189.3333
[13 empty] | 11783 | 11783 | NY | NYLI | 2028.6667 | 313.6667 | 97214 | Oregon | Portland | 1568.3333 | 189.3333
[13 empty] | 11784 | 11784 | NY | NYLI | 2028.6667 | 313.6667 | 97215 | Oregon | Portland | 1568.3333 | 189.3333
[13 empty] | 11786 | 11786 | NY | NYLI | 2028.6667 | 313.6667 | 97216 | Oregon | Portland | 1568.3333 | 189.3333
[13 empty] | 11787 | 11787 | NY | NYLI | 2028.6667 | 313.6667 | 97217 | Oregon | Portland | 1568.3333 | 189.3333
[13 empty] | 11788 | 11788 | NY | NYLI | 2028.6667 | 313.6667 | 97218 | Oregon | Portland | 1568.3333 | 189.3333
[13 empty] | 11789 | 11789 | NY | NYLI | 2028.6667 | 313.6667 | 97219 | Oregon | Portland | 1568.3333 | 189.3333
[13 empty] | 11790 | 11790 | NY | NYLI | 2028.6667 | 313.6667 | 97220 | Oregon | Portland | 1568.3333 | 189.3333
[13 empty] | 11791 | 11791 | NY | NYLI | 2028.6667 | 313.6667 | 97221 | Oregon | Portland | 1568.3333 | 189.3333
[13 empty] | 11792 | 11792 | NY | NYLI | 2028.6667 | 313.6667 | 97222 | Oregon | Portland | 1568.3333 | 189.3333
[13 empty] | 11793 | 11793 | NY | NYLI | 2028.6667 | 313.6667 | 97223 | Oregon | Portland | 1568.3333 | 189.3333
[13 empty] | 11794 | 11794 | NY | NYLI | 2028.6667 | 313.6667 | 97224 | Oregon | Portland | 1568.3333 | 189.3333
[13 empty] | 11795 | 11795 | NY | NYLI | 2028.6667 | 313.6667 | 97225 | Oregon | Portland | 1568.3333 | 189.3333
[13 empty] | 11796 | 11796 | NY | NYLI | 2028.6667 | 313.6667 | 97227 | Oregon | Portland | 1568.3333 | 189.3333
[13 empty] | 11797 | 11797 | NY | NYLI | 2028.6667 | 313.6667 | 97228 | Oregon | Portland | 1568.3333 | 189.3333
[13 empty] | 11798 | 11798 | NY | NYLI | 2028.6667 | 313.6667 | 97229 | Oregon | Portland | 1568.3333 | 189.3333
[13 empty] | 11801 | 11801 | NY | NYLI | 2028.6667 | 313.6667 | 97230 | Oregon | Portland | 1568.3333 | 189.3333
[13 empty] | 11802 | 11802 | NY | NYLI | 2028.6667 | 313.6667 | 97231 | Oregon | Portland | 1568.3333 | 189.3333
[13 empty] | 11803 | 11803 | NY | NYLI | 2028.6667 | 313.6667 | 97232 | Oregon | Portland | 1568.3333 | 189.3333
[13 empty] | 11804 | 11804 | NY | NYLI | 2028.6667 | 313.6667 | 97233 | Oregon | Portland | 1568.3333 | 189.3333
[13 empty] | 11815 | 11815 | NY | NYLI | 2028.6667 | 313.6667 | 97236 | Oregon | Portland | 1568.3333 | 189.3333
[13 empty] | 11819 | 11819 | NY | NYLI | 2028.6667 | 313.6667 | 97238 | Oregon | Portland | 1568.3333 | 189.3333
[13 empty] | 11853 | 11853 | NY | NYLI | 2028.6667 | 313.6667 | 97239 | Oregon | Portland | 1568.3333 | 189.3333
[13 empty] | 11854 | 11854 | NY | NYLI | 2028.6667 | 313.6667 | 97240 | Oregon | Portland | 1568.3333 | 189.3333
[13 empty] | 11901 | 11901 | NY | NYLI | 2028.6667 | 313.6667 | 97242 | Oregon | Portland | 1568.3333 | 189.3333
[13 empty] | 11930 | 11930 | NY | NYLI | 2028.6667 | 313.6667 | 97250 | Oregon | Portland | 1568.3333 | 189.3333
[13 empty] | 11931 | 11931 | NY | NYLI | 2028.6667 | 313.6667 | 97251 | Oregon | Portland | 1568.3333 | 189.3333
[13 empty] | 11932 | 11932 | NY | NYLI | 2028.6667 | 313.6667 | 97252 | Oregon | Portland | 1568.3333 | 189.3333
[13 empty] | 11933 | 11933 | NY | NYLI | 2028.6667 | 313.6667 | 97253 | Oregon | Portland | 1568.3333 | 189.3333
[13 empty] | 11934 | 11934 | NY | NYLI | 2028.6667 | 313.6667 | 97254 | Oregon | Portland | 1568.3333 | 189.3333
[13 empty] | 11935 | 11935 | NY | NYLI | 2028.6667 | 313.6667 | 97256 | Oregon | Portland | 1568.3333 | 189.3333
[13 empty] | 11937 | 11937 | NY | NYLI | 2028.6667 | 313.6667 | 97258 | Oregon | Portland | 1568.3333 | 189.3333
[13 empty] | 11939 | 11939 | NY | NYLI | 2028.6667 | 313.6667 | 97266 | Oregon | Portland | 1568.3333 | 189.3333
[13 empty] | 11940 | 11940 | NY | NYLI | 2028.6667 | 313.6667 | 97267 | Oregon | Portland | 1568.3333 | 189.3333
[13 empty] | 11941 | 11941 | NY | NYLI | 2028.6667 | 313.6667 | 97268 | Oregon | Portland | 1568.3333 | 189.3333
[13 empty] | 11942 | 11942 | NY | NYLI | 2028.6667 | 313.6667 | 97269 | Oregon | Portland | 1568.3333 | 189.3333
[13 empty] | 11944 | 11944 | NY | NYLI | 2028.6667 | 313.6667 | 97280 | Oregon | Portland | 1568.3333 | 189.3333
[13 empty] | 11946 | 11946 | NY | NYLI | 2028.6667 | 313.6667 | 97281 | Oregon | Portland | 1568.3333 | 189.3333
[13 empty] | 11947 | 11947 | NY | NYLI | 2028.6667 | 313.6667 | 97282 | Oregon | Portland | 1568.3333 | 189.3333
[13 empty] | 11948 | 11948 | NY | NYLI | 2028.6667 | 313.6667 | 97283 | Oregon | Portland | 1568.3333 | 189.3333
[13 empty] | 11949 | 11949 | NY | NYLI | 2028.6667 | 313.6667 | 97286 | Oregon | Portland | 1568.3333 | 189.3333
[13 empty] | 11950 | 11950 | NY | NYLI | 2028.6667 | 313.6667 | 97290 | Oregon | Portland | 1568.3333 | 189.3333
[13 empty] | 11951 | 11951 | NY | NYLI | 2028.6667 | 313.6667 | 97291 | Oregon | Portland | 1568.3333 | 189.3333
[13 empty] | 11952 | 11952 | NY | NYLI | 2028.6667 | 313.6667 | 97292 | Oregon | Portland | 1568.3333 | 189.3333
[13 empty] | 11953 | 11953 | NY | NYLI | 2028.6667 | 313.6667 | 97293 | Oregon | Portland | 1568.3333 | 189.3333
[13 empty] | 11954 | 11954 | NY | NYLI | 2028.6667 | 313.6667 | 97294 | Oregon | Portland | 1568.3333 | 189.3333
[13 empty] | 11955 | 11955 | NY | NYLI | 2028.6667 | 313.6667 | 97296 | Oregon | Portland | 1568.3333 | 189.3333
[13 empty] | 11956 | 11956 | NY | NYLI | 2028.6667 | 313.6667 | 97298 | Oregon | Portland | 1568.3333 | 189.3333
[13 empty] | 11957 | 11957 | NY | NYLI | 2028.6667 | 313.6667 | 97301 | Oregon | Salem | 1628.6667 | 222.6667
[13 empty] | 11958 | 11958 | NY | NYLI | 2028.6667 | 313.6667 | 97302 | Oregon | Salem | 1628.6667 | 222.6667
[13 empty] | 11959 | 11959 | NY | NYLI | 2028.6667 | 313.6667 | 97303 | Oregon | Salem | 1628.6667 | 222.6667
[13 empty] | 11960 | 11960 | NY | NYLI | 2028.6667 | 313.6667 | 97304 | Oregon | Salem | 1628.6667 | 222.6667
[13 empty] | 11961 | 11961 | NY | NYLI | 2028.6667 | 313.6667 | 97305 | Oregon | Salem | 1628.6667 | 222.6667
[13 empty] | 11962 | 11962 | NY | NYLI | 2028.6667 | 313.6667 | 97306 | Oregon | Salem | 1628.6667 | 222.6667
[13 empty] | 11963 | 11963 | NY | NYLI | 2028.6667 | 313.6667 | 97307 | Oregon | Salem | 1628.6667 | 222.6667
[13 empty] | 11964 | 11964 | NY | NYLI | 2028.6667 | 313.6667 | 97308 | Oregon | Salem | 1628.6667 | 222.6667
[13 empty] | 11965 | 11965 | NY | NYLI | 2028.6667 | 313.6667 | 97309 | Oregon | Salem | 1628.6667 | 222.6667
[13 empty] | 11967 | 11967 | NY | NYLI | 2028.6667 | 313.6667 | 97310 | Oregon | Salem | 1628.6667 | 222.6667
[13 empty] | 11968 | 11968 | NY | NYLI | 2028.6667 | 313.6667 | 97311 | Oregon | Salem | 1628.6667 | 222.6667
[13 empty] | 11969 | 11969 | NY | NYLI | 2028.6667 | 313.6667 | 97312 | Oregon | Salem | 1628.6667 | 222.6667
[13 empty] | 11970 | 11970 | NY | NYLI | 2028.6667 | 313.6667 | 97314 | Oregon | Salem | 1628.6667 | 222.6667
[13 empty] | 11971 | 11971 | NY | NYLI | 2028.6667 | 313.6667 | 97317 | Oregon | Salem | 1628.6667 | 222.6667
[13 empty] | 11972 | 11972 | NY | NYLI | 2028.6667 | 313.6667 | 98101 | Washington | Seattle | 1364 | 133
[13 empty] | 11973 | 11973 | NY | NYLI | 2028.6667 | 313.6667 | 98102 | Washington | Seattle | 1364 | 133
[13 empty] | 11975 | 11975 | NY | NYLI | 2028.6667 | 313.6667 | 98103 | Washington | Seattle | 1364 | 133
[13 empty] | 11976 | 11976 | NY | NYLI | 2028.6667 | 313.6667 | 98104 | Washington | Seattle | 1364 | 133
[13 empty] | 11977 | 11977 | NY | NYLI | 2028.6667 | 313.6667 | 98105 | Washington | Seattle | 1364 | 133
[13 empty] | 11978 | 11978 | NY | NYLI | 2028.6667 | 313.6667 | 98106 | Washington | Seattle | 1364 | 133
[13 empty] | 11980 | 11980 | NY | NYLI | 2028.6667 | 313.6667 | 98107 | Washington | Seattle | 1364 | 133
[13 empty] | 12007 | 12007 | NY | NYUP | 2028.6667 | 313.6667 | 98108 | Washington | Seattle | 1364 | 133
[13 empty] | 12008 | 12008 | NY | NYUP | 2028.6667 | 313.6667 | 98109 | Washington | Seattle | 1364 | 133
[13 empty] | 12009 | 12009 | NY | NYUP | 2028.6667 | 313.6667 | 98110 | Washington | Seattle | 1364 | 133
[13 empty] | 12010 | 12010 | NY | NYUP | 2028.6667 | 313.6667 | 98111 | Washington | Seattle | 1364 | 133
[13 empty] | 12015 | 12015 | NY | NYUP | 2028.6667 | 313.6667 | 98112 | Washington | Seattle | 1364 | 133
[13 empty] | 12016 | 12016 | NY | NYUP | 2028.6667 | 313.6667 | 98113 | Washington | Seattle | 1364 | 133
[13 empty] | 12017 | 12017 | NY | NYUP | 2028.6667 | 313.6667 | 98114 | Washington | Seattle | 1364 | 133
[13 empty] | 12018 | 12018 | NY | NYUP | 2028.6667 | 313.6667 | 98115 | Washington | Seattle | 1364 | 133
[13 empty] | 12019 | 12019 | NY | NYUP | 2028.6667 | 313.6667 | 98116 | Washington | Seattle | 1364 | 133
[13 empty] | 12020 | 12020 | NY | NYUP | 2028.6667 | 313.6667 | 98117 | Washington | Seattle | 1364 | 133
[13 empty] | 12022 | 12022 | NY | NYUP | 2028.6667 | 313.6667 | 98118 | Washington | Seattle | 1364 | 133
[13 empty] | 12023 | 12023 | NY | NYUP | 2028.6667 | 313.6667 | 98119 | Washington | Seattle | 1364 | 133
[13 empty] | 12024 | 12024 | NY | NYUP | 2028.6667 | 313.6667 | 98121 | Washington | Seattle | 1364 | 133
[13 empty] | 12025 | 12025 | NY | NYUP | 2028.6667 | 313.6667 | 98122 | Washington | Seattle | 1364 | 133
[13 empty] | 12027 | 12027 | NY | NYUP | 2028.6667 | 313.6667 | 98124 | Washington | Seattle | 1364 | 133
[13 empty] | 12028 | 12028 | NY | NYUP | 2028.6667 | 313.6667 | 98125 | Washington | Seattle | 1364 | 133
[13 empty] | 12029 | 12029 | NY | NYUP | 2028.6667 | 313.6667 | 98126 | Washington | Seattle | 1364 | 133
[13 empty] | 12031 | 12031 | NY | NYUP | 2028.6667 | 313.6667 | 98127 | Washington | Seattle | 1364 | 133
[13 empty] | 12032 | 12032 | NY | NYUP | 2028.6667 | 313.6667 | 98129 | Washington | Seattle | 1364 | 133
[13 empty] | 12033 | 12033 | NY | NYUP | 2028.6667 | 313.6667 | 98131 | Washington | Seattle | 1364 | 133
[13 empty] | 12035 | 12035 | NY | NYUP | 2028.6667 | 313.6667 | 98133 | Washington | Seattle | 1364 | 133
[13 empty] | 12036 | 12036 | NY | NYUP | 2028.6667 | 313.6667 | 98134 | Washington | Seattle | 1364 | 133
[13 empty] | 12037 | 12037 | NY | NYUP | 2028.6667 | 313.6667 | 98136 | Washington | Seattle | 1364 | 133
[13 empty] | 12040 | 12040 | NY | NYUP | 2028.6667 | 313.6667 | 98138 | Washington | Seattle | 1364 | 133
[13 empty] | 12041 | 12041 | NY | NYUP | 2028.6667 | 313.6667 | 98139 | Washington | Seattle | 1364 | 133
[13 empty] | 12042 | 12042 | NY | NYUP | 2028.6667 | 313.6667 | 98141 | Washington | Seattle | 1364 | 133
[13 empty] | 12043 | 12043 | NY | NYUP | 2028.6667 | 313.6667 | 98144 | Washington | Seattle | 1364 | 133
[13 empty] | 12045 | 12045 | NY | NYUP | 2028.6667 | 313.6667 | 98145 | Washington | Seattle | 1364 | 133
[13 empty] | 12046 | 12046 | NY | NYUP | 2028.6667 | 313.6667 | 98146 | Washington | Seattle | 1364 | 133
[13 empty] | 12047 | 12047 | NY | NYUP | 2028.6667 | 313.6667 | 98148 | Washington | Seattle | 1364 | 133
[13 empty] | 12050 | 12050 | NY | NYUP | 2028.6667 | 313.6667 | 98154 | Washington | Seattle | 1364 | 133
[13 empty] | 12051 | 12051 | NY | NYUP | 2028.6667 | 313.6667 | 98155 | Washington | Seattle | 1364 | 133
[13 empty] | 12052 | 12052 | NY | NYUP | 2028.6667 | 313.6667 | 98158 | Washington | Seattle | 1364 | 133
[13 empty] | 12053 | 12053 | NY | NYUP | 2028.6667 | 313.6667 | 98160 | Washington | Seattle | 1364 | 133
[13 empty] | 12054 | 12054 | NY | NYUP | 2028.6667 | 313.6667 | 98161 | Washington | Seattle | 1364 | 133
[13 empty] | 12055 | 12055 | NY | NYUP | 2028.6667 | 313.6667 | 98164 | Washington | Seattle | 1364 | 133
[13 empty] | 12056 | 12056 | NY | NYUP | 2028.6667 | 313.6667 | 98165 | Washington | Seattle | 1364 | 133
[13 empty] | 12057 | 12057 | NY | NYUP | 2028.6667 | 313.6667 | 98166 | Washington | Seattle | 1364 | 133
[13 empty] | 12058 | 12058 | NY | NYUP | 2028.6667 | 313.6667 | 98168 | Washington | Seattle | 1364 | 133
[13 empty] | 12059 | 12059 | NY | NYUP | 2028.6667 | 313.6667 | 98170 | Washington | Seattle | 1364 | 133
[13 empty] | 12060 | 12060 | NY | NYUP | 2028.6667 | 313.6667 | 98174 | Washington | Seattle | 1364 | 133
[13 empty] | 12061 | 12061 | NY | NYUP | 2028.6667 | 313.6667 | 98175 | Washington | Seattle | 1364 | 133
[13 empty] | 12062 | 12062 | NY | NYUP | 2028.6667 | 313.6667 | 98177 | Washington | Seattle | 1364 | 133
[13 empty] | 12063 | 12063 | NY | NYUP | 2028.6667 | 313.6667 | 98178 | Washington | Seattle | 1364 | 133
[13 empty] | 12064 | 12064 | NY | NYUP | 2028.6667 | 313.6667 | 98181 | Washington | Seattle | 1364 | 133
[13 empty] | 12065 | 12065 | NY | NYUP | 2028.6667 | 313.6667 | 98185 | Washington | Seattle | 1364 | 133
[13 empty] | 12066 | 12066 | NY | NYUP | 2028.6667 | 313.6667 | 98188 | Washington | Seattle | 1364 | 133
[13 empty] | 12067 | 12067 | NY | NYUP | 2028.6667 | 313.6667 | 98190 | Washington | Seattle | 1364 | 133
[13 empty] | 12068 | 12068 | NY | NYUP | 2028.6667 | 313.6667 | 98191 | Washington | Seattle | 1364 | 133
[13 empty] | 12069 | 12069 | NY | NYUP | 2028.6667 | 313.6667 | 98194 | Washington | Seattle | 1364 | 133
[13 empty] | 12070 | 12070 | NY | NYUP | 2028.6667 | 313.6667 | 98195 | Washington | Seattle | 1364 | 133
[13 empty] | 12071 | 12071 | NY | NYUP | 2028.6667 | 313.6667 | 98198 | Washington | Seattle | 1364 | 133
[13 empty] | 12072 | 12072 | NY | NYUP | 2028.6667 | 313.6667 | 98199 | Washington | Seattle | 1364 | 133
[13 empty] | 12073 | 12073 | NY | NYUP | 2028.6667 | 313.6667 | 98501 | Washington | Olympia | 2018 | 118.3333
[13 empty] | 12074 | 12074 | NY | NYUP | 2028.6667 | 313.6667 | 98502 | Washington | Olympia | 2018 | 118.3333
[13 empty] | 12075 | 12075 | NY | NYUP | 2028.6667 | 313.6667 | 98503 | Washington | Olympia | 2018 | 118.3333
[13 empty] | 12076 | 12076 | NY | NYUP | 2028.6667 | 313.6667 | 98504 | Washington | Olympia | 2018 | 118.3333
[13 empty] | 12077 | 12077 | NY | NYUP | 2028.6667 | 313.6667 | 98505 | Washington | Olympia | 2018 | 118.3333
[13 empty] | 12078 | 12078 | NY | NYUP | 2028.6667 | 313.6667 | 98506 | Washington | Olympia | 2018 | 118.3333
[13 empty] | 12082 | 12082 | NY | NYUP | 2028.6667 | 313.6667 | 98507 | Washington | Olympia | 2018 | 118.3333
[13 empty] | 12083 | 12083 | NY | NYUP | 2028.6667 | 313.6667 | 98508 | Washington | Olympia | 2018 | 118.3333
[13 empty] | 12084 | 12084 | NY | NYUP | 2028.6667 | 313.6667 | 98509 | Washington | Olympia | 2018 | 118.3333
[13 empty] | 12085 | 12085 | NY | NYUP | 2028.6667 | 313.6667 | 98511 | Washington | Olympia | 2018 | 118.3333
[13 empty] | 12086 | 12086 | NY | NYUP | 2028.6667 | 313.6667 | 98512 | Washington | Olympia | 2018 | 118.3333
[13 empty] | 12087 | 12087 | NY | NYUP | 2028.6667 | 313.6667 | 98513 | Washington | Olympia | 2018 | 118.3333
[13 empty] | 12089 | 12089 | NY | NYUP | 2028.6667 | 313.6667 | 98516 | Washington | Olympia | 2018 | 118.3333
[13 empty] | 12090 | 12090 | NY | NYUP | 2028.6667 | 313.6667 | 98599 | Washington | Olympia | 2018 | 118.3333
[13 empty] | 12092 | 12092 | NY | NYUP | 2028.6667 | 313.6667 | 99801 | Alaska | Juneau | 3272.6667 | 7
[13 empty] | 12093 | 12093 | NY | NYUP | 2028.6667 | 313.6667 | 99802 | Alaska | Juneau | 3272.6667 | 7
[13 empty] | 12094 | 12094 | NY | NYUP | 2028.6667 | 313.6667 | 99803 | Alaska | Juneau | 3272.6667 | 7
[13 empty] | 12095 | 12095 | NY | NYUP | 2028.6667 | 313.6667 | 99811 | Alaska | Juneau | 3272.6667 | 7
[13 empty] | 12106 | 12106 | NY | NYUP | 2028.6667 | 313.6667 | 99812 | Alaska | Juneau | 3272.6667 | 7
[13 empty] | 12107 | 12107 | NY | NYUP | 2028.6667 | 313.6667 | 99821 | Alaska | Juneau | 3272.6667 | 7
[13 empty] | 12108 | 12108 | NY | NYUP | 2028.6667 | 313.6667 | 99824 | Alaska | Juneau | 3272.6667 | 7
[13 empty] | 12110 | 12110 | NY | NYUP | 2028.6667 | 313.6667 | 99850 | Alaska | Juneau | 3272.6667 | 7
[13 empty] | 12115 | 12115 | NY | NYUP | 2028.6667 | 313.6667
[13 empty] | 12116 | 12116 | NY | NYUP | 2028.6667 | 313.6667
[13 empty] | 12117 | 12117 | NY | NYUP | 2028.6667 | 313.6667
[13 empty] | 12118 | 12118 | NY | NYUP | 2028.6667 | 313.6667
[13 empty] | 12120 | 12120 | NY | NYUP | 2028.6667 | 313.6667
[13 empty] | 12121 | 12121 | NY | NYUP | 2028.6667 | 313.6667
[13 empty] | 12122 | 12122 | NY | NYUP | 2028.6667 | 313.6667
[13 empty] | 12123 | 12123 | NY | NYUP | 2028.6667 | 313.6667
[13 empty] | 12124 | 12124 | NY | NYUP | 2028.6667 | 313.6667
[13 empty] | 12125 | 12125 | NY | NYUP | 2028.6667 | 313.6667
[13 empty] | 12128 | 12128 | NY | NYUP | 2028.6667 | 313.6667
[13 empty] | 12130 | 12130 | NY | NYUP | 2028.6667 | 313.6667
[13 empty] | 12131 | 12131 | NY | NYUP | 2028.6667 | 313.6667
[13 empty] | 12132 | 12132 | NY | NYUP | 2028.6667 | 313.6667
[13 empty] | 12133 | 12133 | NY | NYUP | 2028.6667 | 313.6667
[13 empty] | 12134 | 12134 | NY | NYUP | 2028.6667 | 313.6667
[13 empty] | 12136 | 12136 | NY | NYUP | 2028.6667 | 313.6667
[13 empty] | 12137 | 12137 | NY | NYUP | 2028.6667 | 313.6667
[13 empty] | 12138 | 12138 | NY | NYUP | 2028.6667 | 313.6667
[13 empty] | 12139 | 12139 | NY | NYUP | 2028.6667 | 313.6667
[13 empty] | 12140 | 12140 | NY | NYUP | 2028.6667 | 313.6667
[13 empty] | 12141 | 12141 | NY | NYUP | 2028.6667 | 313.6667
[13 empty] | 12143 | 12143 | NY | NYUP | 2028.6667 | 313.6667
[13 empty] | 12144 | 12144 | NY | NYUP | 2028.6667 | 313.6667
[13 empty] | 12147 | 12147 | NY | NYUP | 2028.6667 | 313.6667
[13 empty] | 12148 | 12148 | NY | NYUP | 2028.6667 | 313.6667
[13 empty] | 12149 | 12149 | NY | NYUP | 2028.6667 | 313.6667
[13 empty] | 12150 | 12150 | NY | NYUP | 2028.6667 | 313.6667
[13 empty] | 12151 | 12151 | NY | NYUP | 2028.6667 | 313.6667
[13 empty] | 12153 | 12153 | NY | NYUP | 2028.6667 | 313.6667
[13 empty] | 12154 | 12154 | NY | NYUP | 2028.6667 | 313.6667
[13 empty] | 12155 | 12155 | NY | NYUP | 2028.6667 | 313.6667
[13 empty] | 12156 | 12156 | NY | NYUP | 2028.6667 | 313.6667
[13 empty] | 12157 | 12157 | NY | NYUP | 2028.6667 | 313.6667
[13 empty] | 12158 | 12158 | NY | NYUP | 2028.6667 | 313.6667
[13 empty] | 12159 | 12159 | NY | NYUP | 2028.6667 | 313.6667
[13 empty] | 12160 | 12160 | NY | NYUP | 2028.6667 | 313.6667
[13 empty] | 12161 | 12161 | NY | NYUP | 2028.6667 | 313.6667
[13 empty] | 12164 | 12164 | NY | NYUP | 2028.6667 | 313.6667
[13 empty] | 12165 | 12165 | NY | NYUP | 2028.6667 | 313.6667
[13 empty] | 12166 | 12166 | NY | NYUP | 2028.6667 | 313.6667
[13 empty] | 12167 | 12167 | NY | NYUP | 2028.6667 | 313.6667
[13 empty] | 12168 | 12168 | NY | NYUP | 2028.6667 | 313.6667
[13 empty] | 12169 | 12169 | NY | NYUP | 2028.6667 | 313.6667
[13 empty] | 12170 | 12170 | NY | NYUP | 2028.6667 | 313.6667
[13 empty] | 12172 | 12172 | NY | NYUP | 2028.6667 | 313.6667
[13 empty] | 12173 | 12173 | NY | NYUP | 2028.6667 | 313.6667
[13 empty] | 12174 | 12174 | NY | NYUP | 2028.6667 | 313.6667
[13 empty] | 12175 | 12175 | NY | NYUP | 2028.6667 | 313.6667
[13 empty] | 12176 | 12176 | NY | NYUP | 2028.6667 | 313.6667
[13 empty] | 12177 | 12177 | NY | NYUP | 2028.6667 | 313.6667
[13 empty] | 12180 | 12180 | NY | NYUP | 2028.6667 | 313.6667
[13 empty] | 12181 | 12181 | NY | NYUP | 2028.6667 | 313.6667
[13 empty] | 12182 | 12182 | NY | NYUP | 2028.6667 | 313.6667
[13 empty] | 12183 | 12183 | NY | NYUP | 2028.6667 | 313.6667
[13 empty] | 12184 | 12184 | NY | NYUP | 2028.6667 | 313.6667
[13 empty] | 12185 | 12185 | NY | NYUP | 2028.6667 | 313.6667
[13 empty] | 12186 | 12186 | NY | NYUP | 2028.6667 | 313.6667
[13 empty] | 12187 | 12187 | NY | NYUP | 2028.6667 | 313.6667
[13 empty] | 12188 | 12188 | NY | NYUP | 2028.6667 | 313.6667
[13 empty] | 12189 | 12189 | NY | NYUP | 2028.6667 | 313.6667
[13 empty] | 12190 | 12190 | NY | NYUP | 2028.6667 | 313.6667
[13 empty] | 12192 | 12192 | NY | NYUP | 2028.6667 | 313.6667
[13 empty] | 12193 | 12193 | NY | NYUP | 2028.6667 | 313.6667
[13 empty] | 12194 | 12194 | NY | NYUP | 2028.6667 | 313.6667
[13 empty] | 12195 | 12195 | NY | NYUP | 2028.6667 | 313.6667
[13 empty] | 12196 | 12196 | NY | NYUP | 2028.6667 | 313.6667
[13 empty] | 12197 | 12197 | NY | NYUP | 2028.6667 | 313.6667
[13 empty] | 12198 | 12198 | NY | NYUP | 2028.6667 | 313.6667
[13 empty] | 12201 | 12201 | NY | NYUP | 2932 | 202.6667
[13 empty] | 12202 | 12202 | NY | NYUP | 2932 | 202.6667
[13 empty] | 12203 | 12203 | NY | NYUP | 2932 | 202.6667
[13 empty] | 12204 | 12204 | NY | NYUP | 2932 | 202.6667
[13 empty] | 12205 | 12205 | NY | NYUP | 2932 | 202.6667
[13 empty] | 12206 | 12206 | NY | NYUP | 2932 | 202.6667
[13 empty] | 12207 | 12207 | NY | NYUP | 2932 | 202.6667
[13 empty] | 12208 | 12208 | NY | NYUP | 2932 | 202.6667
[13 empty] | 12209 | 12209 | NY | NYUP | 2932 | 202.6667
[13 empty] | 12210 | 12210 | NY | NYUP | 2932 | 202.6667
[13 empty] | 12211 | 12211 | NY | NYUP | 2932 | 202.6667
[13 empty] | 12212 | 12212 | NY | NYUP | 2932 | 202.6667
[13 empty] | 12214 | 12214 | NY | NYUP | 2932 | 202.6667
[13 empty] | 12220 | 12220 | NY | NYUP | 2932 | 202.6667
[13 empty] | 12222 | 12222 | NY | NYUP | 2932 | 202.6667
[13 empty] | 12223 | 12223 | NY | NYUP | 2932 | 202.6667
[13 empty] | 12224 | 12224 | NY | NYUP | 2932 | 202.6667
[13 empty] | 12225 | 12225 | NY | NYUP | 2932 | 202.6667
[13 empty] | 12226 | 12226 | NY | NYUP | 2932 | 202.6667
[13 empty] | 12227 | 12227 | NY | NYUP | 2932 | 202.6667
[13 empty] | 12228 | 12228 | NY | NYUP | 2932 | 202.6667
[13 empty] | 12229 | 12229 | NY | NYUP | 2932 | 202.6667
[13 empty] | 12230 | 12230 | NY | NYUP | 2932 | 202.6667
[13 empty] | 12231 | 12231 | NY | NYUP | 2932 | 202.6667
[13 empty] | 12232 | 12232 | NY | NYUP | 2932 | 202.6667
[13 empty] | 12233 | 12233 | NY | NYUP | 2932 | 202.6667
[13 empty] | 12234 | 12234 | NY | NYUP | 2932 | 202.6667
[13 empty] | 12235 | 12235 | NY | NYUP | 2932 | 202.6667
[13 empty] | 12236 | 12236 | NY | NYUP | 2932 | 202.6667
[13 empty] | 12237 | 12237 | NY | NYUP | 2932 | 202.6667
[13 empty] | 12238 | 12238 | NY | NYUP | 2932 | 202.6667
[13 empty] | 12239 | 12239 | NY | NYUP | 2932 | 202.6667
[13 empty] | 12240 | 12240 | NY | NYUP | 2932 | 202.6667
[13 empty] | 12241 | 12241 | NY | NYUP | 2932 | 202.6667
[13 empty] | 12242 | 12242 | NY | NYUP | 2932 | 202.6667
[13 empty] | 12243 | 12243 | NY | NYUP | 2932 | 202.6667
[13 empty] | 12244 | 12244 | NY | NYUP | 2932 | 202.6667
[13 empty] | 12245 | 12245 | NY | NYUP | 2932 | 202.6667
[13 empty] | 12246 | 12246 | NY | NYUP | 2932 | 202.6667
[13 empty] | 12247 | 12247 | NY | NYUP | 2932 | 202.6667
[13 empty] | 12248 | 12248 | NY | NYUP | 2932 | 202.6667
[13 empty] | 12249 | 12249 | NY | NYUP | 2932 | 202.6667
[13 empty] | 12250 | 12250 | NY | NYUP | 2932 | 202.6667
[13 empty] | 12252 | 12252 | NY | NYUP | 2932 | 202.6667
[13 empty] | 12255 | 12255 | NY | NYUP | 2932 | 202.6667
[13 empty] | 12256 | 12256 | NY | NYUP | 2932 | 202.6667
[13 empty] | 12257 | 12257 | NY | NYUP | 2932 | 202.6667
[13 empty] | 12260 | 12260 | NY | NYUP | 2932 | 202.6667
[13 empty] | 12261 | 12261 | NY | NYUP | 2932 | 202.6667
[13 empty] | 12288 | 12288 | NY | NYUP | 2932 | 202.6667
[13 empty] | 12301 | 12301 | NY | NYUP | 2932 | 202.6667
[13 empty] | 12302 | 12302 | NY | NYUP | 2932 | 202.6667
[13 empty] | 12303 | 12303 | NY | NYUP | 2932 | 202.6667
[13 empty] | 12304 | 12304 | NY | NYUP | 2932 | 202.6667
[13 empty] | 12305 | 12305 | NY | NYUP | 2932 | 202.6667
[13 empty] | 12306 | 12306 | NY | NYUP | 2932 | 202.6667
[13 empty] | 12307 | 12307 | NY | NYUP | 2932 | 202.6667
[13 empty] | 12308 | 12308 | NY | NYUP | 2932 | 202.6667
[13 empty] | 12309 | 12309 | NY | NYUP | 2932 | 202.6667
[13 empty] | 12325 | 12325 | NY | NYUP | 2932 | 202.6667
[13 empty] | 12345 | 12345 | NY | NYUP | 2932 | 202.6667
[13 empty] | 12401 | 12401 | NY | NYUP | 2932 | 202.6667
[13 empty] | 12402 | 12402 | NY | NYUP | 2932 | 202.6667
[13 empty] | 12404 | 12404 | NY | NYUP | 2932 | 202.6667
[13 empty] | 12405 | 12405 | NY | NYUP | 2932 | 202.6667
[13 empty] | 12406 | 12406 | NY | NYUP | 2932 | 202.6667
[13 empty] | 12407 | 12407 | NY | NYUP | 2932 | 202.6667
[13 empty] | 12409 | 12409 | NY | NYUP | 2932 | 202.6667
[13 empty] | 12410 | 12410 | NY | NYUP | 2932 | 202.6667
[13 empty] | 12411 | 12411 | NY | NYUP | 2932 | 202.6667
[13 empty] | 12412 | 12412 | NY | NYUP | 2932 | 202.6667
[13 empty] | 12413 | 12413 | NY | NYUP | 2932 | 202.6667
[13 empty] | 12414 | 12414 | NY | NYUP | 2932 | 202.6667
[13 empty] | 12416 | 12416 | NY | NYUP | 2932 | 202.6667
[13 empty] | 12417 | 12417 | NY | NYUP | 2932 | 202.6667
[13 empty] | 12418 | 12418 | NY | NYUP | 2932 | 202.6667
[13 empty] | 12419 | 12419 | NY | NYUP | 2932 | 202.6667
[13 empty] | 12420 | 12420 | NY | NYUP | 2932 | 202.6667
[13 empty] | 12421 | 12421 | NY | NYUP | 2932 | 202.6667
[13 empty] | 12422 | 12422 | NY | NYUP | 2932 | 202.6667
[13 empty] | 12423 | 12423 | NY | NYUP | 2932 | 202.6667
[13 empty] | 12424 | 12424 | NY | NYUP | 2932 | 202.6667
[13 empty] | 12427 | 12427 | NY | NYUP | 2932 | 202.6667
[13 empty] | 12428 | 12428 | NY | NYUP | 2932 | 202.6667
[13 empty] | 12429 | 12429 | NY | NYUP | 2932 | 202.6667
[13 empty] | 12430 | 12430 | NY | NYUP | 2932 | 202.6667
[13 empty] | 12431 | 12431 | NY | NYUP | 2932 | 202.6667
[13 empty] | 12432 | 12432 | NY | NYUP | 2932 | 202.6667
[13 empty] | 12433 | 12433 | NY | NYUP | 2932 | 202.6667
[13 empty] | 12434 | 12434 | NY | NYUP | 2932 | 202.6667
[13 empty] | 12435 | 12435 | NY | NYUP | 2932 | 202.6667
[13 empty] | 12436 | 12436 | NY | NYUP | 2932 | 202.6667
[13 empty] | 12438 | 12438 | NY | NYUP | 2932 | 202.6667
[13 empty] | 12439 | 12439 | NY | NYUP | 2932 | 202.6667
[13 empty] | 12440 | 12440 | NY | NYUP | 2932 | 202.6667
[13 empty] | 12441 | 12441 | NY | NYUP | 2932 | 202.6667
[13 empty] | 12442 | 12442 | NY | NYUP | 2932 | 202.6667
[13 empty] | 12443 | 12443 | NY | NYUP | 2932 | 202.6667
[13 empty] | 12444 | 12444 | NY | NYUP | 2932 | 202.6667
[13 empty] | 12446 | 12446 | NY | NYUP | 2932 | 202.6667
[13 empty] | 12448 | 12448 | NY | NYUP | 2932 | 202.6667
[13 empty] | 12449 | 12449 | NY | NYUP | 2932 | 202.6667
[13 empty] | 12450 | 12450 | NY | NYUP | 2932 | 202.6667
[13 empty] | 12451 | 12451 | NY | NYUP | 2932 | 202.6667
[13 empty] | 12452 | 12452 | NY | NYUP | 2932 | 202.6667
[13 empty] | 12453 | 12453 | NY | NYUP | 2932 | 202.6667
[13 empty] | 12454 | 12454 | NY | NYUP | 2932 | 202.6667
[13 empty] | 12455 | 12455 | NY | NYUP | 2932 | 202.6667
[13 empty] | 12456 | 12456 | NY | NYUP | 2932 | 202.6667
[13 empty] | 12457 | 12457 | NY | NYUP | 2932 | 202.6667
[13 empty] | 12458 | 12458 | NY | NYUP | 2932 | 202.6667
[13 empty] | 12459 | 12459 | NY | NYUP | 2932 | 202.6667
[13 empty] | 12460 | 12460 | NY | NYUP | 2932 | 202.6667
[13 empty] | 12461 | 12461 | NY | NYUP | 2932 | 202.6667
[13 empty] | 12463 | 12463 | NY | NYUP | 2932 | 202.6667
[13 empty] | 12464 | 12464 | NY | NYUP | 2932 | 202.6667
[13 empty] | 12465 | 12465 | NY | NYUP | 2932 | 202.6667
[13 empty] | 12466 | 12466 | NY | NYUP | 2932 | 202.6667
[13 empty] | 12468 | 12468 | NY | NYUP | 2932 | 202.6667
[13 empty] | 12469 | 12469 | NY | NYUP | 2932 | 202.6667
[13 empty] | 12470 | 12470 | NY | NYUP | 2932 | 202.6667
[13 empty] | 12471 | 12471 | NY | NYUP | 2932 | 202.6667
[13 empty] | 12472 | 12472 | NY | NYUP | 2932 | 202.6667
[13 empty] | 12473 | 12473 | NY | NYUP | 2932 | 202.6667
[13 empty] | 12474 | 12474 | NY | NYUP | 2932 | 202.6667
[13 empty] | 12475 | 12475 | NY | NYUP | 2932 | 202.6667
[13 empty] | 12477 | 12477 | NY | NYUP | 2932 | 202.6667
[13 empty] | 12480 | 12480 | NY | NYUP | 2932 | 202.6667
[13 empty] | 12481 | 12481 | NY | NYUP | 2932 | 202.6667
[13 empty] | 12482 | 12482 | NY | NYUP | 2932 | 202.6667
[13 empty] | 12483 | 12483 | NY | NYUP | 2932 | 202.6667
[13 empty] | 12484 | 12484 | NY | NYUP | 2932 | 202.6667
[13 empty] | 12485 | 12485 | NY | NYUP | 2932 | 202.6667
[13 empty] | 12486 | 12486 | NY | NYUP | 2932 | 202.6667
[13 empty] | 12487 | 12487 | NY | NYUP | 2932 | 202.6667
[13 empty] | 12489 | 12489 | NY | NYUP | 2932 | 202.6667
[13 empty] | 12490 | 12490 | NY | NYUP | 2932 | 202.6667
[13 empty] | 12491 | 12491 | NY | NYUP | 2932 | 202.6667
[13 empty] | 12492 | 12492 | NY | NYUP | 2932 | 202.6667
[13 empty] | 12493 | 12493 | NY | NYUP | 2932 | 202.6667
[13 empty] | 12494 | 12494 | NY | NYUP | 2932 | 202.6667
[13 empty] | 12495 | 12495 | NY | NYUP | 2932 | 202.6667
[13 empty] | 12496 | 12496 | NY | NYUP | 2932 | 202.6667
[13 empty] | 12498 | 12498 | NY | NYUP | 2932 | 202.6667
[13 empty] | 12501 | 12501 | NY | NYUP | 2932 | 202.6667
[13 empty] | 12502 | 12502 | NY | NYUP | 2932 | 202.6667
[13 empty] | 12503 | 12503 | NY | NYUP | 2932 | 202.6667
[13 empty] | 12504 | 12504 | NY | NYUP | 2932 | 202.6667
[13 empty] | 12506 | 12506 | NY | NYUP | 2932 | 202.6667
[13 empty] | 12507 | 12507 | NY | NYUP | 2932 | 202.6667
[13 empty] | 12508 | 12508 | NY | NYUP | 2932 | 202.6667
[13 empty] | 12510 | 12510 | NY | NYUP | 2932 | 202.6667
[13 empty] | 12511 | 12511 | NY | NYUP | 2932 | 202.6667
[13 empty] | 12512 | 12512 | NY | NYUP | 2932 | 202.6667
[13 empty] | 12513 | 12513 | NY | NYUP | 2932 | 202.6667
[13 empty] | 12514 | 12514 | NY | NYUP | 2932 | 202.6667
[13 empty] | 12515 | 12515 | NY | NYUP | 2932 | 202.6667
[13 empty] | 12516 | 12516 | NY | NYUP | 2932 | 202.6667
[13 empty] | 12517 | 12517 | NY | NYUP | 2932 | 202.6667
[13 empty] | 12518 | 12518 | NY | NYUP | 2932 | 202.6667
[13 empty] | 12520 | 12520 | NY | NYUP | 2932 | 202.6667
[13 empty] | 12521 | 12521 | NY | NYUP | 2932 | 202.6667
[13 empty] | 12522 | 12522 | NY | NYUP | 2932 | 202.6667
[13 empty] | 12523 | 12523 | NY | NYUP | 2932 | 202.6667
[13 empty] | 12524 | 12524 | NY | NYUP | 2932 | 202.6667
[13 empty] | 12525 | 12525 | NY | NYUP | 2932 | 202.6667
[13 empty] | 12526 | 12526 | NY | NYUP | 2932 | 202.6667
[13 empty] | 12527 | 12527 | NY | NYUP | 2932 | 202.6667
[13 empty] | 12528 | 12528 | NY | NYUP | 2932 | 202.6667
[13 empty] | 12529 | 12529 | NY | NYUP | 2932 | 202.6667
[13 empty] | 12530 | 12530 | NY | NYUP | 2932 | 202.6667
[13 empty] | 12531 | 12531 | NY | NYUP | 2932 | 202.6667
[13 empty] | 12533 | 12533 | NY | NYUP | 2932 | 202.6667
[13 empty] | 12534 | 12534 | NY | NYUP | 2932 | 202.6667
[13 empty] | 12537 | 12537 | NY | NYUP | 2932 | 202.6667
[13 empty] | 12538 | 12538 | NY | NYUP | 2932 | 202.6667
[13 empty] | 12540 | 12540 | NY | NYUP | 2932 | 202.6667
[13 empty] | 12541 | 12541 | NY | NYUP | 2932 | 202.6667
[13 empty] | 12542 | 12542 | NY | NYUP | 2932 | 202.6667
[13 empty] | 12543 | 12543 | NY | NYUP | 2932 | 202.6667
[13 empty] | 12544 | 12544 | NY | NYUP | 2932 | 202.6667
[13 empty] | 12545 | 12545 | NY | NYUP | 2932 | 202.6667
[13 empty] | 12546 | 12546 | NY | NYUP | 2932 | 202.6667
[13 empty] | 12547 | 12547 | NY | NYUP | 2932 | 202.6667
[13 empty] | 12548 | 12548 | NY | NYUP | 2932 | 202.6667
[13 empty] | 12549 | 12549 | NY | NYUP | 2932 | 202.6667
[13 empty] | 12550 | 12550 | NY | NYUP | 2932 | 202.6667
[13 empty] | 12551 | 12551 | NY | NYUP | 2932 | 202.6667
[13 empty] | 12552 | 12552 | NY | NYUP | 2932 | 202.6667
[13 empty] | 12553 | 12553 | NY | NYUP | 2932 | 202.6667
[13 empty] | 12555 | 12555 | NY | NYUP | 2932 | 202.6667
[13 empty] | 12561 | 12561 | NY | NYUP | 2932 | 202.6667
[13 empty] | 12563 | 12563 | NY | NYUP | 2932 | 202.6667
[13 empty] | 12564 | 12564 | NY | NYUP | 2932 | 202.6667
[13 empty] | 12565 | 12565 | NY | NYUP | 2932 | 202.6667
[13 empty] | 12566 | 12566 | NY | NYUP | 2932 | 202.6667
[13 empty] | 12567 | 12567 | NY | NYUP | 2932 | 202.6667
[13 empty] | 12568 | 12568 | NY | NYUP | 2932 | 202.6667
[13 empty] | 12569 | 12569 | NY | NYUP | 2932 | 202.6667
[13 empty] | 12570 | 12570 | NY | NYUP | 2932 | 202.6667
[13 empty] | 12571 | 12571 | NY | NYUP | 2932 | 202.6667
[13 empty] | 12572 | 12572 | NY | NYUP | 2932 | 202.6667
[13 empty] | 12574 | 12574 | NY | NYUP | 2932 | 202.6667
[13 empty] | 12575 | 12575 | NY | NYUP | 2932 | 202.6667
[13 empty] | 12577 | 12577 | NY | NYUP | 2932 | 202.6667
[13 empty] | 12578 | 12578 | NY | NYUP | 2932 | 202.6667
[13 empty] | 12580 | 12580 | NY | NYUP | 2932 | 202.6667
[13 empty] | 12581 | 12581 | NY | NYUP | 2932 | 202.6667
[13 empty] | 12582 | 12582 | NY | NYUP | 2932 | 202.6667
[13 empty] | 12583 | 12583 | NY | NYUP | 2932 | 202.6667
[13 empty] | 12584 | 12584 | NY | NYUP | 2932 | 202.6667
[13 empty] | 12585 | 12585 | NY | NYUP | 2932 | 202.6667
[13 empty] | 12586 | 12586 | NY | NYUP | 2932 | 202.6667
[13 empty] | 12588 | 12588 | NY | NYUP | 2932 | 202.6667
[13 empty] | 12589 | 12589 | NY | NYUP | 2932 | 202.6667
[13 empty] | 12590 | 12590 | NY | NYUP | 2932 | 202.6667
[13 empty] | 12592 | 12592 | NY | NYUP | 2932 | 202.6667
[13 empty] | 12594 | 12594 | NY | NYUP | 2932 | 202.6667
[13 empty] | 12601 | 12601 | NY | NYUP | 2932 | 202.6667
[13 empty] | 12602 | 12602 | NY | NYUP | 2932 | 202.6667
[13 empty] | 12603 | 12603 | NY | NYUP | 2932 | 202.6667
[13 empty] | 12604 | 12604 | NY | NYUP | 2932 | 202.6667
[13 empty] | 12701 | 12701 | NY | NYUP | 2932 | 202.6667
[13 empty] | 12719 | 12719 | NY | NYUP | 2932 | 202.6667
[13 empty] | 12720 | 12720 | NY | NYUP | 2932 | 202.6667
[13 empty] | 12721 | 12721 | NY | NYUP | 2932 | 202.6667
[13 empty] | 12722 | 12722 | NY | NYUP | 2932 | 202.6667
[13 empty] | 12723 | 12723 | NY | NYUP | 2932 | 202.6667
[13 empty] | 12724 | 12724 | NY | NYUP | 2932 | 202.6667
[13 empty] | 12725 | 12725 | NY | NYUP | 2932 | 202.6667
[13 empty] | 12726 | 12726 | NY | NYUP | 2932 | 202.6667
[13 empty] | 12727 | 12727 | NY | NYUP | 2932 | 202.6667
[13 empty] | 12729 | 12729 | NY | NYUP | 2932 | 202.6667
[13 empty] | 12732 | 12732 | NY | NYUP | 2932 | 202.6667
[13 empty] | 12733 | 12733 | NY | NYUP | 2932 | 202.6667
[13 empty] | 12734 | 12734 | NY | NYUP | 2932 | 202.6667
[13 empty] | 12736 | 12736 | NY | NYUP | 2932 | 202.6667
[13 empty] | 12737 | 12737 | NY | NYUP | 2932 | 202.6667
[13 empty] | 12738 | 12738 | NY | NYUP | 2932 | 202.6667
[13 empty] | 12740 | 12740 | NY | NYUP | 2932 | 202.6667
[13 empty] | 12741 | 12741 | NY | NYUP | 2932 | 202.6667
[13 empty] | 12742 | 12742 | NY | NYUP | 2932 | 202.6667
[13 empty] | 12743 | 12743 | NY | NYUP | 2932 | 202.6667
[13 empty] | 12745 | 12745 | NY | NYUP | 2932 | 202.6667
[13 empty] | 12746 | 12746 | NY | NYUP | 2932 | 202.6667
[13 empty] | 12747 | 12747 | NY | NYUP | 2932 | 202.6667
[13 empty] | 12748 | 12748 | NY | NYUP | 2932 | 202.6667
[13 empty] | 12749 | 12749 | NY | NYUP | 2932 | 202.6667
[13 empty] | 12750 | 12750 | NY | NYUP | 2932 | 202.6667
[13 empty] | 12751 | 12751 | NY | NYUP | 2932 | 202.6667
[13 empty] | 12752 | 12752 | NY | NYUP | 2932 | 202.6667
[13 empty] | 12754 | 12754 | NY | NYUP | 2932 | 202.6667
[13 empty] | 12758 | 12758 | NY | NYUP | 2932 | 202.6667
[13 empty] | 12759 | 12759 | NY | NYUP | 2932 | 202.6667
[13 empty] | 12760 | 12760 | NY | NYUP | 2932 | 202.6667
[13 empty] | 12762 | 12762 | NY | NYUP | 2932 | 202.6667
[13 empty] | 12763 | 12763 | NY | NYUP | 2932 | 202.6667
[13 empty] | 12764 | 12764 | NY | NYUP | 2932 | 202.6667
[13 empty] | 12765 | 12765 | NY | NYUP | 2932 | 202.6667
[13 empty] | 12766 | 12766 | NY | NYUP | 2932 | 202.6667
[13 empty] | 12767 | 12767 | NY | NYUP | 2932 | 202.6667
[13 empty] | 12768 | 12768 | NY | NYUP | 2932 | 202.6667
[13 empty] | 12769 | 12769 | NY | NYUP | 2932 | 202.6667
[13 empty] | 12770 | 12770 | NY | NYUP | 2932 | 202.6667
[13 empty] | 12771 | 12771 | NY | NYUP | 2932 | 202.6667
[13 empty] | 12775 | 12775 | NY | NYUP | 2932 | 202.6667
[13 empty] | 12776 | 12776 | NY | NYUP | 2932 | 202.6667
[13 empty] | 12777 | 12777 | NY | NYUP | 2932 | 202.6667
[13 empty] | 12778 | 12778 | NY | NYUP | 2932 | 202.6667
[13 empty] | 12779 | 12779 | NY | NYUP | 2932 | 202.6667
[13 empty] | 12780 | 12780 | NY | NYUP | 2932 | 202.6667
[13 empty] | 12781 | 12781 | NY | NYUP | 2932 | 202.6667
[13 empty] | 12783 | 12783 | NY | NYUP | 2932 | 202.6667
[13 empty] | 12784 | 12784 | NY | NYUP | 2932 | 202.6667
[13 empty] | 12785 | 12785 | NY | NYUP | 2932 | 202.6667
[13 empty] | 12786 | 12786 | NY | NYUP | 2932 | 202.6667
[13 empty] | 12787 | 12787 | NY | NYUP | 2932 | 202.6667
[13 empty] | 12788 | 12788 | NY | NYUP | 2932 | 202.6667
[13 empty] | 12789 | 12789 | NY | NYUP | 2932 | 202.6667
[13 empty] | 12790 | 12790 | NY | NYUP | 2932 | 202.6667
[13 empty] | 12791 | 12791 | NY | NYUP | 2932 | 202.6667
[13 empty] | 12792 | 12792 | NY | NYUP | 2932 | 202.6667
[13 empty] | 12801 | 12801 | NY | NYUP | 2932 | 202.6667
[13 empty] | 12803 | 12803 | NY | NYUP | 2932 | 202.6667
[13 empty] | 12804 | 12804 | NY | NYUP | 2932 | 202.6667
[13 empty] | 12808 | 12808 | NY | NYUP | 2932 | 202.6667
[13 empty] | 12809 | 12809 | NY | NYUP | 2932 | 202.6667
[13 empty] | 12810 | 12810 | NY | NYUP | 2932 | 202.6667
[13 empty] | 12811 | 12811 | NY | NYUP | 2932 | 202.6667
[13 empty] | 12812 | 12812 | NY | NYUP | 2932 | 202.6667
[13 empty] | 12814 | 12814 | NY | NYUP | 2932 | 202.6667
[13 empty] | 12815 | 12815 | NY | NYUP | 2932 | 202.6667
[13 empty] | 12816 | 12816 | NY | NYUP | 2932 | 202.6667
[13 empty] | 12817 | 12817 | NY | NYUP | 2932 | 202.6667
[13 empty] | 12819 | 12819 | NY | NYUP | 2932 | 202.6667
[13 empty] | 12820 | 12820 | NY | NYUP | 2932 | 202.6667
[13 empty] | 12821 | 12821 | NY | NYUP | 2932 | 202.6667
[13 empty] | 12822 | 12822 | NY | NYUP | 2932 | 202.6667
[13 empty] | 12823 | 12823 | NY | NYUP | 2932 | 202.6667
[13 empty] | 12824 | 12824 | NY | NYUP | 2932 | 202.6667
[13 empty] | 12827 | 12827 | NY | NYUP | 2932 | 202.6667
[13 empty] | 12828 | 12828 | NY | NYUP | 2932 | 202.6667
[13 empty] | 12831 | 12831 | NY | NYUP | 2932 | 202.6667
[13 empty] | 12832 | 12832 | NY | NYUP | 2932 | 202.6667
[13 empty] | 12833 | 12833 | NY | NYUP | 2932 | 202.6667
[13 empty] | 12834 | 12834 | NY | NYUP | 2932 | 202.6667
[13 empty] | 12835 | 12835 | NY | NYUP | 2932 | 202.6667
[13 empty] | 12836 | 12836 | NY | NYUP | 2932 | 202.6667
[13 empty] | 12837 | 12837 | NY | NYUP | 2932 | 202.6667
[13 empty] | 12838 | 12838 | NY | NYUP | 2932 | 202.6667
[13 empty] | 12839 | 12839 | NY | NYUP | 2932 | 202.6667
[13 empty] | 12841 | 12841 | NY | NYUP | 2932 | 202.6667
[13 empty] | 12842 | 12842 | NY | NYUP | 2932 | 202.6667
[13 empty] | 12843 | 12843 | NY | NYUP | 2932 | 202.6667
[13 empty] | 12844 | 12844 | NY | NYUP | 2932 | 202.6667
[13 empty] | 12845 | 12845 | NY | NYUP | 2932 | 202.6667
[13 empty] | 12846 | 12846 | NY | NYUP | 2932 | 202.6667
[13 empty] | 12847 | 12847 | NY | NYUP | 2932 | 202.6667
[13 empty] | 12848 | 12848 | NY | NYUP | 2932 | 202.6667
[13 empty] | 12849 | 12849 | NY | NYUP | 2932 | 202.6667
[13 empty] | 12850 | 12850 | NY | NYUP | 2932 | 202.6667
[13 empty] | 12851 | 12851 | NY | NYUP | 2932 | 202.6667
[13 empty] | 12852 | 12852 | NY | NYUP | 2932 | 202.6667
[13 empty] | 12853 | 12853 | NY | NYUP | 2932 | 202.6667
[13 empty] | 12854 | 12854 | NY | NYUP | 2932 | 202.6667
[13 empty] | 12855 | 12855 | NY | NYUP | 2932 | 202.6667
[13 empty] | 12856 | 12856 | NY | NYUP | 2932 | 202.6667
[13 empty] | 12857 | 12857 | NY | NYUP | 2932 | 202.6667
[13 empty] | 12858 | 12858 | NY | NYUP | 2932 | 202.6667
[13 empty] | 12859 | 12859 | NY | NYUP | 2932 | 202.6667
[13 empty] | 12860 | 12860 | NY | NYUP | 2932 | 202.6667
[13 empty] | 12861 | 12861 | NY | NYUP | 2932 | 202.6667
[13 empty] | 12862 | 12862 | NY | NYUP | 2932 | 202.6667
[13 empty] | 12863 | 12863 | NY | NYUP | 2932 | 202.6667
[13 empty] | 12864 | 12864 | NY | NYUP | 2932 | 202.6667
[13 empty] | 12865 | 12865 | NY | NYUP | 2932 | 202.6667
[13 empty] | 12866 | 12866 | NY | NYUP | 2932 | 202.6667
[13 empty] | 12870 | 12870 | NY | NYUP | 2932 | 202.6667
[13 empty] | 12871 | 12871 | NY | NYUP | 2932 | 202.6667
[13 empty] | 12872 | 12872 | NY | NYUP | 2932 | 202.6667
[13 empty] | 12873 | 12873 | NY | NYUP | 2932 | 202.6667
[13 empty] | 12874 | 12874 | NY | NYUP | 2932 | 202.6667
[13 empty] | 12878 | 12878 | NY | NYUP | 2932 | 202.6667
[13 empty] | 12879 | 12879 | NY | NYUP | 2932 | 202.6667
[13 empty] | 12883 | 12883 | NY | NYUP | 2932 | 202.6667
[13 empty] | 12884 | 12884 | NY | NYUP | 2932 | 202.6667
[13 empty] | 12885 | 12885 | NY | NYUP | 2932 | 202.6667
[13 empty] | 12886 | 12886 | NY | NYUP | 2932 | 202.6667
[13 empty] | 12887 | 12887 | NY | NYUP | 2932 | 202.6667
[13 empty] | 12901 | 12901 | NY | NYUP | 2932 | 202.6667
[13 empty] | 12903 | 12903 | NY | NYUP | 2932 | 202.6667
[13 empty] | 12910 | 12910 | NY | NYUP | 2932 | 202.6667
[13 empty] | 12911 | 12911 | NY | NYUP | 2932 | 202.6667
[13 empty] | 12912 | 12912 | NY | NYUP | 2932 | 202.6667
[13 empty] | 12913 | 12913 | NY | NYUP | 2932 | 202.6667
[13 empty] | 12914 | 12914 | NY | NYUP | 2932 | 202.6667
[13 empty] | 12915 | 12915 | NY | NYUP | 2932 | 202.6667
[13 empty] | 12916 | 12916 | NY | NYUP | 2932 | 202.6667
[13 empty] | 12917 | 12917 | NY | NYUP | 2932 | 202.6667
[13 empty] | 12918 | 12918 | NY | NYUP | 2932 | 202.6667
[13 empty] | 12919 | 12919 | NY | NYUP | 2932 | 202.6667
[13 empty] | 12920 | 12920 | NY | NYUP | 2932 | 202.6667
[13 empty] | 12921 | 12921 | NY | NYUP | 2932 | 202.6667
[13 empty] | 12922 | 12922 | NY | NYUP | 2932 | 202.6667
[13 empty] | 12923 | 12923 | NY | NYUP | 2932 | 202.6667
[13 empty] | 12924 | 12924 | NY | NYUP | 2932 | 202.6667
[13 empty] | 12926 | 12926 | NY | NYUP | 2932 | 202.6667
[13 empty] | 12927 | 12927 | NY | NYUP | 2932 | 202.6667
[13 empty] | 12928 | 12928 | NY | NYUP | 2932 | 202.6667
[13 empty] | 12929 | 12929 | NY | NYUP | 2932 | 202.6667
[13 empty] | 12930 | 12930 | NY | NYUP | 2932 | 202.6667
[13 empty] | 12932 | 12932 | NY | NYUP | 2932 | 202.6667
[13 empty] | 12933 | 12933 | NY | NYUP | 2932 | 202.6667
[13 empty] | 12934 | 12934 | NY | NYUP | 2932 | 202.6667
[13 empty] | 12935 | 12935 | NY | NYUP | 2932 | 202.6667
[13 empty] | 12936 | 12936 | NY | NYUP | 2932 | 202.6667
[13 empty] | 12937 | 12937 | NY | NYUP | 2932 | 202.6667
[13 empty] | 12939 | 12939 | NY | NYUP | 2932 | 202.6667
[13 empty] | 12941 | 12941 | NY | NYUP | 2932 | 202.6667
[13 empty] | 12942 | 12942 | NY | NYUP | 2932 | 202.6667
[13 empty] | 12943 | 12943 | NY | NYUP | 2932 | 202.6667
[13 empty] | 12944 | 12944 | NY | NYUP | 2932 | 202.6667
[13 empty] | 12945 | 12945 | NY | NYUP | 2932 | 202.6667
[13 empty] | 12946 | 12946 | NY | NYUP | 2932 | 202.6667
[13 empty] | 12949 | 12949 | NY | NYUP | 2932 | 202.6667
[13 empty] | 12950 | 12950 | NY | NYUP | 2932 | 202.6667
[13 empty] | 12952 | 12952 | NY | NYUP | 2932 | 202.6667
[13 empty] | 12953 | 12953 | NY | NYUP | 2932 | 202.6667
[13 empty] | 12955 | 12955 | NY | NYUP | 2932 | 202.6667
[13 empty] | 12956 | 12956 | NY | NYUP | 2932 | 202.6667
[13 empty] | 12957 | 12957 | NY | NYUP | 2932 | 202.6667
[13 empty] | 12958 | 12958 | NY | NYUP | 2932 | 202.6667
[13 empty] | 12959 | 12959 | NY | NYUP | 2932 | 202.6667
[13 empty] | 12960 | 12960 | NY | NYUP | 2932 | 202.6667
[13 empty] | 12961 | 12961 | NY | NYUP | 2932 | 202.6667
[13 empty] | 12962 | 12962 | NY | NYUP | 2932 | 202.6667
[13 empty] | 12964 | 12964 | NY | NYUP | 2932 | 202.6667
[13 empty] | 12965 | 12965 | NY | NYUP | 2932 | 202.6667
[13 empty] | 12966 | 12966 | NY | NYUP | 2932 | 202.6667
[13 empty] | 12967 | 12967 | NY | NYUP | 2932 | 202.6667
[13 empty] | 12969 | 12969 | NY | NYUP | 2932 | 202.6667
[13 empty] | 12970 | 12970 | NY | NYUP | 2932 | 202.6667
[13 empty] | 12972 | 12972 | NY | NYUP | 2932 | 202.6667
[13 empty] | 12973 | 12973 | NY | NYUP | 2932 | 202.6667
[13 empty] | 12974 | 12974 | NY | NYUP | 2932 | 202.6667
[13 empty] | 12975 | 12975 | NY | NYUP | 2932 | 202.6667
[13 empty] | 12976 | 12976 | NY | NYUP | 2932 | 202.6667
[13 empty] | 12977 | 12977 | NY | NYUP | 2932 | 202.6667
[13 empty] | 12978 | 12978 | NY | NYUP | 2932 | 202.6667
[13 empty] | 12979 | 12979 | NY | NYUP | 2932 | 202.6667
[13 empty] | 12980 | 12980 | NY | NYUP | 2932 | 202.6667
[13 empty] | 12981 | 12981 | NY | NYUP | 2932 | 202.6667
[13 empty] | 12983 | 12983 | NY | NYUP | 2932 | 202.6667
[13 empty] | 12985 | 12985 | NY | NYUP | 2932 | 202.6667
[13 empty] | 12986 | 12986 | NY | NYUP | 2932 | 202.6667
[13 empty] | 12987 | 12987 | NY | NYUP | 2932 | 202.6667
[13 empty] | 12989 | 12989 | NY | NYUP | 2932 | 202.6667
[13 empty] | 12992 | 12992 | NY | NYUP | 2932 | 202.6667
[13 empty] | 12993 | 12993 | NY | NYUP | 2932 | 202.6667
[13 empty] | 12995 | 12995 | NY | NYUP | 2932 | 202.6667
[13 empty] | 12996 | 12996 | NY | NYUP | 2932 | 202.6667
[13 empty] | 12997 | 12997 | NY | NYUP | 2932 | 202.6667
[13 empty] | 12998 | 12998 | NY | NYUP | 2932 | 202.6667
[13 empty] | 13020 | 13020 | NY | NYUP | 2932 | 202.6667
[13 empty] | 13021 | 13021 | NY | NYUP | 2932 | 202.6667
[13 empty] | 13022 | 13022 | NY | NYUP | 2932 | 202.6667
[13 empty] | 13024 | 13024 | NY | NYUP | 2932 | 202.6667
[13 empty] | 13026 | 13026 | NY | NYUP | 2932 | 202.6667
[13 empty] | 13027 | 13027 | NY | NYUP | 2932 | 202.6667
[13 empty] | 13028 | 13028 | NY | NYUP | 2932 | 202.6667
[13 empty] | 13029 | 13029 | NY | NYUP | 2932 | 202.6667
[13 empty] | 13030 | 13030 | NY | NYUP | 2932 | 202.6667
[13 empty] | 13031 | 13031 | NY | NYUP | 2932 | 202.6667
[13 empty] | 13032 | 13032 | NY | NYUP | 2932 | 202.6667
[13 empty] | 13033 | 13033 | NY | NYUP | 2932 | 202.6667
[13 empty] | 13034 | 13034 | NY | NYUP | 2932 | 202.6667
[13 empty] | 13035 | 13035 | NY | NYUP | 2932 | 202.6667
[13 empty] | 13036 | 13036 | NY | NYUP | 2932 | 202.6667
[13 empty] | 13037 | 13037 | NY | NYUP | 2932 | 202.6667
[13 empty] | 13039 | 13039 | NY | NYUP | 2932 | 202.6667
[13 empty] | 13040 | 13040 | NY | NYUP | 2932 | 202.6667
[13 empty] | 13041 | 13041 | NY | NYUP | 2932 | 202.6667
[13 empty] | 13042 | 13042 | NY | NYUP | 2932 | 202.6667
[13 empty] | 13043 | 13043 | NY | NYUP | 2932 | 202.6667
[13 empty] | 13044 | 13044 | NY | NYUP | 2932 | 202.6667
[13 empty] | 13045 | 13045 | NY | NYUP | 2932 | 202.6667
[13 empty] | 13051 | 13051 | NY | NYUP | 2932 | 202.6667
[13 empty] | 13052 | 13052 | NY | NYUP | 2932 | 202.6667
[13 empty] | 13053 | 13053 | NY | NYUP | 2932 | 202.6667
[13 empty] | 13054 | 13054 | NY | NYUP | 2932 | 202.6667
[13 empty] | 13056 | 13056 | NY | NYUP | 2932 | 202.6667
[13 empty] | 13057 | 13057 | NY | NYUP | 2932 | 202.6667
[13 empty] | 13060 | 13060 | NY | NYUP | 2932 | 202.6667
[13 empty] | 13061 | 13061 | NY | NYUP | 2932 | 202.6667
[13 empty] | 13062 | 13062 | NY | NYUP | 2932 | 202.6667
[13 empty] | 13063 | 13063 | NY | NYUP | 2932 | 202.6667
[13 empty] | 13064 | 13064 | NY | NYUP | 2932 | 202.6667
[13 empty] | 13065 | 13065 | NY | NYUP | 2932 | 202.6667
[13 empty] | 13066 | 13066 | NY | NYUP | 2932 | 202.6667
[13 empty] | 13068 | 13068 | NY | NYUP | 2932 | 202.6667
[13 empty] | 13069 | 13069 | NY | NYUP | 2932 | 202.6667
[13 empty] | 13071 | 13071 | NY | NYUP | 2932 | 202.6667
[13 empty] | 13072 | 13072 | NY | NYUP | 2932 | 202.6667
[13 empty] | 13073 | 13073 | NY | NYUP | 2932 | 202.6667
[13 empty] | 13074 | 13074 | NY | NYUP | 2932 | 202.6667
[13 empty] | 13076 | 13076 | NY | NYUP | 2932 | 202.6667
[13 empty] | 13077 | 13077 | NY | NYUP | 2932 | 202.6667
[13 empty] | 13078 | 13078 | NY | NYUP | 2932 | 202.6667
[13 empty] | 13080 | 13080 | NY | NYUP | 2932 | 202.6667
[13 empty] | 13081 | 13081 | NY | NYUP | 2932 | 202.6667
[13 empty] | 13082 | 13082 | NY | NYUP | 2932 | 202.6667
[13 empty] | 13083 | 13083 | NY | NYUP | 2932 | 202.6667
[13 empty] | 13084 | 13084 | NY | NYUP | 2932 | 202.6667
[13 empty] | 13087 | 13087 | NY | NYUP | 2932 | 202.6667
[13 empty] | 13088 | 13088 | NY | NYUP | 2932 | 202.6667
[13 empty] | 13089 | 13089 | NY | NYUP | 2932 | 202.6667
[13 empty] | 13090 | 13090 | NY | NYUP | 2932 | 202.6667
[13 empty] | 13092 | 13092 | NY | NYUP | 2932 | 202.6667
[13 empty] | 13093 | 13093 | NY | NYUP | 2932 | 202.6667
[13 empty] | 13101 | 13101 | NY | NYUP | 2932 | 202.6667
[13 empty] | 13102 | 13102 | NY | NYUP | 2932 | 202.6667
[13 empty] | 13103 | 13103 | NY | NYUP | 2932 | 202.6667
[13 empty] | 13104 | 13104 | NY | NYUP | 2932 | 202.6667
[13 empty] | 13107 | 13107 | NY | NYUP | 2932 | 202.6667
[13 empty] | 13108 | 13108 | NY | NYUP | 2932 | 202.6667
[13 empty] | 13110 | 13110 | NY | NYUP | 2932 | 202.6667
[13 empty] | 13111 | 13111 | NY | NYUP | 2932 | 202.6667
[13 empty] | 13112 | 13112 | NY | NYUP | 2932 | 202.6667
[13 empty] | 13113 | 13113 | NY | NYUP | 2932 | 202.6667
[13 empty] | 13114 | 13114 | NY | NYUP | 2932 | 202.6667
[13 empty] | 13115 | 13115 | NY | NYUP | 2932 | 202.6667
[13 empty] | 13116 | 13116 | NY | NYUP | 2932 | 202.6667
[13 empty] | 13117 | 13117 | NY | NYUP | 2932 | 202.6667
[13 empty] | 13118 | 13118 | NY | NYUP | 2932 | 202.6667
[13 empty] | 13119 | 13119 | NY | NYUP | 2932 | 202.6667
[13 empty] | 13120 | 13120 | NY | NYUP | 2932 | 202.6667
[13 empty] | 13121 | 13121 | NY | NYUP | 2932 | 202.6667
[13 empty] | 13122 | 13122 | NY | NYUP | 2932 | 202.6667
[13 empty] | 13123 | 13123 | NY | NYUP | 2932 | 202.6667
[13 empty] | 13124 | 13124 | NY | NYUP | 2932 | 202.6667
[13 empty] | 13126 | 13126 | NY | NYUP | 2932 | 202.6667
[13 empty] | 13131 | 13131 | NY | NYUP | 2932 | 202.6667
[13 empty] | 13132 | 13132 | NY | NYUP | 2932 | 202.6667
[13 empty] | 13134 | 13134 | NY | NYUP | 2932 | 202.6667
[13 empty] | 13135 | 13135 | NY | NYUP | 2932 | 202.6667
[13 empty] | 13136 | 13136 | NY | NYUP | 2932 | 202.6667
[13 empty] | 13137 | 13137 | NY | NYUP | 2932 | 202.6667
[13 empty] | 13138 | 13138 | NY | NYUP | 2932 | 202.6667
[13 empty] | 13139 | 13139 | NY | NYUP | 2932 | 202.6667
[13 empty] | 13140 | 13140 | NY | NYUP | 2932 | 202.6667
[13 empty] | 13141 | 13141 | NY | NYUP | 2932 | 202.6667
[13 empty] | 13142 | 13142 | NY | NYUP | 2932 | 202.6667
[13 empty] | 13143 | 13143 | NY | NYUP | 2932 | 202.6667
[13 empty] | 13144 | 13144 | NY | NYUP | 2932 | 202.6667
[13 empty] | 13145 | 13145 | NY | NYUP | 2932 | 202.6667
[13 empty] | 13146 | 13146 | NY | NYUP | 2932 | 202.6667
[13 empty] | 13147 | 13147 | NY | NYUP | 2932 | 202.6667
[13 empty] | 13148 | 13148 | NY | NYUP | 2932 | 202.6667
[13 empty] | 13152 | 13152 | NY | NYUP | 2932 | 202.6667
[13 empty] | 13153 | 13153 | NY | NYUP | 2932 | 202.6667
[13 empty] | 13154 | 13154 | NY | NYUP | 2932 | 202.6667
[13 empty] | 13155 | 13155 | NY | NYUP | 2932 | 202.6667
[13 empty] | 13156 | 13156 | NY | NYUP | 2932 | 202.6667
[13 empty] | 13157 | 13157 | NY | NYUP | 2932 | 202.6667
[13 empty] | 13158 | 13158 | NY | NYUP | 2932 | 202.6667
[13 empty] | 13159 | 13159 | NY | NYUP | 2932 | 202.6667
[13 empty] | 13160 | 13160 | NY | NYUP | 2932 | 202.6667
[13 empty] | 13162 | 13162 | NY | NYUP | 2932 | 202.6667
[13 empty] | 13163 | 13163 | NY | NYUP | 2932 | 202.6667
[13 empty] | 13164 | 13164 | NY | NYUP | 2932 | 202.6667
[13 empty] | 13165 | 13165 | NY | NYUP | 2932 | 202.6667
[13 empty] | 13166 | 13166 | NY | NYUP | 2932 | 202.6667
[13 empty] | 13167 | 13167 | NY | NYUP | 2932 | 202.6667
[13 empty] | 13201 | 13201 | NY | NYUP | 2932 | 202.6667
[13 empty] | 13202 | 13202 | NY | NYUP | 2932 | 202.6667
[13 empty] | 13203 | 13203 | NY | NYUP | 2932 | 202.6667
[13 empty] | 13204 | 13204 | NY | NYUP | 2932 | 202.6667
[13 empty] | 13205 | 13205 | NY | NYUP | 2932 | 202.6667
[13 empty] | 13206 | 13206 | NY | NYUP | 2932 | 202.6667
[13 empty] | 13207 | 13207 | NY | NYUP | 2932 | 202.6667
[13 empty] | 13208 | 13208 | NY | NYUP | 2932 | 202.6667
[13 empty] | 13209 | 13209 | NY | NYUP | 2932 | 202.6667
[13 empty] | 13210 | 13210 | NY | NYUP | 2932 | 202.6667
[13 empty] | 13211 | 13211 | NY | NYUP | 2932 | 202.6667
[13 empty] | 13212 | 13212 | NY | NYUP | 2932 | 202.6667
[13 empty] | 13214 | 13214 | NY | NYUP | 2932 | 202.6667
[13 empty] | 13215 | 13215 | NY | NYUP | 2932 | 202.6667
[13 empty] | 13217 | 13217 | NY | NYUP | 2932 | 202.6667
[13 empty] | 13218 | 13218 | NY | NYUP | 2932 | 202.6667
[13 empty] | 13219 | 13219 | NY | NYUP | 2932 | 202.6667
[13 empty] | 13220 | 13220 | NY | NYUP | 2932 | 202.6667
[13 empty] | 13221 | 13221 | NY | NYUP | 2932 | 202.6667
[13 empty] | 13224 | 13224 | NY | NYUP | 2932 | 202.6667
[13 empty] | 13225 | 13225 | NY | NYUP | 2932 | 202.6667
[13 empty] | 13235 | 13235 | NY | NYUP | 2932 | 202.6667
[13 empty] | 13244 | 13244 | NY | NYUP | 2932 | 202.6667
[13 empty] | 13250 | 13250 | NY | NYUP | 2932 | 202.6667
[13 empty] | 13251 | 13251 | NY | NYUP | 2932 | 202.6667
[13 empty] | 13252 | 13252 | NY | NYUP | 2932 | 202.6667
[13 empty] | 13261 | 13261 | NY | NYUP | 2932 | 202.6667
[13 empty] | 13290 | 13290 | NY | NYUP | 2932 | 202.6667
[13 empty] | 13301 | 13301 | NY | NYUP | 2932 | 202.6667
[13 empty] | 13302 | 13302 | NY | NYUP | 2932 | 202.6667
[13 empty] | 13303 | 13303 | NY | NYUP | 2932 | 202.6667
[13 empty] | 13304 | 13304 | NY | NYUP | 2932 | 202.6667
[13 empty] | 13305 | 13305 | NY | NYUP | 2932 | 202.6667
[13 empty] | 13308 | 13308 | NY | NYUP | 2932 | 202.6667
[13 empty] | 13309 | 13309 | NY | NYUP | 2932 | 202.6667
[13 empty] | 13310 | 13310 | NY | NYUP | 2932 | 202.6667
[13 empty] | 13312 | 13312 | NY | NYUP | 2932 | 202.6667
[13 empty] | 13313 | 13313 | NY | NYUP | 2932 | 202.6667
[13 empty] | 13314 | 13314 | NY | NYUP | 2932 | 202.6667
[13 empty] | 13315 | 13315 | NY | NYUP | 2932 | 202.6667
[13 empty] | 13316 | 13316 | NY | NYUP | 2932 | 202.6667
[13 empty] | 13317 | 13317 | NY | NYUP | 2932 | 202.6667
[13 empty] | 13318 | 13318 | NY | NYUP | 2932 | 202.6667
[13 empty] | 13319 | 13319 | NY | NYUP | 2932 | 202.6667
[13 empty] | 13320 | 13320 | NY | NYUP | 2932 | 202.6667
[13 empty] | 13321 | 13321 | NY | NYUP | 2932 | 202.6667
[13 empty] | 13322 | 13322 | NY | NYUP | 2932 | 202.6667
[13 empty] | 13323 | 13323 | NY | NYUP | 2932 | 202.6667
[13 empty] | 13324 | 13324 | NY | NYUP | 2932 | 202.6667
[13 empty] | 13325 | 13325 | NY | NYUP | 2932 | 202.6667
[13 empty] | 13326 | 13326 | NY | NYUP | 2932 | 202.6667
[13 empty] | 13327 | 13327 | NY | NYUP | 2932 | 202.6667
[13 empty] | 13328 | 13328 | NY | NYUP | 2932 | 202.6667
[13 empty] | 13329 | 13329 | NY | NYUP | 2932 | 202.6667
[13 empty] | 13331 | 13331 | NY | NYUP | 2932 | 202.6667
[13 empty] | 13332 | 13332 | NY | NYUP | 2932 | 202.6667
[13 empty] | 13333 | 13333 | NY | NYUP | 2932 | 202.6667
[13 empty] | 13334 | 13334 | NY | NYUP | 2932 | 202.6667
[13 empty] | 13335 | 13335 | NY | NYUP | 2932 | 202.6667
[13 empty] | 13337 | 13337 | NY | NYUP | 2932 | 202.6667
[13 empty] | 13338 | 13338 | NY | NYUP | 2932 | 202.6667
[13 empty] | 13339 | 13339 | NY | NYUP | 2932 | 202.6667
[13 empty] | 13340 | 13340 | NY | NYUP | 2932 | 202.6667
[13 empty] | 13341 | 13341 | NY | NYUP | 2932 | 202.6667
[13 empty] | 13342 | 13342 | NY | NYUP | 2932 | 202.6667
[13 empty] | 13343 | 13343 | NY | NYUP | 2932 | 202.6667
[13 empty] | 13345 | 13345 | NY | NYUP | 2932 | 202.6667
[13 empty] | 13346 | 13346 | NY | NYUP | 2932 | 202.6667
[13 empty] | 13348 | 13348 | NY | NYUP | 2932 | 202.6667
[13 empty] | 13350 | 13350 | NY | NYUP | 2932 | 202.6667
[13 empty] | 13352 | 13352 | NY | NYUP | 2932 | 202.6667
[13 empty] | 13353 | 13353 | NY | NYUP | 2932 | 202.6667
[13 empty] | 13354 | 13354 | NY | NYUP | 2932 | 202.6667
[13 empty] | 13355 | 13355 | NY | NYUP | 2932 | 202.6667
[13 empty] | 13357 | 13357 | NY | NYUP | 2932 | 202.6667
[13 empty] | 13360 | 13360 | NY | NYUP | 2932 | 202.6667
[13 empty] | 13361 | 13361 | NY | NYUP | 2932 | 202.6667
[13 empty] | 13362 | 13362 | NY | NYUP | 2932 | 202.6667
[13 empty] | 13363 | 13363 | NY | NYUP | 2932 | 202.6667
[13 empty] | 13364 | 13364 | NY | NYUP | 2932 | 202.6667
[13 empty] | 13365 | 13365 | NY | NYUP | 2932 | 202.6667
[13 empty] | 13367 | 13367 | NY | NYUP | 2932 | 202.6667
[13 empty] | 13368 | 13368 | NY | NYUP | 2932 | 202.6667
[13 empty] | 13401 | 13401 | NY | NYUP | 2932 | 202.6667
[13 empty] | 13402 | 13402 | NY | NYUP | 2932 | 202.6667
[13 empty] | 13403 | 13403 | NY | NYUP | 2932 | 202.6667
[13 empty] | 13404 | 13404 | NY | NYUP | 2932 | 202.6667
[13 empty] | 13406 | 13406 | NY | NYUP | 2932 | 202.6667
[13 empty] | 13407 | 13407 | NY | NYUP | 2932 | 202.6667
[13 empty] | 13408 | 13408 | NY | NYUP | 2932 | 202.6667
[13 empty] | 13409 | 13409 | NY | NYUP | 2932 | 202.6667
[13 empty] | 13410 | 13410 | NY | NYUP | 2932 | 202.6667
[13 empty] | 13411 | 13411 | NY | NYUP | 2932 | 202.6667
[13 empty] | 13413 | 13413 | NY | NYUP | 2932 | 202.6667
[13 empty] | 13415 | 13415 | NY | NYUP | 2932 | 202.6667
[13 empty] | 13416 | 13416 | NY | NYUP | 2932 | 202.6667
[13 empty] | 13417 | 13417 | NY | NYUP | 2932 | 202.6667
[13 empty] | 13418 | 13418 | NY | NYUP | 2932 | 202.6667
[13 empty] | 13420 | 13420 | NY | NYUP | 2932 | 202.6667
[13 empty] | 13421 | 13421 | NY | NYUP | 2932 | 202.6667
[13 empty] | 13424 | 13424 | NY | NYUP | 2932 | 202.6667
[13 empty] | 13425 | 13425 | NY | NYUP | 2932 | 202.6667
[13 empty] | 13426 | 13426 | NY | NYUP | 2932 | 202.6667
[13 empty] | 13428 | 13428 | NY | NYUP | 2932 | 202.6667
[13 empty] | 13431 | 13431 | NY | NYUP | 2932 | 202.6667
[13 empty] | 13433 | 13433 | NY | NYUP | 2932 | 202.6667
[13 empty] | 13435 | 13435 | NY | NYUP | 2932 | 202.6667
[13 empty] | 13436 | 13436 | NY | NYUP | 2932 | 202.6667
[13 empty] | 13437 | 13437 | NY | NYUP | 2932 | 202.6667
[13 empty] | 13438 | 13438 | NY | NYUP | 2932 | 202.6667
[13 empty] | 13439 | 13439 | NY | NYUP | 2932 | 202.6667
[13 empty] | 13440 | 13440 | NY | NYUP | 2932 | 202.6667
[13 empty] | 13441 | 13441 | NY | NYUP | 2932 | 202.6667
[13 empty] | 13442 | 13442 | NY | NYUP | 2932 | 202.6667
[13 empty] | 13449 | 13449 | NY | NYUP | 2932 | 202.6667
[13 empty] | 13450 | 13450 | NY | NYUP | 2932 | 202.6667
[13 empty] | 13452 | 13452 | NY | NYUP | 2932 | 202.6667
[13 empty] | 13454 | 13454 | NY | NYUP | 2932 | 202.6667
[13 empty] | 13455 | 13455 | NY | NYUP | 2932 | 202.6667
[13 empty] | 13456 | 13456 | NY | NYUP | 2932 | 202.6667
[13 empty] | 13457 | 13457 | NY | NYUP | 2932 | 202.6667
[13 empty] | 13459 | 13459 | NY | NYUP | 2932 | 202.6667
[13 empty] | 13460 | 13460 | NY | NYUP | 2932 | 202.6667
[13 empty] | 13461 | 13461 | NY | NYUP | 2932 | 202.6667
[13 empty] | 13464 | 13464 | NY | NYUP | 2932 | 202.6667
[13 empty] | 13465 | 13465 | NY | NYUP | 2932 | 202.6667
[13 empty] | 13468 | 13468 | NY | NYUP | 2932 | 202.6667
[13 empty] | 13469 | 13469 | NY | NYUP | 2932 | 202.6667
[13 empty] | 13470 | 13470 | NY | NYUP | 2932 | 202.6667
[13 empty] | 13471 | 13471 | NY | NYUP | 2932 | 202.6667
[13 empty] | 13472 | 13472 | NY | NYUP | 2932 | 202.6667
[13 empty] | 13473 | 13473 | NY | NYUP | 2932 | 202.6667
[13 empty] | 13475 | 13475 | NY | NYUP | 2932 | 202.6667
[13 empty] | 13476 | 13476 | NY | NYUP | 2932 | 202.6667
[13 empty] | 13477 | 13477 | NY | NYUP | 2932 | 202.6667
[13 empty] | 13478 | 13478 | NY | NYUP | 2932 | 202.6667
[13 empty] | 13479 | 13479 | NY | NYUP | 2932 | 202.6667
[13 empty] | 13480 | 13480 | NY | NYUP | 2932 | 202.6667
[13 empty] | 13482 | 13482 | NY | NYUP | 2932 | 202.6667
[13 empty] | 13483 | 13483 | NY | NYUP | 2932 | 202.6667
[13 empty] | 13484 | 13484 | NY | NYUP | 2932 | 202.6667
[13 empty] | 13485 | 13485 | NY | NYUP | 2932 | 202.6667
[13 empty] | 13486 | 13486 | NY | NYUP | 2932 | 202.6667
[13 empty] | 13488 | 13488 | NY | NYUP | 2932 | 202.6667
[13 empty] | 13489 | 13489 | NY | NYUP | 2932 | 202.6667
[13 empty] | 13490 | 13490 | NY | NYUP | 2932 | 202.6667
[13 empty] | 13491 | 13491 | NY | NYUP | 2932 | 202.6667
[13 empty] | 13492 | 13492 | NY | NYUP | 2932 | 202.6667
[13 empty] | 13493 | 13493 | NY | NYUP | 2932 | 202.6667
[13 empty] | 13494 | 13494 | NY | NYUP | 2932 | 202.6667
[13 empty] | 13495 | 13495 | NY | NYUP | 2932 | 202.6667
[13 empty] | 13501 | 13501 | NY | NYUP | 2932 | 202.6667
[13 empty] | 13502 | 13502 | NY | NYUP | 2932 | 202.6667
[13 empty] | 13503 | 13503 | NY | NYUP | 2932 | 202.6667
[13 empty] | 13504 | 13504 | NY | NYUP | 2932 | 202.6667
[13 empty] | 13505 | 13505 | NY | NYUP | 2932 | 202.6667
[13 empty] | 13599 | 13599 | NY | NYUP | 2932 | 202.6667
[13 empty] | 13601 | 13601 | NY | NYUP | 2932 | 202.6667
[13 empty] | 13602 | 13602 | NY | NYUP | 2932 | 202.6667
[13 empty] | 13603 | 13603 | NY | NYUP | 2932 | 202.6667
[13 empty] | 13605 | 13605 | NY | NYUP | 2932 | 202.6667
[13 empty] | 13606 | 13606 | NY | NYUP | 2932 | 202.6667
[13 empty] | 13607 | 13607 | NY | NYUP | 2932 | 202.6667
[13 empty] | 13608 | 13608 | NY | NYUP | 2932 | 202.6667
[13 empty] | 13611 | 13611 | NY | NYUP | 2932 | 202.6667
[13 empty] | 13612 | 13612 | NY | NYUP | 2932 | 202.6667
[13 empty] | 13613 | 13613 | NY | NYUP | 2932 | 202.6667
[13 empty] | 13614 | 13614 | NY | NYUP | 2932 | 202.6667
[13 empty] | 13615 | 13615 | NY | NYUP | 2932 | 202.6667
[13 empty] | 13616 | 13616 | NY | NYUP | 2932 | 202.6667
[13 empty] | 13617 | 13617 | NY | NYUP | 2932 | 202.6667
[13 empty] | 13618 | 13618 | NY | NYUP | 2932 | 202.6667
[13 empty] | 13619 | 13619 | NY | NYUP | 2932 | 202.6667
[13 empty] | 13620 | 13620 | NY | NYUP | 2932 | 202.6667
[13 empty] | 13621 | 13621 | NY | NYUP | 2932 | 202.6667
[13 empty] | 13622 | 13622 | NY | NYUP | 2932 | 202.6667
[13 empty] | 13623 | 13623 | NY | NYUP | 2932 | 202.6667
[13 empty] | 13624 | 13624 | NY | NYUP | 2932 | 202.6667
[13 empty] | 13625 | 13625 | NY | NYUP | 2932 | 202.6667
[13 empty] | 13626 | 13626 | NY | NYUP | 2932 | 202.6667
[13 empty] | 13627 | 13627 | NY | NYUP | 2932 | 202.6667
[13 empty] | 13628 | 13628 | NY | NYUP | 2932 | 202.6667
[13 empty] | 13630 | 13630 | NY | NYUP | 2932 | 202.6667
[13 empty] | 13631 | 13631 | NY | NYUP | 2932 | 202.6667
[13 empty] | 13632 | 13632 | NY | NYUP | 2932 | 202.6667
[13 empty] | 13633 | 13633 | NY | NYUP | 2932 | 202.6667
[13 empty] | 13634 | 13634 | NY | NYUP | 2932 | 202.6667
[13 empty] | 13635 | 13635 | NY | NYUP | 2932 | 202.6667
[13 empty] | 13636 | 13636 | NY | NYUP | 2932 | 202.6667
[13 empty] | 13637 | 13637 | NY | NYUP | 2932 | 202.6667
[13 empty] | 13638 | 13638 | NY | NYUP | 2932 | 202.6667
[13 empty] | 13639 | 13639 | NY | NYUP | 2932 | 202.6667
[13 empty] | 13640 | 13640 | NY | NYUP | 2932 | 202.6667
[13 empty] | 13641 | 13641 | NY | NYUP | 2932 | 202.6667
[13 empty] | 13642 | 13642 | NY | NYUP | 2932 | 202.6667
[13 empty] | 13643 | 13643 | NY | NYUP | 2932 | 202.6667
[13 empty] | 13645 | 13645 | NY | NYUP | 2932 | 202.6667
[13 empty] | 13646 | 13646 | NY | NYUP | 2932 | 202.6667
[13 empty] | 13647 | 13647 | NY | NYUP | 2932 | 202.6667
[13 empty] | 13648 | 13648 | NY | NYUP | 2932 | 202.6667
[13 empty] | 13649 | 13649 | NY | NYUP | 2932 | 202.6667
[13 empty] | 13650 | 13650 | NY | NYUP | 2932 | 202.6667
[13 empty] | 13651 | 13651 | NY | NYUP | 2932 | 202.6667
[13 empty] | 13652 | 13652 | NY | NYUP | 2932 | 202.6667
[13 empty] | 13654 | 13654 | NY | NYUP | 2932 | 202.6667
[13 empty] | 13655 | 13655 | NY | NYUP | 2932 | 202.6667
[13 empty] | 13656 | 13656 | NY | NYUP | 2932 | 202.6667
[13 empty] | 13657 | 13657 | NY | NYUP | 2932 | 202.6667
[13 empty] | 13658 | 13658 | NY | NYUP | 2932 | 202.6667
[13 empty] | 13659 | 13659 | NY | NYUP | 2932 | 202.6667
[13 empty] | 13660 | 13660 | NY | NYUP | 2932 | 202.6667
[13 empty] | 13661 | 13661 | NY | NYUP | 2932 | 202.6667
[13 empty] | 13662 | 13662 | NY | NYUP | 2932 | 202.6667
[13 empty] | 13664 | 13664 | NY | NYUP | 2932 | 202.6667
[13 empty] | 13665 | 13665 | NY | NYUP | 2932 | 202.6667
[13 empty] | 13666 | 13666 | NY | NYUP | 2932 | 202.6667
[13 empty] | 13667 | 13667 | NY | NYUP | 2932 | 202.6667
[13 empty] | 13668 | 13668 | NY | NYUP | 2932 | 202.6667
[13 empty] | 13669 | 13669 | NY | NYUP | 2932 | 202.6667
[13 empty] | 13670 | 13670 | NY | NYUP | 2932 | 202.6667
[13 empty] | 13671 | 13671 | NY | NYUP | 2932 | 202.6667
[13 empty] | 13672 | 13672 | NY | NYUP | 2932 | 202.6667
[13 empty] | 13673 | 13673 | NY | NYUP | 2932 | 202.6667
[13 empty] | 13674 | 13674 | NY | NYUP | 2932 | 202.6667
[13 empty] | 13675 | 13675 | NY | NYUP | 2932 | 202.6667
[13 empty] | 13676 | 13676 | NY | NYUP | 2932 | 202.6667
[13 empty] | 13677 | 13677 | NY | NYUP | 2932 | 202.6667
[13 empty] | 13678 | 13678 | NY | NYUP | 2932 | 202.6667
[13 empty] | 13679 | 13679 | NY | NYUP | 2932 | 202.6667
[13 empty] | 13680 | 13680 | NY | NYUP | 2932 | 202.6667
[13 empty] | 13681 | 13681 | NY | NYUP | 2932 | 202.6667
[13 empty] | 13682 | 13682 | NY | NYUP | 2932 | 202.6667
[13 empty] | 13683 | 13683 | NY | NYUP | 2932 | 202.6667
[13 empty] | 13684 | 13684 | NY | NYUP | 2932 | 202.6667
[13 empty] | 13685 | 13685 | NY | NYUP | 2932 | 202.6667
[13 empty] | 13687 | 13687 | NY | NYUP | 2932 | 202.6667
[13 empty] | 13690 | 13690 | NY | NYUP | 2932 | 202.6667
[13 empty] | 13691 | 13691 | NY | NYUP | 2932 | 202.6667
[13 empty] | 13692 | 13692 | NY | NYUP | 2932 | 202.6667
[13 empty] | 13693 | 13693 | NY | NYUP | 2932 | 202.6667
[13 empty] | 13694 | 13694 | NY | NYUP | 2932 | 202.6667
[13 empty] | 13695 | 13695 | NY | NYUP | 2932 | 202.6667
[13 empty] | 13696 | 13696 | NY | NYUP | 2932 | 202.6667
[13 empty] | 13697 | 13697 | NY | NYUP | 2932 | 202.6667
[13 empty] | 13699 | 13699 | NY | NYUP | 2932 | 202.6667
[13 empty] | 13730 | 13730 | NY | NYUP | 2932 | 202.6667
[13 empty] | 13731 | 13731 | NY | NYUP | 2932 | 202.6667
[13 empty] | 13732 | 13732 | NY | NYUP | 2932 | 202.6667
[13 empty] | 13733 | 13733 | NY | NYUP | 2932 | 202.6667
[13 empty] | 13734 | 13734 | NY | NYUP | 2932 | 202.6667
[13 empty] | 13736 | 13736 | NY | NYUP | 2932 | 202.6667
[13 empty] | 13737 | 13737 | NY | NYUP | 2932 | 202.6667
[13 empty] | 13738 | 13738 | NY | NYUP | 2932 | 202.6667
[13 empty] | 13739 | 13739 | NY | NYUP | 2932 | 202.6667
[13 empty] | 13740 | 13740 | NY | NYUP | 2932 | 202.6667
[13 empty] | 13743 | 13743 | NY | NYUP | 2932 | 202.6667
[13 empty] | 13744 | 13744 | NY | NYUP | 2932 | 202.6667
[13 empty] | 13745 | 13745 | NY | NYUP | 2932 | 202.6667
[13 empty] | 13746 | 13746 | NY | NYUP | 2932 | 202.6667
[13 empty] | 13747 | 13747 | NY | NYUP | 2932 | 202.6667
[13 empty] | 13748 | 13748 | NY | NYUP | 2932 | 202.6667
[13 empty] | 13749 | 13749 | NY | NYUP | 2932 | 202.6667
[13 empty] | 13750 | 13750 | NY | NYUP | 2932 | 202.6667
[13 empty] | 13751 | 13751 | NY | NYUP | 2932 | 202.6667
[13 empty] | 13752 | 13752 | NY | NYUP | 2932 | 202.6667
[13 empty] | 13753 | 13753 | NY | NYUP | 2932 | 202.6667
[13 empty] | 13754 | 13754 | NY | NYUP | 2932 | 202.6667
[13 empty] | 13755 | 13755 | NY | NYUP | 2932 | 202.6667
[13 empty] | 13756 | 13756 | NY | NYUP | 2932 | 202.6667
[13 empty] | 13757 | 13757 | NY | NYUP | 2932 | 202.6667
[13 empty] | 13758 | 13758 | NY | NYUP | 2932 | 202.6667
[13 empty] | 13760 | 13760 | NY | NYUP | 2932 | 202.6667
[13 empty] | 13761 | 13761 | NY | NYUP | 2932 | 202.6667
[13 empty] | 13762 | 13762 | NY | NYUP | 2932 | 202.6667
[13 empty] | 13763 | 13763 | NY | NYUP | 2932 | 202.6667
[13 empty] | 13774 | 13774 | NY | NYUP | 2932 | 202.6667
[13 empty] | 13775 | 13775 | NY | NYUP | 2932 | 202.6667
[13 empty] | 13776 | 13776 | NY | NYUP | 2932 | 202.6667
[13 empty] | 13777 | 13777 | NY | NYUP | 2932 | 202.6667
[13 empty] | 13778 | 13778 | NY | NYUP | 2932 | 202.6667
[13 empty] | 13780 | 13780 | NY | NYUP | 2932 | 202.6667
[13 empty] | 13782 | 13782 | NY | NYUP | 2932 | 202.6667
[13 empty] | 13783 | 13783 | NY | NYUP | 2932 | 202.6667
[13 empty] | 13784 | 13784 | NY | NYUP | 2932 | 202.6667
[13 empty] | 13786 | 13786 | NY | NYUP | 2932 | 202.6667
[13 empty] | 13787 | 13787 | NY | NYUP | 2932 | 202.6667
[13 empty] | 13788 | 13788 | NY | NYUP | 2932 | 202.6667
[13 empty] | 13790 | 13790 | NY | NYUP | 2932 | 202.6667
[13 empty] | 13794 | 13794 | NY | NYUP | 2932 | 202.6667
[13 empty] | 13795 | 13795 | NY | NYUP | 2932 | 202.6667
[13 empty] | 13796 | 13796 | NY | NYUP | 2932 | 202.6667
[13 empty] | 13797 | 13797 | NY | NYUP | 2932 | 202.6667
[13 empty] | 13801 | 13801 | NY | NYUP | 2932 | 202.6667
[13 empty] | 13802 | 13802 | NY | NYUP | 2932 | 202.6667
[13 empty] | 13803 | 13803 | NY | NYUP | 2932 | 202.6667
[13 empty] | 13804 | 13804 | NY | NYUP | 2932 | 202.6667
[13 empty] | 13806 | 13806 | NY | NYUP | 2932 | 202.6667
[13 empty] | 13807 | 13807 | NY | NYUP | 2932 | 202.6667
[13 empty] | 13808 | 13808 | NY | NYUP | 2932 | 202.6667
[13 empty] | 13809 | 13809 | NY | NYUP | 2932 | 202.6667
[13 empty] | 13810 | 13810 | NY | NYUP | 2932 | 202.6667
[13 empty] | 13811 | 13811 | NY | NYUP | 2932 | 202.6667
[13 empty] | 13812 | 13812 | NY | NYUP | 2932 | 202.6667
[13 empty] | 13813 | 13813 | NY | NYUP | 2932 | 202.6667
[13 empty] | 13814 | 13814 | NY | NYUP | 2932 | 202.6667
[13 empty] | 13815 | 13815 | NY | NYUP | 2932 | 202.6667
[13 empty] | 13820 | 13820 | NY | NYUP | 2932 | 202.6667
[13 empty] | 13825 | 13825 | NY | NYUP | 2932 | 202.6667
[13 empty] | 13826 | 13826 | NY | NYUP | 2932 | 202.6667
[13 empty] | 13827 | 13827 | NY | NYUP | 2932 | 202.6667
[13 empty] | 13830 | 13830 | NY | NYUP | 2932 | 202.6667
[13 empty] | 13832 | 13832 | NY | NYUP | 2932 | 202.6667
[13 empty] | 13833 | 13833 | NY | NYUP | 2932 | 202.6667
[13 empty] | 13834 | 13834 | NY | NYUP | 2932 | 202.6667
[13 empty] | 13835 | 13835 | NY | NYUP | 2932 | 202.6667
[13 empty] | 13838 | 13838 | NY | NYUP | 2932 | 202.6667
[13 empty] | 13839 | 13839 | NY | NYUP | 2932 | 202.6667
[13 empty] | 13840 | 13840 | NY | NYUP | 2932 | 202.6667
[13 empty] | 13841 | 13841 | NY | NYUP | 2932 | 202.6667
[13 empty] | 13842 | 13842 | NY | NYUP | 2932 | 202.6667
[13 empty] | 13843 | 13843 | NY | NYUP | 2932 | 202.6667
[13 empty] | 13844 | 13844 | NY | NYUP | 2932 | 202.6667
[13 empty] | 13845 | 13845 | NY | NYUP | 2932 | 202.6667
[13 empty] | 13846 | 13846 | NY | NYUP | 2932 | 202.6667
[13 empty] | 13847 | 13847 | NY | NYUP | 2932 | 202.6667
[13 empty] | 13848 | 13848 | NY | NYUP | 2932 | 202.6667
[13 empty] | 13849 | 13849 | NY | NYUP | 2932 | 202.6667
[13 empty] | 13850 | 13850 | NY | NYUP | 2932 | 202.6667
[13 empty] | 13851 | 13851 | NY | NYUP | 2932 | 202.6667
[13 empty] | 13856 | 13856 | NY | NYUP | 2932 | 202.6667
[13 empty] | 13859 | 13859 | NY | NYUP | 2932 | 202.6667
[13 empty] | 13860 | 13860 | NY | NYUP | 2932 | 202.6667
[13 empty] | 13861 | 13861 | NY | NYUP | 2932 | 202.6667
[13 empty] | 13862 | 13862 | NY | NYUP | 2932 | 202.6667
[13 empty] | 13863 | 13863 | NY | NYUP | 2932 | 202.6667
[13 empty] | 13864 | 13864 | NY | NYUP | 2932 | 202.6667
[13 empty] | 13865 | 13865 | NY | NYUP | 2932 | 202.6667
[13 empty] | 13901 | 13901 | NY | NYUP | 2932 | 202.6667
[13 empty] | 13902 | 13902 | NY | NYUP | 2932 | 202.6667
[13 empty] | 13903 | 13903 | NY | NYUP | 2932 | 202.6667
[13 empty] | 13904 | 13904 | NY | NYUP | 2932 | 202.6667
[13 empty] | 13905 | 13905 | NY | NYUP | 2932 | 202.6667
[13 empty] | 14001 | 14001 | NY | NYUP | 2932 | 202.6667
[13 empty] | 14004 | 14004 | NY | NYUP | 2932 | 202.6667
[13 empty] | 14005 | 14005 | NY | NYUP | 2932 | 202.6667
[13 empty] | 14006 | 14006 | NY | NYUP | 2932 | 202.6667
[13 empty] | 14008 | 14008 | NY | NYUP | 2932 | 202.6667
[13 empty] | 14009 | 14009 | NY | NYUP | 2932 | 202.6667
[13 empty] | 14010 | 14010 | NY | NYUP | 2932 | 202.6667
[13 empty] | 14011 | 14011 | NY | NYUP | 2932 | 202.6667
[13 empty] | 14012 | 14012 | NY | NYUP | 2932 | 202.6667
[13 empty] | 14013 | 14013 | NY | NYUP | 2932 | 202.6667
[13 empty] | 14020 | 14020 | NY | NYUP | 2932 | 202.6667
[13 empty] | 14021 | 14021 | NY | NYUP | 2932 | 202.6667
[13 empty] | 14024 | 14024 | NY | NYUP | 2932 | 202.6667
[13 empty] | 14025 | 14025 | NY | NYUP | 2932 | 202.6667
[13 empty] | 14026 | 14026 | NY | NYUP | 2932 | 202.6667
[13 empty] | 14027 | 14027 | NY | NYUP | 2932 | 202.6667
[13 empty] | 14028 | 14028 | NY | NYUP | 2932 | 202.6667
[13 empty] | 14029 | 14029 | NY | NYUP | 2932 | 202.6667
[13 empty] | 14030 | 14030 | NY | NYUP | 2932 | 202.6667
[13 empty] | 14031 | 14031 | NY | NYUP | 2932 | 202.6667
[13 empty] | 14032 | 14032 | NY | NYUP | 2932 | 202.6667
[13 empty] | 14033 | 14033 | NY | NYUP | 2932 | 202.6667
[13 empty] | 14034 | 14034 | NY | NYUP | 2932 | 202.6667
[13 empty] | 14035 | 14035 | NY | NYUP | 2932 | 202.6667
[13 empty] | 14036 | 14036 | NY | NYUP | 2932 | 202.6667
[13 empty] | 14037 | 14037 | NY | NYUP | 2932 | 202.6667
[13 empty] | 14038 | 14038 | NY | NYUP | 2932 | 202.6667
[13 empty] | 14039 | 14039 | NY | NYUP | 2932 | 202.6667
[13 empty] | 14040 | 14040 | NY | NYUP | 2932 | 202.6667
[13 empty] | 14041 | 14041 | NY | NYUP | 2932 | 202.6667
[13 empty] | 14042 | 14042 | NY | NYUP | 2932 | 202.6667
[13 empty] | 14043 | 14043 | NY | NYUP | 2932 | 202.6667
[13 empty] | 14047 | 14047 | NY | NYUP | 2932 | 202.6667
[13 empty] | 14048 | 14048 | NY | NYUP | 2932 | 202.6667
[13 empty] | 14051 | 14051 | NY | NYUP | 2932 | 202.6667
[13 empty] | 14052 | 14052 | NY | NYUP | 2932 | 202.6667
[13 empty] | 14054 | 14054 | NY | NYUP | 2932 | 202.6667
[13 empty] | 14055 | 14055 | NY | NYUP | 2932 | 202.6667
[13 empty] | 14056 | 14056 | NY | NYUP | 2932 | 202.6667
[13 empty] | 14057 | 14057 | NY | NYUP | 2932 | 202.6667
[13 empty] | 14058 | 14058 | NY | NYUP | 2932 | 202.6667
[13 empty] | 14059 | 14059 | NY | NYUP | 2932 | 202.6667
[13 empty] | 14060 | 14060 | NY | NYUP | 2932 | 202.6667
[13 empty] | 14061 | 14061 | NY | NYUP | 2932 | 202.6667
[13 empty] | 14062 | 14062 | NY | NYUP | 2932 | 202.6667
[13 empty] | 14063 | 14063 | NY | NYUP | 2932 | 202.6667
[13 empty] | 14065 | 14065 | NY | NYUP | 2932 | 202.6667
[13 empty] | 14066 | 14066 | NY | NYUP | 2932 | 202.6667
[13 empty] | 14067 | 14067 | NY | NYUP | 2932 | 202.6667
[13 empty] | 14068 | 14068 | NY | NYUP | 2932 | 202.6667
[13 empty] | 14069 | 14069 | NY | NYUP | 2932 | 202.6667
[13 empty] | 14070 | 14070 | NY | NYUP | 2932 | 202.6667
[13 empty] | 14072 | 14072 | NY | NYUP | 2932 | 202.6667
[13 empty] | 14075 | 14075 | NY | NYUP | 2932 | 202.6667
[13 empty] | 14080 | 14080 | NY | NYUP | 2932 | 202.6667
[13 empty] | 14081 | 14081 | NY | NYUP | 2932 | 202.6667
[13 empty] | 14082 | 14082 | NY | NYUP | 2932 | 202.6667
[13 empty] | 14083 | 14083 | NY | NYUP | 2932 | 202.6667
[13 empty] | 14085 | 14085 | NY | NYUP | 2932 | 202.6667
[13 empty] | 14086 | 14086 | NY | NYUP | 2932 | 202.6667
[13 empty] | 14091 | 14091 | NY | NYUP | 2932 | 202.6667
[13 empty] | 14092 | 14092 | NY | NYUP | 2932 | 202.6667
[13 empty] | 14094 | 14094 | NY | NYUP | 2932 | 202.6667
[13 empty] | 14095 | 14095 | NY | NYUP | 2932 | 202.6667
[13 empty] | 14098 | 14098 | NY | NYUP | 2932 | 202.6667
[13 empty] | 14101 | 14101 | NY | NYUP | 2932 | 202.6667
[13 empty] | 14102 | 14102 | NY | NYUP | 2932 | 202.6667
[13 empty] | 14103 | 14103 | NY | NYUP | 2932 | 202.6667
[13 empty] | 14105 | 14105 | NY | NYUP | 2932 | 202.6667
[13 empty] | 14107 | 14107 | NY | NYUP | 2932 | 202.6667
[13 empty] | 14108 | 14108 | NY | NYUP | 2932 | 202.6667
[13 empty] | 14109 | 14109 | NY | NYUP | 2932 | 202.6667
[13 empty] | 14110 | 14110 | NY | NYUP | 2932 | 202.6667
[13 empty] | 14111 | 14111 | NY | NYUP | 2932 | 202.6667
[13 empty] | 14112 | 14112 | NY | NYUP | 2932 | 202.6667
[13 empty] | 14113 | 14113 | NY | NYUP | 2932 | 202.6667
[13 empty] | 14120 | 14120 | NY | NYUP | 2932 | 202.6667
[13 empty] | 14125 | 14125 | NY | NYUP | 2932 | 202.6667
[13 empty] | 14126 | 14126 | NY | NYUP | 2932 | 202.6667
[13 empty] | 14127 | 14127 | NY | NYUP | 2932 | 202.6667
[13 empty] | 14129 | 14129 | NY | NYUP | 2932 | 202.6667
[13 empty] | 14130 | 14130 | NY | NYUP | 2932 | 202.6667
[13 empty] | 14131 | 14131 | NY | NYUP | 2932 | 202.6667
[13 empty] | 14132 | 14132 | NY | NYUP | 2932 | 202.6667
[13 empty] | 14133 | 14133 | NY | NYUP | 2932 | 202.6667
[13 empty] | 14134 | 14134 | NY | NYUP | 2932 | 202.6667
[13 empty] | 14135 | 14135 | NY | NYUP | 2932 | 202.6667
[13 empty] | 14136 | 14136 | NY | NYUP | 2932 | 202.6667
[13 empty] | 14138 | 14138 | NY | NYUP | 2932 | 202.6667
[13 empty] | 14139 | 14139 | NY | NYUP | 2932 | 202.6667
[13 empty] | 14140 | 14140 | NY | NYUP | 2932 | 202.6667
[13 empty] | 14141 | 14141 | NY | NYUP | 2932 | 202.6667
[13 empty] | 14143 | 14143 | NY | NYUP | 2932 | 202.6667
[13 empty] | 14144 | 14144 | NY | NYUP | 2932 | 202.6667
[13 empty] | 14145 | 14145 | NY | NYUP | 2932 | 202.6667
[13 empty] | 14150 | 14150 | NY | NYUP | 2932 | 202.6667
[13 empty] | 14151 | 14151 | NY | NYUP | 2932 | 202.6667
[13 empty] | 14166 | 14166 | NY | NYUP | 2932 | 202.6667
[13 empty] | 14167 | 14167 | NY | NYUP | 2932 | 202.6667
[13 empty] | 14168 | 14168 | NY | NYUP | 2932 | 202.6667
[13 empty] | 14169 | 14169 | NY | NYUP | 2932 | 202.6667
[13 empty] | 14170 | 14170 | NY | NYUP | 2932 | 202.6667
[13 empty] | 14171 | 14171 | NY | NYUP | 2932 | 202.6667
[13 empty] | 14172 | 14172 | NY | NYUP | 2932 | 202.6667
[13 empty] | 14173 | 14173 | NY | NYUP | 2932 | 202.6667
[13 empty] | 14174 | 14174 | NY | NYUP | 2932 | 202.6667
[13 empty] | 14201 | 14201 | NY | NYUP | 2932 | 202.6667
[13 empty] | 14202 | 14202 | NY | NYUP | 2932 | 202.6667
[13 empty] | 14203 | 14203 | NY | NYUP | 2932 | 202.6667
[13 empty] | 14204 | 14204 | NY | NYUP | 2932 | 202.6667
[13 empty] | 14205 | 14205 | NY | NYUP | 2932 | 202.6667
[13 empty] | 14206 | 14206 | NY | NYUP | 2932 | 202.6667
[13 empty] | 14207 | 14207 | NY | NYUP | 2932 | 202.6667
[13 empty] | 14208 | 14208 | NY | NYUP | 2932 | 202.6667
[13 empty] | 14209 | 14209 | NY | NYUP | 2932 | 202.6667
[13 empty] | 14210 | 14210 | NY | NYUP | 2932 | 202.6667
[13 empty] | 14211 | 14211 | NY | NYUP | 2932 | 202.6667
[13 empty] | 14212 | 14212 | NY | NYUP | 2932 | 202.6667
[13 empty] | 14213 | 14213 | NY | NYUP | 2932 | 202.6667
[13 empty] | 14214 | 14214 | NY | NYUP | 2932 | 202.6667
[13 empty] | 14215 | 14215 | NY | NYUP | 2932 | 202.6667
[13 empty] | 14216 | 14216 | NY | NYUP | 2932 | 202.6667
[13 empty] | 14217 | 14217 | NY | NYUP | 2932 | 202.6667
[13 empty] | 14218 | 14218 | NY | NYUP | 2932 | 202.6667
[13 empty] | 14219 | 14219 | NY | NYUP | 2932 | 202.6667
[13 empty] | 14220 | 14220 | NY | NYUP | 2932 | 202.6667
[13 empty] | 14221 | 14221 | NY | NYUP | 2932 | 202.6667
[13 empty] | 14222 | 14222 | NY | NYUP | 2932 | 202.6667
[13 empty] | 14223 | 14223 | NY | NYUP | 2932 | 202.6667
[13 empty] | 14224 | 14224 | NY | NYUP | 2932 | 202.6667
[13 empty] | 14225 | 14225 | NY | NYUP | 2932 | 202.6667
[13 empty] | 14226 | 14226 | NY | NYUP | 2932 | 202.6667
[13 empty] | 14227 | 14227 | NY | NYUP | 2932 | 202.6667
[13 empty] | 14228 | 14228 | NY | NYUP | 2932 | 202.6667
[13 empty] | 14231 | 14231 | NY | NYUP | 2932 | 202.6667
[13 empty] | 14233 | 14233 | NY | NYUP | 2932 | 202.6667
[13 empty] | 14240 | 14240 | NY | NYUP | 2932 | 202.6667
[13 empty] | 14241 | 14241 | NY | NYUP | 2932 | 202.6667
[13 empty] | 14260 | 14260 | NY | NYUP | 2932 | 202.6667
[13 empty] | 14261 | 14261 | NY | NYUP | 2932 | 202.6667
[13 empty] | 14263 | 14263 | NY | NYUP | 2932 | 202.6667
[13 empty] | 14264 | 14264 | NY | NYUP | 2932 | 202.6667
[13 empty] | 14265 | 14265 | NY | NYUP | 2932 | 202.6667
[13 empty] | 14267 | 14267 | NY | NYUP | 2932 | 202.6667
[13 empty] | 14269 | 14269 | NY | NYUP | 2932 | 202.6667
[13 empty] | 14270 | 14270 | NY | NYUP | 2932 | 202.6667
[13 empty] | 14272 | 14272 | NY | NYUP | 2932 | 202.6667
[13 empty] | 14273 | 14273 | NY | NYUP | 2932 | 202.6667
[13 empty] | 14276 | 14276 | NY | NYUP | 2932 | 202.6667
[13 empty] | 14280 | 14280 | NY | NYUP | 2932 | 202.6667
[13 empty] | 14301 | 14301 | NY | NYUP | 2932 | 202.6667
[13 empty] | 14302 | 14302 | NY | NYUP | 2932 | 202.6667
[13 empty] | 14303 | 14303 | NY | NYUP | 2932 | 202.6667
[13 empty] | 14304 | 14304 | NY | NYUP | 2932 | 202.6667
[13 empty] | 14305 | 14305 | NY | NYUP | 2932 | 202.6667
[13 empty] | 14410 | 14410 | NY | NYUP | 2932 | 202.6667
[13 empty] | 14411 | 14411 | NY | NYUP | 2932 | 202.6667
[13 empty] | 14413 | 14413 | NY | NYUP | 2932 | 202.6667
[13 empty] | 14414 | 14414 | NY | NYUP | 2932 | 202.6667
[13 empty] | 14415 | 14415 | NY | NYUP | 2932 | 202.6667
[13 empty] | 14416 | 14416 | NY | NYUP | 2932 | 202.6667
[13 empty] | 14418 | 14418 | NY | NYUP | 2932 | 202.6667
[13 empty] | 14420 | 14420 | NY | NYUP | 2932 | 202.6667
[13 empty] | 14422 | 14422 | NY | NYUP | 2932 | 202.6667
[13 empty] | 14423 | 14423 | NY | NYUP | 2932 | 202.6667
[13 empty] | 14424 | 14424 | NY | NYUP | 2932 | 202.6667
[13 empty] | 14425 | 14425 | NY | NYUP | 2932 | 202.6667
[13 empty] | 14427 | 14427 | NY | NYUP | 2932 | 202.6667
[13 empty] | 14428 | 14428 | NY | NYUP | 2932 | 202.6667
[13 empty] | 14429 | 14429 | NY | NYUP | 2932 | 202.6667
[13 empty] | 14430 | 14430 | NY | NYUP | 2932 | 202.6667
[13 empty] | 14432 | 14432 | NY | NYUP | 2932 | 202.6667
[13 empty] | 14433 | 14433 | NY | NYUP | 2932 | 202.6667
[13 empty] | 14435 | 14435 | NY | NYUP | 2932 | 202.6667
[13 empty] | 14437 | 14437 | NY | NYUP | 2932 | 202.6667
[13 empty] | 14441 | 14441 | NY | NYUP | 2932 | 202.6667
[13 empty] | 14443 | 14443 | NY | NYUP | 2932 | 202.6667
[13 empty] | 14445 | 14445 | NY | NYUP | 2932 | 202.6667
[13 empty] | 14449 | 14449 | NY | NYUP | 2932 | 202.6667
[13 empty] | 14450 | 14450 | NY | NYUP | 2932 | 202.6667
[13 empty] | 14452 | 14452 | NY | NYUP | 2932 | 202.6667
[13 empty] | 14453 | 14453 | NY | NYUP | 2932 | 202.6667
[13 empty] | 14454 | 14454 | NY | NYUP | 2932 | 202.6667
[13 empty] | 14456 | 14456 | NY | NYUP | 2932 | 202.6667
[13 empty] | 14461 | 14461 | NY | NYUP | 2932 | 202.6667
[13 empty] | 14462 | 14462 | NY | NYUP | 2932 | 202.6667
[13 empty] | 14463 | 14463 | NY | NYUP | 2932 | 202.6667
[13 empty] | 14464 | 14464 | NY | NYUP | 2932 | 202.6667
[13 empty] | 14466 | 14466 | NY | NYUP | 2932 | 202.6667
[13 empty] | 14467 | 14467 | NY | NYUP | 2932 | 202.6667
[13 empty] | 14468 | 14468 | NY | NYUP | 2932 | 202.6667
[13 empty] | 14469 | 14469 | NY | NYUP | 2932 | 202.6667
[13 empty] | 14470 | 14470 | NY | NYUP | 2932 | 202.6667
[13 empty] | 14471 | 14471 | NY | NYUP | 2932 | 202.6667
[13 empty] | 14472 | 14472 | NY | NYUP | 2932 | 202.6667
[13 empty] | 14475 | 14475 | NY | NYUP | 2932 | 202.6667
[13 empty] | 14476 | 14476 | NY | NYUP | 2932 | 202.6667
[13 empty] | 14477 | 14477 | NY | NYUP | 2932 | 202.6667
[13 empty] | 14478 | 14478 | NY | NYUP | 2932 | 202.6667
[13 empty] | 14479 | 14479 | NY | NYUP | 2932 | 202.6667
[13 empty] | 14480 | 14480 | NY | NYUP | 2932 | 202.6667
[13 empty] | 14481 | 14481 | NY | NYUP | 2932 | 202.6667
[13 empty] | 14482 | 14482 | NY | NYUP | 2932 | 202.6667
[13 empty] | 14485 | 14485 | NY | NYUP | 2932 | 202.6667
[13 empty] | 14486 | 14486 | NY | NYUP | 2932 | 202.6667
[13 empty] | 14487 | 14487 | NY | NYUP | 2932 | 202.6667
[13 empty] | 14488 | 14488 | NY | NYUP | 2932 | 202.6667
[13 empty] | 14489 | 14489 | NY | NYUP | 2932 | 202.6667
[13 empty] | 14502 | 14502 | NY | NYUP | 2932 | 202.6667
[13 empty] | 14504 | 14504 | NY | NYUP | 2932 | 202.6667
[13 empty] | 14505 | 14505 | NY | NYUP | 2932 | 202.6667
[13 empty] | 14506 | 14506 | NY | NYUP | 2932 | 202.6667
[13 empty] | 14507 | 14507 | NY | NYUP | 2932 | 202.6667
[13 empty] | 14508 | 14508 | NY | NYUP | 2932 | 202.6667
[13 empty] | 14510 | 14510 | NY | NYUP | 2932 | 202.6667
[13 empty] | 14511 | 14511 | NY | NYUP | 2932 | 202.6667
[13 empty] | 14512 | 14512 | NY | NYUP | 2932 | 202.6667
[13 empty] | 14513 | 14513 | NY | NYUP | 2932 | 202.6667
[13 empty] | 14514 | 14514 | NY | NYUP | 2932 | 202.6667
[13 empty] | 14515 | 14515 | NY | NYUP | 2932 | 202.6667
[13 empty] | 14516 | 14516 | NY | NYUP | 2932 | 202.6667
[13 empty] | 14517 | 14517 | NY | NYUP | 2932 | 202.6667
[13 empty] | 14518 | 14518 | NY | NYUP | 2932 | 202.6667
[13 empty] | 14519 | 14519 | NY | NYUP | 2932 | 202.6667
[13 empty] | 14520 | 14520 | NY | NYUP | 2932 | 202.6667
[13 empty] | 14521 | 14521 | NY | NYUP | 2932 | 202.6667
[13 empty] | 14522 | 14522 | NY | NYUP | 2932 | 202.6667
[13 empty] | 14525 | 14525 | NY | NYUP | 2932 | 202.6667
[13 empty] | 14526 | 14526 | NY | NYUP | 2932 | 202.6667
[13 empty] | 14527 | 14527 | NY | NYUP | 2932 | 202.6667
[13 empty] | 14529 | 14529 | NY | NYUP | 2932 | 202.6667
[13 empty] | 14530 | 14530 | NY | NYUP | 2932 | 202.6667
[13 empty] | 14532 | 14532 | NY | NYUP | 2932 | 202.6667
[13 empty] | 14533 | 14533 | NY | NYUP | 2932 | 202.6667
[13 empty] | 14534 | 14534 | NY | NYUP | 2932 | 202.6667
[13 empty] | 14536 | 14536 | NY | NYUP | 2932 | 202.6667
[13 empty] | 14537 | 14537 | NY | NYUP | 2932 | 202.6667
[13 empty] | 14538 | 14538 | NY | NYUP | 2932 | 202.6667
[13 empty] | 14539 | 14539 | NY | NYUP | 2932 | 202.6667
[13 empty] | 14541 | 14541 | NY | NYUP | 2932 | 202.6667
[13 empty] | 14542 | 14542 | NY | NYUP | 2932 | 202.6667
[13 empty] | 14543 | 14543 | NY | NYUP | 2932 | 202.6667
[13 empty] | 14544 | 14544 | NY | NYUP | 2932 | 202.6667
[13 empty] | 14545 | 14545 | NY | NYUP | 2932 | 202.6667
[13 empty] | 14546 | 14546 | NY | NYUP | 2932 | 202.6667
[13 empty] | 14547 | 14547 | NY | NYUP | 2932 | 202.6667
[13 empty] | 14548 | 14548 | NY | NYUP | 2932 | 202.6667
[13 empty] | 14549 | 14549 | NY | NYUP | 2932 | 202.6667
[13 empty] | 14550 | 14550 | NY | NYUP | 2932 | 202.6667
[13 empty] | 14551 | 14551 | NY | NYUP | 2932 | 202.6667
[13 empty] | 14555 | 14555 | NY | NYUP | 2932 | 202.6667
[13 empty] | 14556 | 14556 | NY | NYUP | 2932 | 202.6667
[13 empty] | 14557 | 14557 | NY | NYUP | 2932 | 202.6667
[13 empty] | 14558 | 14558 | NY | NYUP | 2932 | 202.6667
[13 empty] | 14559 | 14559 | NY | NYUP | 2932 | 202.6667
[13 empty] | 14560 | 14560 | NY | NYUP | 2932 | 202.6667
[13 empty] | 14561 | 14561 | NY | NYUP | 2932 | 202.6667
[13 empty] | 14563 | 14563 | NY | NYUP | 2932 | 202.6667
[13 empty] | 14564 | 14564 | NY | NYUP | 2932 | 202.6667
[13 empty] | 14568 | 14568 | NY | NYUP | 2932 | 202.6667
[13 empty] | 14569 | 14569 | NY | NYUP | 2932 | 202.6667
[13 empty] | 14571 | 14571 | NY | NYUP | 2932 | 202.6667
[13 empty] | 14572 | 14572 | NY | NYUP | 2932 | 202.6667
[13 empty] | 14580 | 14580 | NY | NYUP | 2932 | 202.6667
[13 empty] | 14585 | 14585 | NY | NYUP | 2932 | 202.6667
[13 empty] | 14586 | 14586 | NY | NYUP | 2932 | 202.6667
[13 empty] | 14588 | 14588 | NY | NYUP | 2932 | 202.6667
[13 empty] | 14589 | 14589 | NY | NYUP | 2932 | 202.6667
[13 empty] | 14590 | 14590 | NY | NYUP | 2932 | 202.6667
[13 empty] | 14591 | 14591 | NY | NYUP | 2932 | 202.6667
[13 empty] | 14592 | 14592 | NY | NYUP | 2932 | 202.6667
[13 empty] | 14602 | 14602 | NY | NYUP | 2932 | 202.6667
[13 empty] | 14603 | 14603 | NY | NYUP | 2932 | 202.6667
[13 empty] | 14604 | 14604 | NY | NYUP | 2932 | 202.6667
[13 empty] | 14605 | 14605 | NY | NYUP | 2932 | 202.6667
[13 empty] | 14606 | 14606 | NY | NYUP | 2932 | 202.6667
[13 empty] | 14607 | 14607 | NY | NYUP | 2932 | 202.6667
[13 empty] | 14608 | 14608 | NY | NYUP | 2932 | 202.6667
[13 empty] | 14609 | 14609 | NY | NYUP | 2932 | 202.6667
[13 empty] | 14610 | 14610 | NY | NYUP | 2932 | 202.6667
[13 empty] | 14611 | 14611 | NY | NYUP | 2932 | 202.6667
[13 empty] | 14612 | 14612 | NY | NYUP | 2932 | 202.6667
[13 empty] | 14613 | 14613 | NY | NYUP | 2932 | 202.6667
[13 empty] | 14614 | 14614 | NY | NYUP | 2932 | 202.6667
[13 empty] | 14615 | 14615 | NY | NYUP | 2932 | 202.6667
[13 empty] | 14616 | 14616 | NY | NYUP | 2932 | 202.6667
[13 empty] | 14617 | 14617 | NY | NYUP | 2932 | 202.6667
[13 empty] | 14618 | 14618 | NY | NYUP | 2932 | 202.6667
[13 empty] | 14619 | 14619 | NY | NYUP | 2932 | 202.6667
[13 empty] | 14620 | 14620 | NY | NYUP | 2932 | 202.6667
[13 empty] | 14621 | 14621 | NY | NYUP | 2932 | 202.6667
[13 empty] | 14622 | 14622 | NY | NYUP | 2932 | 202.6667
[13 empty] | 14623 | 14623 | NY | NYUP | 2932 | 202.6667
[13 empty] | 14624 | 14624 | NY | NYUP | 2932 | 202.6667
[13 empty] | 14625 | 14625 | NY | NYUP | 2932 | 202.6667
[13 empty] | 14626 | 14626 | NY | NYUP | 2932 | 202.6667
[13 empty] | 14627 | 14627 | NY | NYUP | 2932 | 202.6667
[13 empty] | 14638 | 14638 | NY | NYUP | 2932 | 202.6667
[13 empty] | 14639 | 14639 | NY | NYUP | 2932 | 202.6667
[13 empty] | 14642 | 14642 | NY | NYUP | 2932 | 202.6667
[13 empty] | 14643 | 14643 | NY | NYUP | 2932 | 202.6667
[13 empty] | 14644 | 14644 | NY | NYUP | 2932 | 202.6667
[13 empty] | 14646 | 14646 | NY | NYUP | 2932 | 202.6667
[13 empty] | 14647 | 14647 | NY | NYUP | 2932 | 202.6667
[13 empty] | 14649 | 14649 | NY | NYUP | 2932 | 202.6667
[13 empty] | 14650 | 14650 | NY | NYUP | 2932 | 202.6667
[13 empty] | 14651 | 14651 | NY | NYUP | 2932 | 202.6667
[13 empty] | 14652 | 14652 | NY | NYUP | 2932 | 202.6667
[13 empty] | 14653 | 14653 | NY | NYUP | 2932 | 202.6667
[13 empty] | 14692 | 14692 | NY | NYUP | 2932 | 202.6667
[13 empty] | 14694 | 14694 | NY | NYUP | 2932 | 202.6667
[13 empty] | 14701 | 14701 | NY | NYUP | 2932 | 202.6667
[13 empty] | 14702 | 14702 | NY | NYUP | 2932 | 202.6667
[13 empty] | 14706 | 14706 | NY | NYUP | 2932 | 202.6667
[13 empty] | 14707 | 14707 | NY | NYUP | 2932 | 202.6667
[13 empty] | 14708 | 14708 | NY | NYUP | 2932 | 202.6667
[13 empty] | 14709 | 14709 | NY | NYUP | 2932 | 202.6667
[13 empty] | 14710 | 14710 | NY | NYUP | 2932 | 202.6667
[13 empty] | 14711 | 14711 | NY | NYUP | 2932 | 202.6667
[13 empty] | 14712 | 14712 | NY | NYUP | 2932 | 202.6667
[13 empty] | 14714 | 14714 | NY | NYUP | 2932 | 202.6667
[13 empty] | 14715 | 14715 | NY | NYUP | 2932 | 202.6667
[13 empty] | 14716 | 14716 | NY | NYUP | 2932 | 202.6667
[13 empty] | 14717 | 14717 | NY | NYUP | 2932 | 202.6667
[13 empty] | 14718 | 14718 | NY | NYUP | 2932 | 202.6667
[13 empty] | 14719 | 14719 | NY | NYUP | 2932 | 202.6667
[13 empty] | 14720 | 14720 | NY | NYUP | 2932 | 202.6667
[13 empty] | 14721 | 14721 | NY | NYUP | 2932 | 202.6667
[13 empty] | 14722 | 14722 | NY | NYUP | 2932 | 202.6667
[13 empty] | 14723 | 14723 | NY | NYUP | 2932 | 202.6667
[13 empty] | 14724 | 14724 | NY | NYUP | 2932 | 202.6667
[13 empty] | 14726 | 14726 | NY | NYUP | 2932 | 202.6667
[13 empty] | 14727 | 14727 | NY | NYUP | 2932 | 202.6667
[13 empty] | 14728 | 14728 | NY | NYUP | 2932 | 202.6667
[13 empty] | 14729 | 14729 | NY | NYUP | 2932 | 202.6667
[13 empty] | 14730 | 14730 | NY | NYUP | 2932 | 202.6667
[13 empty] | 14731 | 14731 | NY | NYUP | 2932 | 202.6667
[13 empty] | 14732 | 14732 | NY | NYUP | 2932 | 202.6667
[13 empty] | 14733 | 14733 | NY | NYUP | 2932 | 202.6667
[13 empty] | 14735 | 14735 | NY | NYUP | 2932 | 202.6667
[13 empty] | 14736 | 14736 | NY | NYUP | 2932 | 202.6667
[13 empty] | 14737 | 14737 | NY | NYUP | 2932 | 202.6667
[13 empty] | 14738 | 14738 | NY | NYUP | 2932 | 202.6667
[13 empty] | 14739 | 14739 | NY | NYUP | 2932 | 202.6667
[13 empty] | 14740 | 14740 | NY | NYUP | 2932 | 202.6667
[13 empty] | 14741 | 14741 | NY | NYUP | 2932 | 202.6667
[13 empty] | 14742 | 14742 | NY | NYUP | 2932 | 202.6667
[13 empty] | 14743 | 14743 | NY | NYUP | 2932 | 202.6667
[13 empty] | 14744 | 14744 | NY | NYUP | 2932 | 202.6667
[13 empty] | 14745 | 14745 | NY | NYUP | 2932 | 202.6667
[13 empty] | 14747 | 14747 | NY | NYUP | 2932 | 202.6667
[13 empty] | 14748 | 14748 | NY | NYUP | 2932 | 202.6667
[13 empty] | 14750 | 14750 | NY | NYUP | 2932 | 202.6667
[13 empty] | 14751 | 14751 | NY | NYUP | 2932 | 202.6667
[13 empty] | 14752 | 14752 | NY | NYUP | 2932 | 202.6667
[13 empty] | 14753 | 14753 | NY | NYUP | 2932 | 202.6667
[13 empty] | 14754 | 14754 | NY | NYUP | 2932 | 202.6667
[13 empty] | 14755 | 14755 | NY | NYUP | 2932 | 202.6667
[13 empty] | 14756 | 14756 | NY | NYUP | 2932 | 202.6667
[13 empty] | 14757 | 14757 | NY | NYUP | 2932 | 202.6667
[13 empty] | 14758 | 14758 | NY | NYUP | 2932 | 202.6667
[13 empty] | 14760 | 14760 | NY | NYUP | 2932 | 202.6667
[13 empty] | 14766 | 14766 | NY | NYUP | 2932 | 202.6667
[13 empty] | 14767 | 14767 | NY | NYUP | 2932 | 202.6667
[13 empty] | 14769 | 14769 | NY | NYUP | 2932 | 202.6667
[13 empty] | 14770 | 14770 | NY | NYUP | 2932 | 202.6667
[13 empty] | 14772 | 14772 | NY | NYUP | 2932 | 202.6667
[13 empty] | 14774 | 14774 | NY | NYUP | 2932 | 202.6667
[13 empty] | 14775 | 14775 | NY | NYUP | 2932 | 202.6667
[13 empty] | 14777 | 14777 | NY | NYUP | 2932 | 202.6667
[13 empty] | 14778 | 14778 | NY | NYUP | 2932 | 202.6667
[13 empty] | 14779 | 14779 | NY | NYUP | 2932 | 202.6667
[13 empty] | 14781 | 14781 | NY | NYUP | 2932 | 202.6667
[13 empty] | 14782 | 14782 | NY | NYUP | 2932 | 202.6667
[13 empty] | 14783 | 14783 | NY | NYUP | 2932 | 202.6667
[13 empty] | 14784 | 14784 | NY | NYUP | 2932 | 202.6667
[13 empty] | 14785 | 14785 | NY | NYUP | 2932 | 202.6667
[13 empty] | 14786 | 14786 | NY | NYUP | 2932 | 202.6667
[13 empty] | 14787 | 14787 | NY | NYUP | 2932 | 202.6667
[13 empty] | 14788 | 14788 | NY | NYUP | 2932 | 202.6667
[13 empty] | 14801 | 14801 | NY | NYUP | 2932 | 202.6667
[13 empty] | 14802 | 14802 | NY | NYUP | 2932 | 202.6667
[13 empty] | 14803 | 14803 | NY | NYUP | 2932 | 202.6667
[13 empty] | 14804 | 14804 | NY | NYUP | 2932 | 202.6667
[13 empty] | 14805 | 14805 | NY | NYUP | 2932 | 202.6667
[13 empty] | 14806 | 14806 | NY | NYUP | 2932 | 202.6667
[13 empty] | 14807 | 14807 | NY | NYUP | 2932 | 202.6667
[13 empty] | 14808 | 14808 | NY | NYUP | 2932 | 202.6667
[13 empty] | 14809 | 14809 | NY | NYUP | 2932 | 202.6667
[13 empty] | 14810 | 14810 | NY | NYUP | 2932 | 202.6667
[13 empty] | 14812 | 14812 | NY | NYUP | 2932 | 202.6667
[13 empty] | 14813 | 14813 | NY | NYUP | 2932 | 202.6667
[13 empty] | 14814 | 14814 | NY | NYUP | 2932 | 202.6667
[13 empty] | 14815 | 14815 | NY | NYUP | 2932 | 202.6667
[13 empty] | 14816 | 14816 | NY | NYUP | 2932 | 202.6667
[13 empty] | 14817 | 14817 | NY | NYUP | 2932 | 202.6667
[13 empty] | 14818 | 14818 | NY | NYUP | 2932 | 202.6667
[13 empty] | 14819 | 14819 | NY | NYUP | 2932 | 202.6667
[13 empty] | 14820 | 14820 | NY | NYUP | 2932 | 202.6667
[13 empty] | 14821 | 14821 | NY | NYUP | 2932 | 202.6667
[13 empty] | 14822 | 14822 | NY | NYUP | 2932 | 202.6667
[13 empty] | 14823 | 14823 | NY | NYUP | 2932 | 202.6667
[13 empty] | 14824 | 14824 | NY | NYUP | 2932 | 202.6667
[13 empty] | 14825 | 14825 | NY | NYUP | 2932 | 202.6667
[13 empty] | 14826 | 14826 | NY | NYUP | 2932 | 202.6667
[13 empty] | 14827 | 14827 | NY | NYUP | 2932 | 202.6667
[13 empty] | 14830 | 14830 | NY | NYUP | 2932 | 202.6667
[13 empty] | 14831 | 14831 | NY | NYUP | 2932 | 202.6667
[13 empty] | 14836 | 14836 | NY | NYUP | 2932 | 202.6667
[13 empty] | 14837 | 14837 | NY | NYUP | 2932 | 202.6667
[13 empty] | 14838 | 14838 | NY | NYUP | 2932 | 202.6667
[13 empty] | 14839 | 14839 | NY | NYUP | 2932 | 202.6667
[13 empty] | 14840 | 14840 | NY | NYUP | 2932 | 202.6667
[13 empty] | 14841 | 14841 | NY | NYUP | 2932 | 202.6667
[13 empty] | 14842 | 14842 | NY | NYUP | 2932 | 202.6667
[13 empty] | 14843 | 14843 | NY | NYUP | 2932 | 202.6667
[13 empty] | 14845 | 14845 | NY | NYUP | 2932 | 202.6667
[13 empty] | 14846 | 14846 | NY | NYUP | 2932 | 202.6667
[13 empty] | 14847 | 14847 | NY | NYUP | 2932 | 202.6667
[13 empty] | 14850 | 14850 | NY | NYUP | 2932 | 202.6667
[13 empty] | 14851 | 14851 | NY | NYUP | 2932 | 202.6667
[13 empty] | 14852 | 14852 | NY | NYUP | 2932 | 202.6667
[13 empty] | 14853 | 14853 | NY | NYUP | 2932 | 202.6667
[13 empty] | 14854 | 14854 | NY | NYUP | 2932 | 202.6667
[13 empty] | 14855 | 14855 | NY | NYUP | 2932 | 202.6667
[13 empty] | 14856 | 14856 | NY | NYUP | 2932 | 202.6667
[13 empty] | 14857 | 14857 | NY | NYUP | 2932 | 202.6667
[13 empty] | 14858 | 14858 | NY | NYUP | 2932 | 202.6667
[13 empty] | 14859 | 14859 | NY | NYUP | 2932 | 202.6667
[13 empty] | 14860 | 14860 | NY | NYUP | 2932 | 202.6667
[13 empty] | 14861 | 14861 | NY | NYUP | 2932 | 202.6667
[13 empty] | 14863 | 14863 | NY | NYUP | 2932 | 202.6667
[13 empty] | 14864 | 14864 | NY | NYUP | 2932 | 202.6667
[13 empty] | 14865 | 14865 | NY | NYUP | 2932 | 202.6667
[13 empty] | 14867 | 14867 | NY | NYUP | 2932 | 202.6667
[13 empty] | 14869 | 14869 | NY | NYUP | 2932 | 202.6667
[13 empty] | 14870 | 14870 | NY | NYUP | 2932 | 202.6667
[13 empty] | 14871 | 14871 | NY | NYUP | 2932 | 202.6667
[13 empty] | 14872 | 14872 | NY | NYUP | 2932 | 202.6667
[13 empty] | 14873 | 14873 | NY | NYUP | 2932 | 202.6667
[13 empty] | 14874 | 14874 | NY | NYUP | 2932 | 202.6667
[13 empty] | 14876 | 14876 | NY | NYUP | 2932 | 202.6667
[13 empty] | 14877 | 14877 | NY | NYUP | 2932 | 202.6667
[13 empty] | 14878 | 14878 | NY | NYUP | 2932 | 202.6667
[13 empty] | 14879 | 14879 | NY | NYUP | 2932 | 202.6667
[13 empty] | 14880 | 14880 | NY | NYUP | 2932 | 202.6667
[13 empty] | 14881 | 14881 | NY | NYUP | 2932 | 202.6667
[13 empty] | 14882 | 14882 | NY | NYUP | 2932 | 202.6667
[13 empty] | 14883 | 14883 | NY | NYUP | 2932 | 202.6667
[13 empty] | 14884 | 14884 | NY | NYUP | 2932 | 202.6667
[13 empty] | 14885 | 14885 | NY | NYUP | 2932 | 202.6667
[13 empty] | 14886 | 14886 | NY | NYUP | 2932 | 202.6667
[13 empty] | 14887 | 14887 | NY | NYUP | 2932 | 202.6667
[13 empty] | 14889 | 14889 | NY | NYUP | 2932 | 202.6667
[13 empty] | 14891 | 14891 | NY | NYUP | 2932 | 202.6667
[13 empty] | 14892 | 14892 | NY | NYUP | 2932 | 202.6667
[13 empty] | 14893 | 14893 | NY | NYUP | 2932 | 202.6667
[13 empty] | 14894 | 14894 | NY | NYUP | 2932 | 202.6667
[13 empty] | 14895 | 14895 | NY | NYUP | 2932 | 202.6667
[13 empty] | 14897 | 14897 | NY | NYUP | 2932 | 202.6667
[13 empty] | 14898 | 14898 | NY | NYUP | 2932 | 202.6667
[13 empty] | 14901 | 14901 | NY | NYUP | 2932 | 202.6667
[13 empty] | 14902 | 14902 | NY | NYUP | 2932 | 202.6667
[13 empty] | 14903 | 14903 | NY | NYUP | 2932 | 202.6667
[13 empty] | 14904 | 14904 | NY | NYUP | 2932 | 202.6667
[13 empty] | 14905 | 14905 | NY | NYUP | 2932 | 202.6667
[13 empty] | 14925 | 14925 | NY | NYUP | 2932 | 202.6667
[13 empty] | 15001 | 15001 | PA | RFCW | 2932 | 202.6667
[13 empty] | 15003 | 15003 | PA | RFCW | 2932 | 202.6667
[13 empty] | 15004 | 15004 | PA | RFCW | 2932 | 202.6667
[13 empty] | 15005 | 15005 | PA | RFCW | 2932 | 202.6667
[13 empty] | 15006 | 15006 | PA | RFCW | 2932 | 202.6667
[13 empty] | 15007 | 15007 | PA | RFCE | 2932 | 202.6667
[13 empty] | 15009 | 15009 | PA | RFCW | 2932 | 202.6667
[13 empty] | 15010 | 15010 | PA | RFCW | 2932 | 202.6667
[13 empty] | 15012 | 15012 | PA | RFCW | 2932 | 202.6667
[13 empty] | 15014 | 15014 | PA | RFCW | 2932 | 202.6667
[13 empty] | 15015 | 15015 | PA | RFCW | 2932 | 202.6667
[13 empty] | 15017 | 15017 | PA | RFCW | 2932 | 202.6667
[13 empty] | 15018 | 15018 | PA | RFCW | 2932 | 202.6667
[13 empty] | 15019 | 15019 | PA | RFCW | 2932 | 202.6667
[13 empty] | 15020 | 15020 | PA | RFCW | 2932 | 202.6667
[13 empty] | 15021 | 15021 | PA | RFCW | 2932 | 202.6667
[13 empty] | 15022 | 15022 | PA | RFCW | 2932 | 202.6667
[13 empty] | 15024 | 15024 | PA | RFCW | 2932 | 202.6667
[13 empty] | 15025 | 15025 | PA | RFCW | 2932 | 202.6667
[13 empty] | 15026 | 15026 | PA | RFCW | 2932 | 202.6667
[13 empty] | 15027 | 15027 | PA | RFCW | 2932 | 202.6667
[13 empty] | 15028 | 15028 | PA | RFCW | 2932 | 202.6667
[13 empty] | 15030 | 15030 | PA | RFCW | 2932 | 202.6667
[13 empty] | 15031 | 15031 | PA | RFCW | 2932 | 202.6667
[13 empty] | 15032 | 15032 | PA | RFCW | 2932 | 202.6667
[13 empty] | 15033 | 15033 | PA | RFCW | 2932 | 202.6667
[13 empty] | 15034 | 15034 | PA | RFCW | 2932 | 202.6667
[13 empty] | 15035 | 15035 | PA | RFCW | 2932 | 202.6667
[13 empty] | 15037 | 15037 | PA | RFCW | 2932 | 202.6667
[13 empty] | 15038 | 15038 | PA | RFCW | 2932 | 202.6667
[13 empty] | 15042 | 15042 | PA | RFCW | 2932 | 202.6667
[13 empty] | 15043 | 15043 | PA | RFCW | 2932 | 202.6667
[13 empty] | 15044 | 15044 | PA | RFCW | 2932 | 202.6667
[13 empty] | 15045 | 15045 | PA | RFCW | 2932 | 202.6667
[13 empty] | 15046 | 15046 | PA | RFCW | 2932 | 202.6667
[13 empty] | 15047 | 15047 | PA | RFCW | 2932 | 202.6667
[13 empty] | 15049 | 15049 | PA | RFCW | 2932 | 202.6667
[13 empty] | 15050 | 15050 | PA | RFCW | 2932 | 202.6667
[13 empty] | 15051 | 15051 | PA | RFCW | 2932 | 202.6667
[13 empty] | 15052 | 15052 | PA | RFCW | 2932 | 202.6667
[13 empty] | 15053 | 15053 | PA | RFCW | 2932 | 202.6667
[13 empty] | 15054 | 15054 | PA | RFCW | 2932 | 202.6667
[13 empty] | 15055 | 15055 | PA | RFCW | 2932 | 202.6667
[13 empty] | 15056 | 15056 | PA | RFCW | 2932 | 202.6667
[13 empty] | 15057 | 15057 | PA | RFCW | 2932 | 202.6667
[13 empty] | 15059 | 15059 | PA | RFCW | 2932 | 202.6667
[13 empty] | 15060 | 15060 | PA | RFCW | 2932 | 202.6667
[13 empty] | 15061 | 15061 | PA | RFCW | 2932 | 202.6667
[13 empty] | 15062 | 15062 | PA | RFCW | 2932 | 202.6667
[13 empty] | 15063 | 15063 | PA | RFCW | 2932 | 202.6667
[13 empty] | 15064 | 15064 | PA | RFCW | 2932 | 202.6667
[13 empty] | 15065 | 15065 | PA | RFCW | 2932 | 202.6667
[13 empty] | 15066 | 15066 | PA | RFCW | 2932 | 202.6667
[13 empty] | 15067 | 15067 | PA | RFCW | 2932 | 202.6667
[13 empty] | 15068 | 15068 | PA | RFCW | 2932 | 202.6667
[13 empty] | 15069 | 15069 | PA | RFCW | 2932 | 202.6667
[13 empty] | 15071 | 15071 | PA | RFCW | 2932 | 202.6667
[13 empty] | 15072 | 15072 | PA | RFCW | 2932 | 202.6667
[13 empty] | 15074 | 15074 | PA | RFCW | 2932 | 202.6667
[13 empty] | 15075 | 15075 | PA | RFCW | 2932 | 202.6667
[13 empty] | 15076 | 15076 | PA | RFCW | 2932 | 202.6667
[13 empty] | 15077 | 15077 | PA | RFCW | 2932 | 202.6667
[13 empty] | 15078 | 15078 | PA | RFCW | 2932 | 202.6667
[13 empty] | 15081 | 15081 | PA | RFCW | 2932 | 202.6667
[13 empty] | 15082 | 15082 | PA | RFCW | 2932 | 202.6667
[13 empty] | 15083 | 15083 | PA | RFCW | 2932 | 202.6667
[13 empty] | 15084 | 15084 | PA | RFCW | 2932 | 202.6667
[13 empty] | 15085 | 15085 | PA | RFCW | 2932 | 202.6667
[13 empty] | 15086 | 15086 | PA | RFCW | 2932 | 202.6667
[13 empty] | 15087 | 15087 | PA | RFCW | 2932 | 202.6667
[13 empty] | 15088 | 15088 | PA | RFCW | 2932 | 202.6667
[13 empty] | 15089 | 15089 | PA | RFCW | 2932 | 202.6667
[13 empty] | 15090 | 15090 | PA | RFCW | 2932 | 202.6667
[13 empty] | 15091 | 15091 | PA | RFCW | 2932 | 202.6667
[13 empty] | 15095 | 15095 | PA | RFCW | 2932 | 202.6667
[13 empty] | 15096 | 15096 | PA | RFCW | 2932 | 202.6667
[13 empty] | 15101 | 15101 | PA | RFCW | 2932 | 202.6667
[13 empty] | 15102 | 15102 | PA | RFCW | 2932 | 202.6667
[13 empty] | 15104 | 15104 | PA | RFCW | 2932 | 202.6667
[13 empty] | 15106 | 15106 | PA | RFCW | 2932 | 202.6667
[13 empty] | 15108 | 15108 | PA | RFCW | 2932 | 202.6667
[13 empty] | 15110 | 15110 | PA | RFCW | 2932 | 202.6667
[13 empty] | 15112 | 15112 | PA | RFCW | 2932 | 202.6667
[13 empty] | 15116 | 15116 | PA | RFCW | 2932 | 202.6667
[13 empty] | 15120 | 15120 | PA | RFCW | 2932 | 202.6667
[13 empty] | 15122 | 15122 | PA | RFCW | 2932 | 202.6667
[13 empty] | 15123 | 15123 | PA | RFCW | 2932 | 202.6667
[13 empty] | 15126 | 15126 | PA | RFCW | 2932 | 202.6667
[13 empty] | 15127 | 15127 | PA | RFCW | 2932 | 202.6667
[13 empty] | 15129 | 15129 | PA | RFCW | 2932 | 202.6667
[13 empty] | 15131 | 15131 | PA | RFCW | 2932 | 202.6667
[13 empty] | 15132 | 15132 | PA | RFCW | 2932 | 202.6667
[13 empty] | 15133 | 15133 | PA | RFCW | 2932 | 202.6667
[13 empty] | 15134 | 15134 | PA | RFCW | 2932 | 202.6667
[13 empty] | 15135 | 15135 | PA | RFCW | 2932 | 202.6667
[13 empty] | 15136 | 15136 | PA | RFCW | 2932 | 202.6667
[13 empty] | 15137 | 15137 | PA | RFCW | 2932 | 202.6667
[13 empty] | 15139 | 15139 | PA | RFCW | 2932 | 202.6667
[13 empty] | 15140 | 15140 | PA | RFCW | 2932 | 202.6667
[13 empty] | 15142 | 15142 | PA | RFCW | 2932 | 202.6667
[13 empty] | 15143 | 15143 | PA | RFCW | 2932 | 202.6667
[13 empty] | 15144 | 15144 | PA | RFCW | 2932 | 202.6667
[13 empty] | 15145 | 15145 | PA | RFCW | 2932 | 202.6667
[13 empty] | 15146 | 15146 | PA | RFCW | 2932 | 202.6667
[13 empty] | 15147 | 15147 | PA | RFCW | 2932 | 202.6667
[13 empty] | 15148 | 15148 | PA | RFCW | 2932 | 202.6667
[13 empty] | 15201 | 15201 | PA | RFCW | 2932 | 202.6667
[13 empty] | 15202 | 15202 | PA | RFCW | 2932 | 202.6667
[13 empty] | 15203 | 15203 | PA | RFCW | 2932 | 202.6667
[13 empty] | 15204 | 15204 | PA | RFCW | 2932 | 202.6667
[13 empty] | 15205 | 15205 | PA | RFCW | 2932 | 202.6667
[13 empty] | 15206 | 15206 | PA | RFCW | 2932 | 202.6667
[13 empty] | 15207 | 15207 | PA | RFCW | 2932 | 202.6667
[13 empty] | 15208 | 15208 | PA | RFCW | 2932 | 202.6667
[13 empty] | 15209 | 15209 | PA | RFCW | 2932 | 202.6667
[13 empty] | 15210 | 15210 | PA | RFCW | 2932 | 202.6667
[13 empty] | 15211 | 15211 | PA | RFCW | 2932 | 202.6667
[13 empty] | 15212 | 15212 | PA | RFCW | 2932 | 202.6667
[13 empty] | 15213 | 15213 | PA | RFCW | 2932 | 202.6667
[13 empty] | 15214 | 15214 | PA | RFCW | 2932 | 202.6667
[13 empty] | 15215 | 15215 | PA | RFCW | 2932 | 202.6667
[13 empty] | 15216 | 15216 | PA | RFCW | 2932 | 202.6667
[13 empty] | 15217 | 15217 | PA | RFCW | 2932 | 202.6667
[13 empty] | 15218 | 15218 | PA | RFCW | 2932 | 202.6667
[13 empty] | 15219 | 15219 | PA | RFCW | 2932 | 202.6667
[13 empty] | 15220 | 15220 | PA | RFCW | 2932 | 202.6667
[13 empty] | 15221 | 15221 | PA | RFCW | 2932 | 202.6667
[13 empty] | 15222 | 15222 | PA | RFCW | 2932 | 202.6667
[13 empty] | 15223 | 15223 | PA | RFCW | 2932 | 202.6667
[13 empty] | 15224 | 15224 | PA | RFCW | 2932 | 202.6667
[13 empty] | 15225 | 15225 | PA | RFCW | 2932 | 202.6667
[13 empty] | 15226 | 15226 | PA | RFCW | 2932 | 202.6667
[13 empty] | 15227 | 15227 | PA | RFCW | 2932 | 202.6667
[13 empty] | 15228 | 15228 | PA | RFCW | 2932 | 202.6667
[13 empty] | 15229 | 15229 | PA | RFCW | 2932 | 202.6667
[13 empty] | 15230 | 15230 | PA | RFCW | 2932 | 202.6667
[13 empty] | 15231 | 15231 | PA | RFCW | 2932 | 202.6667
[13 empty] | 15232 | 15232 | PA | RFCW | 2932 | 202.6667
[13 empty] | 15233 | 15233 | PA | RFCW | 2932 | 202.6667
[13 empty] | 15234 | 15234 | PA | RFCW | 2932 | 202.6667
[13 empty] | 15235 | 15235 | PA | RFCW | 2932 | 202.6667
[13 empty] | 15236 | 15236 | PA | RFCW | 2932 | 202.6667
[13 empty] | 15237 | 15237 | PA | RFCW | 2932 | 202.6667
[13 empty] | 15238 | 15238 | PA | RFCW | 2932 | 202.6667
[13 empty] | 15239 | 15239 | PA | RFCW | 2932 | 202.6667
[13 empty] | 15240 | 15240 | PA | RFCW | 2932 | 202.6667
[13 empty] | 15241 | 15241 | PA | RFCW | 2932 | 202.6667
[13 empty] | 15242 | 15242 | PA | RFCW | 2932 | 202.6667
[13 empty] | 15243 | 15243 | PA | RFCW | 2932 | 202.6667
[13 empty] | 15244 | 15244 | PA | RFCW | 2932 | 202.6667
[13 empty] | 15250 | 15250 | PA | RFCW | 2932 | 202.6667
[13 empty] | 15251 | 15251 | PA | RFCW | 2932 | 202.6667
[13 empty] | 15252 | 15252 | PA | RFCW | 2932 | 202.6667
[13 empty] | 15253 | 15253 | PA | RFCW | 2932 | 202.6667
[13 empty] | 15254 | 15254 | PA | RFCW | 2932 | 202.6667
[13 empty] | 15255 | 15255 | PA | RFCW | 2932 | 202.6667
[13 empty] | 15257 | 15257 | PA | RFCW | 2932 | 202.6667
[13 empty] | 15258 | 15258 | PA | RFCW | 2932 | 202.6667
[13 empty] | 15259 | 15259 | PA | RFCW | 2932 | 202.6667
[13 empty] | 15260 | 15260 | PA | RFCW | 2932 | 202.6667
[13 empty] | 15261 | 15261 | PA | RFCW | 2932 | 202.6667
[13 empty] | 15262 | 15262 | PA | RFCW | 2932 | 202.6667
[13 empty] | 15264 | 15264 | PA | RFCW | 2932 | 202.6667
[13 empty] | 15265 | 15265 | PA | RFCW | 2932 | 202.6667
[13 empty] | 15267 | 15267 | PA | RFCW | 2932 | 202.6667
[13 empty] | 15268 | 15268 | PA | RFCW | 2932 | 202.6667
[13 empty] | 15270 | 15270 | PA | RFCW | 2932 | 202.6667
[13 empty] | 15272 | 15272 | PA | RFCW | 2932 | 202.6667
[13 empty] | 15274 | 15274 | PA | RFCW | 2932 | 202.6667
[13 empty] | 15275 | 15275 | PA | RFCW | 2932 | 202.6667
[13 empty] | 15276 | 15276 | PA | RFCW | 2932 | 202.6667
[13 empty] | 15277 | 15277 | PA | RFCW | 2932 | 202.6667
[13 empty] | 15278 | 15278 | PA | RFCW | 2932 | 202.6667
[13 empty] | 15279 | 15279 | PA | RFCW | 2932 | 202.6667
[13 empty] | 15281 | 15281 | PA | RFCW | 2932 | 202.6667
[13 empty] | 15282 | 15282 | PA | RFCW | 2932 | 202.6667
[13 empty] | 15283 | 15283 | PA | RFCW | 2932 | 202.6667
[13 empty] | 15286 | 15286 | PA | RFCW | 2932 | 202.6667
[13 empty] | 15289 | 15289 | PA | RFCW | 2932 | 202.6667
[13 empty] | 15290 | 15290 | PA | RFCW | 2932 | 202.6667
[13 empty] | 15295 | 15295 | PA | RFCW | 2932 | 202.6667
[13 empty] | 15301 | 15301 | PA | RFCW | 2932 | 202.6667
[13 empty] | 15310 | 15310 | PA | RFCW | 2932 | 202.6667
[13 empty] | 15311 | 15311 | PA | RFCW | 2932 | 202.6667
[13 empty] | 15312 | 15312 | PA | RFCW | 2932 | 202.6667
[13 empty] | 15313 | 15313 | PA | RFCW | 2932 | 202.6667
[13 empty] | 15314 | 15314 | PA | RFCW | 2932 | 202.6667
[13 empty] | 15315 | 15315 | PA | RFCW | 2932 | 202.6667
[13 empty] | 15316 | 15316 | PA | RFCW | 2932 | 202.6667
[13 empty] | 15317 | 15317 | PA | RFCW | 2932 | 202.6667
[13 empty] | 15320 | 15320 | PA | RFCW | 2932 | 202.6667
[13 empty] | 15321 | 15321 | PA | RFCW | 2932 | 202.6667
[13 empty] | 15322 | 15322 | PA | RFCW | 2932 | 202.6667
[13 empty] | 15323 | 15323 | PA | RFCW | 2932 | 202.6667
[13 empty] | 15324 | 15324 | PA | RFCW | 2932 | 202.6667
[13 empty] | 15325 | 15325 | PA | RFCW | 2932 | 202.6667
[13 empty] | 15327 | 15327 | PA | RFCW | 2932 | 202.6667
[13 empty] | 15329 | 15329 | PA | RFCW | 2932 | 202.6667
[13 empty] | 15330 | 15330 | PA | RFCW | 2932 | 202.6667
[13 empty] | 15331 | 15331 | PA | RFCW | 2932 | 202.6667
[13 empty] | 15332 | 15332 | PA | RFCW | 2932 | 202.6667
[13 empty] | 15333 | 15333 | PA | RFCW | 2932 | 202.6667
[13 empty] | 15334 | 15334 | PA | RFCW | 2932 | 202.6667
[13 empty] | 15336 | 15336 | PA | RFCW | 2932 | 202.6667
[13 empty] | 15337 | 15337 | PA | RFCW | 2932 | 202.6667
[13 empty] | 15338 | 15338 | PA | RFCW | 2932 | 202.6667
[13 empty] | 15339 | 15339 | PA | RFCW | 2932 | 202.6667
[13 empty] | 15340 | 15340 | PA | RFCW | 2932 | 202.6667
[13 empty] | 15341 | 15341 | PA | RFCW | 2932 | 202.6667
[13 empty] | 15342 | 15342 | PA | RFCW | 2932 | 202.6667
[13 empty] | 15344 | 15344 | PA | RFCW | 2932 | 202.6667
[13 empty] | 15345 | 15345 | PA | RFCW | 2932 | 202.6667
[13 empty] | 15346 | 15346 | PA | RFCW | 2932 | 202.6667
[13 empty] | 15347 | 15347 | PA | RFCW | 2932 | 202.6667
[13 empty] | 15348 | 15348 | PA | RFCW | 2932 | 202.6667
[13 empty] | 15349 | 15349 | PA | RFCW | 2932 | 202.6667
[13 empty] | 15350 | 15350 | PA | RFCW | 2932 | 202.6667
[13 empty] | 15351 | 15351 | PA | RFCW | 2932 | 202.6667
[13 empty] | 15352 | 15352 | PA | RFCW | 2932 | 202.6667
[13 empty] | 15353 | 15353 | PA | RFCW | 2932 | 202.6667
[13 empty] | 15357 | 15357 | PA | RFCW | 2932 | 202.6667
[13 empty] | 15358 | 15358 | PA | RFCW | 2932 | 202.6667
[13 empty] | 15359 | 15359 | PA | RFCW | 2932 | 202.6667
[13 empty] | 15360 | 15360 | PA | RFCW | 2932 | 202.6667
[13 empty] | 15361 | 15361 | PA | RFCW | 2932 | 202.6667
[13 empty] | 15362 | 15362 | PA | RFCW | 2932 | 202.6667
[13 empty] | 15363 | 15363 | PA | RFCW | 2932 | 202.6667
[13 empty] | 15364 | 15364 | PA | RFCW | 2932 | 202.6667
[13 empty] | 15365 | 15365 | PA | RFCW | 2932 | 202.6667
[13 empty] | 15366 | 15366 | PA | RFCW | 2932 | 202.6667
[13 empty] | 15367 | 15367 | PA | RFCW | 2932 | 202.6667
[13 empty] | 15368 | 15368 | PA | RFCW | 2932 | 202.6667
[13 empty] | 15370 | 15370 | PA | RFCW | 2932 | 202.6667
[13 empty] | 15376 | 15376 | PA | RFCW | 2932 | 202.6667
[13 empty] | 15377 | 15377 | PA | RFCW | 2932 | 202.6667
[13 empty] | 15378 | 15378 | PA | RFCW | 2932 | 202.6667
[13 empty] | 15379 | 15379 | PA | RFCW | 2932 | 202.6667
[13 empty] | 15380 | 15380 | PA | RFCW | 2932 | 202.6667
[13 empty] | 15401 | 15401 | PA | RFCW | 2932 | 202.6667
[13 empty] | 15410 | 15410 | PA | RFCW | 2932 | 202.6667
[13 empty] | 15411 | 15411 | PA | RFCE | 2932 | 202.6667
[13 empty] | 15412 | 15412 | PA | RFCW | 2932 | 202.6667
[13 empty] | 15413 | 15413 | PA | RFCW | 2932 | 202.6667
[13 empty] | 15415 | 15415 | PA | RFCW | 2932 | 202.6667
[13 empty] | 15416 | 15416 | PA | RFCW | 2932 | 202.6667
[13 empty] | 15417 | 15417 | PA | RFCW | 2932 | 202.6667
[13 empty] | 15419 | 15419 | PA | RFCW | 2932 | 202.6667
[13 empty] | 15420 | 15420 | PA | RFCW | 2932 | 202.6667
[13 empty] | 15421 | 15421 | PA | RFCW | 2932 | 202.6667
[13 empty] | 15422 | 15422 | PA | RFCW | 2932 | 202.6667
[13 empty] | 15423 | 15423 | PA | RFCW | 2932 | 202.6667
[13 empty] | 15424 | 15424 | PA | RFCE | 2932 | 202.6667
[13 empty] | 15425 | 15425 | PA | RFCW | 2932 | 202.6667
[13 empty] | 15427 | 15427 | PA | RFCW | 2932 | 202.6667
[13 empty] | 15428 | 15428 | PA | RFCW | 2932 | 202.6667
[13 empty] | 15429 | 15429 | PA | RFCW | 2932 | 202.6667
[13 empty] | 15430 | 15430 | PA | RFCW | 2932 | 202.6667
[13 empty] | 15431 | 15431 | PA | RFCW | 2932 | 202.6667
[13 empty] | 15432 | 15432 | PA | RFCW | 2932 | 202.6667
[13 empty] | 15433 | 15433 | PA | RFCW | 2932 | 202.6667
[13 empty] | 15434 | 15434 | PA | RFCW | 2932 | 202.6667
[13 empty] | 15435 | 15435 | PA | RFCW | 2932 | 202.6667
[13 empty] | 15436 | 15436 | PA | RFCW | 2932 | 202.6667
[13 empty] | 15437 | 15437 | PA | RFCW | 2932 | 202.6667
[13 empty] | 15438 | 15438 | PA | RFCW | 2932 | 202.6667
[13 empty] | 15439 | 15439 | PA | RFCW | 2932 | 202.6667
[13 empty] | 15440 | 15440 | PA | RFCW | 2932 | 202.6667
[13 empty] | 15442 | 15442 | PA | RFCW | 2932 | 202.6667
[13 empty] | 15443 | 15443 | PA | RFCW | 2932 | 202.6667
[13 empty] | 15444 | 15444 | PA | RFCW | 2932 | 202.6667
[13 empty] | 15445 | 15445 | PA | RFCW | 2932 | 202.6667
[13 empty] | 15446 | 15446 | PA | RFCW | 2932 | 202.6667
[13 empty] | 15447 | 15447 | PA | RFCW | 2932 | 202.6667
[13 empty] | 15448 | 15448 | PA | RFCW | 2932 | 202.6667
[13 empty] | 15449 | 15449 | PA | RFCW | 2932 | 202.6667
[13 empty] | 15450 | 15450 | PA | RFCW | 2932 | 202.6667
[13 empty] | 15451 | 15451 | PA | RFCW | 2932 | 202.6667
[13 empty] | 15454 | 15454 | PA | RFCW | 2932 | 202.6667
[13 empty] | 15455 | 15455 | PA | RFCW | 2932 | 202.6667
[13 empty] | 15456 | 15456 | PA | RFCW | 2932 | 202.6667
[13 empty] | 15458 | 15458 | PA | RFCW | 2932 | 202.6667
[13 empty] | 15459 | 15459 | PA | RFCE | 2932 | 202.6667
[13 empty] | 15460 | 15460 | PA | RFCW | 2932 | 202.6667
[13 empty] | 15461 | 15461 | PA | RFCW | 2932 | 202.6667
[13 empty] | 15462 | 15462 | PA | RFCW | 2932 | 202.6667
[13 empty] | 15463 | 15463 | PA | RFCW | 2932 | 202.6667
[13 empty] | 15464 | 15464 | PA | RFCE | 2932 | 202.6667
[13 empty] | 15465 | 15465 | PA | RFCW | 2932 | 202.6667
[13 empty] | 15466 | 15466 | PA | RFCW | 2932 | 202.6667
[13 empty] | 15467 | 15467 | PA | RFCW | 2932 | 202.6667
[13 empty] | 15468 | 15468 | PA | RFCW | 2932 | 202.6667
[13 empty] | 15469 | 15469 | PA | RFCW | 2932 | 202.6667
[13 empty] | 15470 | 15470 | PA | RFCW | 2932 | 202.6667
[13 empty] | 15472 | 15472 | PA | RFCW | 2932 | 202.6667
[13 empty] | 15473 | 15473 | PA | RFCW | 2932 | 202.6667
[13 empty] | 15474 | 15474 | PA | RFCW | 2932 | 202.6667
[13 empty] | 15475 | 15475 | PA | RFCW | 2932 | 202.6667
[13 empty] | 15476 | 15476 | PA | RFCW | 2932 | 202.6667
[13 empty] | 15477 | 15477 | PA | RFCW | 2932 | 202.6667
[13 empty] | 15478 | 15478 | PA | RFCW | 2932 | 202.6667
[13 empty] | 15479 | 15479 | PA | RFCW | 2932 | 202.6667
[13 empty] | 15480 | 15480 | PA | RFCW | 2932 | 202.6667
[13 empty] | 15482 | 15482 | PA | RFCW | 2932 | 202.6667
[13 empty] | 15483 | 15483 | PA | RFCW | 2932 | 202.6667
[13 empty] | 15484 | 15484 | PA | RFCW | 2932 | 202.6667
[13 empty] | 15485 | 15485 | PA | RFCE | 2932 | 202.6667
[13 empty] | 15486 | 15486 | PA | RFCW | 2932 | 202.6667
[13 empty] | 15488 | 15488 | PA | RFCW | 2932 | 202.6667
[13 empty] | 15489 | 15489 | PA | RFCW | 2932 | 202.6667
[13 empty] | 15490 | 15490 | PA | RFCW | 2932 | 202.6667
[13 empty] | 15492 | 15492 | PA | RFCW | 2932 | 202.6667
[13 empty] | 15501 | 15501 | PA | RFCE | 2932 | 202.6667
[13 empty] | 15502 | 15502 | PA | RFCE | 2932 | 202.6667
[13 empty] | 15510 | 15510 | PA | RFCE | 2932 | 202.6667
[13 empty] | 15520 | 15520 | PA | RFCE | 2932 | 202.6667
[13 empty] | 15521 | 15521 | PA | RFCE | 2932 | 202.6667
[13 empty] | 15522 | 15522 | PA | RFCE | 2932 | 202.6667
[13 empty] | 15530 | 15530 | PA | RFCE | 2932 | 202.6667
[13 empty] | 15531 | 15531 | PA | RFCE | 2932 | 202.6667
[13 empty] | 15532 | 15532 | PA | RFCE | 2932 | 202.6667
[13 empty] | 15533 | 15533 | PA | RFCE | 2932 | 202.6667
[13 empty] | 15534 | 15534 | PA | RFCE | 2932 | 202.6667
[13 empty] | 15535 | 15535 | PA | RFCW | 2932 | 202.6667
[13 empty] | 15536 | 15536 | PA | RFCW | 2932 | 202.6667
[13 empty] | 15537 | 15537 | PA | RFCE | 2932 | 202.6667
[13 empty] | 15538 | 15538 | PA | RFCE | 2932 | 202.6667
[13 empty] | 15539 | 15539 | PA | RFCE | 2932 | 202.6667
[13 empty] | 15540 | 15540 | PA | RFCE | 2932 | 202.6667
[13 empty] | 15541 | 15541 | PA | RFCE | 2932 | 202.6667
[13 empty] | 15542 | 15542 | PA | RFCE | 2932 | 202.6667
[13 empty] | 15544 | 15544 | PA | RFCE | 2932 | 202.6667
[13 empty] | 15545 | 15545 | PA | RFCW | 2932 | 202.6667
[13 empty] | 15546 | 15546 | PA | RFCE | 2932 | 202.6667
[13 empty] | 15547 | 15547 | PA | RFCE | 2932 | 202.6667
[13 empty] | 15548 | 15548 | PA | RFCE | 2932 | 202.6667
[13 empty] | 15549 | 15549 | PA | RFCE | 2932 | 202.6667
[13 empty] | 15550 | 15550 | PA | RFCE | 2932 | 202.6667
[13 empty] | 15551 | 15551 | PA | RFCE | 2932 | 202.6667
[13 empty] | 15552 | 15552 | PA | RFCE | 2932 | 202.6667
[13 empty] | 15553 | 15553 | PA | RFCE | 2932 | 202.6667
[13 empty] | 15554 | 15554 | PA | RFCE | 2932 | 202.6667
[13 empty] | 15555 | 15555 | PA | RFCE | 2932 | 202.6667
[13 empty] | 15557 | 15557 | PA | RFCE | 2932 | 202.6667
[13 empty] | 15558 | 15558 | PA | RFCE | 2932 | 202.6667
[13 empty] | 15559 | 15559 | PA | RFCE | 2932 | 202.6667
[13 empty] | 15560 | 15560 | PA | RFCE | 2932 | 202.6667
[13 empty] | 15561 | 15561 | PA | RFCE | 2932 | 202.6667
[13 empty] | 15562 | 15562 | PA | RFCE | 2932 | 202.6667
[13 empty] | 15563 | 15563 | PA | RFCE | 2932 | 202.6667
[13 empty] | 15564 | 15564 | PA | RFCE | 2932 | 202.6667
[13 empty] | 15565 | 15565 | PA | RFCE | 2932 | 202.6667
[13 empty] | 15601 | 15601 | PA | RFCW | 2932 | 202.6667
[13 empty] | 15605 | 15605 | PA | RFCW | 2932 | 202.6667
[13 empty] | 15606 | 15606 | PA | RFCW | 2932 | 202.6667
[13 empty] | 15610 | 15610 | PA | RFCW | 2932 | 202.6667
[13 empty] | 15611 | 15611 | PA | RFCW | 2932 | 202.6667
[13 empty] | 15612 | 15612 | PA | RFCW | 2932 | 202.6667
[13 empty] | 15613 | 15613 | PA | RFCW | 2932 | 202.6667
[13 empty] | 15615 | 15615 | PA | RFCW | 2932 | 202.6667
[13 empty] | 15616 | 15616 | PA | RFCW | 2932 | 202.6667
[13 empty] | 15617 | 15617 | PA | RFCW | 2932 | 202.6667
[13 empty] | 15618 | 15618 | PA | RFCW | 2932 | 202.6667
[13 empty] | 15619 | 15619 | PA | RFCW | 2932 | 202.6667
[13 empty] | 15620 | 15620 | PA | RFCW | 2932 | 202.6667
[13 empty] | 15621 | 15621 | PA | RFCW | 2932 | 202.6667
[13 empty] | 15622 | 15622 | PA | RFCE | 2932 | 202.6667
[13 empty] | 15623 | 15623 | PA | RFCW | 2932 | 202.6667
[13 empty] | 15624 | 15624 | PA | RFCW | 2932 | 202.6667
[13 empty] | 15625 | 15625 | PA | RFCW | 2932 | 202.6667
[13 empty] | 15626 | 15626 | PA | RFCW | 2932 | 202.6667
[13 empty] | 15627 | 15627 | PA | RFCW | 2932 | 202.6667
[13 empty] | 15628 | 15628 | PA | RFCW | 2932 | 202.6667
[13 empty] | 15629 | 15629 | PA | RFCW | 2932 | 202.6667
[13 empty] | 15631 | 15631 | PA | RFCW | 2932 | 202.6667
[13 empty] | 15632 | 15632 | PA | RFCW | 2932 | 202.6667
[13 empty] | 15633 | 15633 | PA | RFCW | 2932 | 202.6667
[13 empty] | 15634 | 15634 | PA | RFCW | 2932 | 202.6667
[13 empty] | 15635 | 15635 | PA | RFCW | 2932 | 202.6667
[13 empty] | 15636 | 15636 | PA | RFCW | 2932 | 202.6667
[13 empty] | 15637 | 15637 | PA | RFCW | 2932 | 202.6667
[13 empty] | 15638 | 15638 | PA | RFCW | 2932 | 202.6667
[13 empty] | 15639 | 15639 | PA | RFCW | 2932 | 202.6667
[13 empty] | 15640 | 15640 | PA | RFCW | 2932 | 202.6667
[13 empty] | 15641 | 15641 | PA | RFCW | 2932 | 202.6667
[13 empty] | 15642 | 15642 | PA | RFCW | 2932 | 202.6667
[13 empty] | 15644 | 15644 | PA | RFCW | 2932 | 202.6667
[13 empty] | 15646 | 15646 | PA | RFCW | 2932 | 202.6667
[13 empty] | 15647 | 15647 | PA | RFCW | 2932 | 202.6667
[13 empty] | 15650 | 15650 | PA | RFCW | 2932 | 202.6667
[13 empty] | 15655 | 15655 | PA | RFCW | 2932 | 202.6667
[13 empty] | 15656 | 15656 | PA | RFCW | 2932 | 202.6667
[13 empty] | 15658 | 15658 | PA | RFCW | 2932 | 202.6667
[13 empty] | 15660 | 15660 | PA | RFCW | 2932 | 202.6667
[13 empty] | 15661 | 15661 | PA | RFCW | 2932 | 202.6667
[13 empty] | 15662 | 15662 | PA | RFCW | 2932 | 202.6667
[13 empty] | 15663 | 15663 | PA | RFCW | 2932 | 202.6667
[13 empty] | 15664 | 15664 | PA | RFCW | 2932 | 202.6667
[13 empty] | 15665 | 15665 | PA | RFCW | 2932 | 202.6667
[13 empty] | 15666 | 15666 | PA | RFCW | 2932 | 202.6667
[13 empty] | 15668 | 15668 | PA | RFCW | 2932 | 202.6667
[13 empty] | 15670 | 15670 | PA | RFCW | 2932 | 202.6667
[13 empty] | 15671 | 15671 | PA | RFCW | 2932 | 202.6667
[13 empty] | 15672 | 15672 | PA | RFCW | 2932 | 202.6667
[13 empty] | 15673 | 15673 | PA | RFCW | 2932 | 202.6667
[13 empty] | 15674 | 15674 | PA | RFCW | 2932 | 202.6667
[13 empty] | 15675 | 15675 | PA | RFCW | 2932 | 202.6667
[13 empty] | 15676 | 15676 | PA | RFCW | 2932 | 202.6667
[13 empty] | 15677 | 15677 | PA | RFCW | 2932 | 202.6667
[13 empty] | 15678 | 15678 | PA | RFCW | 2932 | 202.6667
[13 empty] | 15679 | 15679 | PA | RFCW | 2932 | 202.6667
[13 empty] | 15680 | 15680 | PA | RFCW | 2932 | 202.6667
[13 empty] | 15681 | 15681 | PA | RFCE | 2932 | 202.6667
[13 empty] | 15682 | 15682 | PA | RFCW | 2932 | 202.6667
[13 empty] | 15683 | 15683 | PA | RFCW | 2932 | 202.6667
[13 empty] | 15684 | 15684 | PA | RFCW | 2932 | 202.6667
[13 empty] | 15685 | 15685 | PA | RFCW | 2932 | 202.6667
[13 empty] | 15686 | 15686 | PA | RFCW | 2932 | 202.6667
[13 empty] | 15687 | 15687 | PA | RFCW | 2932 | 202.6667
[13 empty] | 15688 | 15688 | PA | RFCW | 2932 | 202.6667
[13 empty] | 15689 | 15689 | PA | RFCW | 2932 | 202.6667
[13 empty] | 15690 | 15690 | PA | RFCW | 2932 | 202.6667
[13 empty] | 15691 | 15691 | PA | RFCW | 2932 | 202.6667
[13 empty] | 15692 | 15692 | PA | RFCW | 2932 | 202.6667
[13 empty] | 15693 | 15693 | PA | RFCW | 2932 | 202.6667
[13 empty] | 15695 | 15695 | PA | RFCW | 2932 | 202.6667
[13 empty] | 15696 | 15696 | PA | RFCW | 2932 | 202.6667
[13 empty] | 15697 | 15697 | PA | RFCW | 2932 | 202.6667
[13 empty] | 15698 | 15698 | PA | RFCW | 2932 | 202.6667
[13 empty] | 15701 | 15701 | PA | RFCE | 2932 | 202.6667
[13 empty] | 15705 | 15705 | PA | RFCE | 2932 | 202.6667
[13 empty] | 15710 | 15710 | PA | RFCE | 2932 | 202.6667
[13 empty] | 15711 | 15711 | PA | RFCE | 2932 | 202.6667
[13 empty] | 15712 | 15712 | PA | RFCE | 2932 | 202.6667
[13 empty] | 15713 | 15713 | PA | RFCE | 2932 | 202.6667
[13 empty] | 15714 | 15714 | PA | RFCE | 2932 | 202.6667
[13 empty] | 15715 | 15715 | PA | RFCE | 2932 | 202.6667
[13 empty] | 15716 | 15716 | PA | RFCE | 2932 | 202.6667
[13 empty] | 15717 | 15717 | PA | RFCE | 2932 | 202.6667
[13 empty] | 15720 | 15720 | PA | RFCE | 2932 | 202.6667
[13 empty] | 15721 | 15721 | PA | RFCE | 2932 | 202.6667
[13 empty] | 15722 | 15722 | PA | RFCE | 2932 | 202.6667
[13 empty] | 15723 | 15723 | PA | RFCE | 2932 | 202.6667
[13 empty] | 15724 | 15724 | PA | RFCE | 2932 | 202.6667
[13 empty] | 15725 | 15725 | PA | RFCE | 2932 | 202.6667
[13 empty] | 15727 | 15727 | PA | RFCE | 2932 | 202.6667
[13 empty] | 15728 | 15728 | PA | RFCE | 2932 | 202.6667
[13 empty] | 15729 | 15729 | PA | RFCE | 2932 | 202.6667
[13 empty] | 15730 | 15730 | PA | RFCE | 2932 | 202.6667
[13 empty] | 15731 | 15731 | PA | RFCE | 2932 | 202.6667
[13 empty] | 15732 | 15732 | PA | RFCE | 2932 | 202.6667
[13 empty] | 15733 | 15733 | PA | RFCE | 2932 | 202.6667
[13 empty] | 15734 | 15734 | PA | RFCE | 2932 | 202.6667
[13 empty] | 15736 | 15736 | PA | RFCE | 2932 | 202.6667
[13 empty] | 15737 | 15737 | PA | RFCE | 2932 | 202.6667
[13 empty] | 15738 | 15738 | PA | RFCE | 2932 | 202.6667
[13 empty] | 15739 | 15739 | PA | RFCE | 2932 | 202.6667
[13 empty] | 15741 | 15741 | PA | RFCE | 2932 | 202.6667
[13 empty] | 15742 | 15742 | PA | RFCE | 2932 | 202.6667
[13 empty] | 15744 | 15744 | PA | RFCE | 2932 | 202.6667
[13 empty] | 15745 | 15745 | PA | RFCE | 2932 | 202.6667
[13 empty] | 15746 | 15746 | PA | RFCE | 2932 | 202.6667
[13 empty] | 15747 | 15747 | PA | RFCE | 2932 | 202.6667
[13 empty] | 15748 | 15748 | PA | RFCE | 2932 | 202.6667
[13 empty] | 15750 | 15750 | PA | RFCE | 2932 | 202.6667
[13 empty] | 15752 | 15752 | PA | RFCE | 2932 | 202.6667
[13 empty] | 15753 | 15753 | PA | RFCE | 2932 | 202.6667
[13 empty] | 15754 | 15754 | PA | RFCE | 2932 | 202.6667
[13 empty] | 15756 | 15756 | PA | RFCE | 2932 | 202.6667
[13 empty] | 15757 | 15757 | PA | RFCE | 2932 | 202.6667
[13 empty] | 15758 | 15758 | PA | RFCE | 2932 | 202.6667
[13 empty] | 15759 | 15759 | PA | RFCE | 2932 | 202.6667
[13 empty] | 15760 | 15760 | PA | RFCE | 2932 | 202.6667
[13 empty] | 15761 | 15761 | PA | RFCE | 2932 | 202.6667
[13 empty] | 15762 | 15762 | PA | RFCE | 2932 | 202.6667
[13 empty] | 15763 | 15763 | PA | RFCE | 2932 | 202.6667
[13 empty] | 15764 | 15764 | PA | RFCE | 2932 | 202.6667
[13 empty] | 15765 | 15765 | PA | RFCE | 2932 | 202.6667
[13 empty] | 15767 | 15767 | PA | RFCE | 2932 | 202.6667
[13 empty] | 15770 | 15770 | PA | RFCE | 2932 | 202.6667
[13 empty] | 15771 | 15771 | PA | RFCE | 2932 | 202.6667
[13 empty] | 15772 | 15772 | PA | RFCE | 2932 | 202.6667
[13 empty] | 15773 | 15773 | PA | RFCE | 2932 | 202.6667
[13 empty] | 15774 | 15774 | PA | RFCE | 2932 | 202.6667
[13 empty] | 15775 | 15775 | PA | RFCE | 2932 | 202.6667
[13 empty] | 15776 | 15776 | PA | RFCE | 2932 | 202.6667
[13 empty] | 15777 | 15777 | PA | RFCE | 2932 | 202.6667
[13 empty] | 15778 | 15778 | PA | RFCE | 2932 | 202.6667
[13 empty] | 15779 | 15779 | PA | RFCW | 2932 | 202.6667
[13 empty] | 15780 | 15780 | PA | RFCE | 2932 | 202.6667
[13 empty] | 15781 | 15781 | PA | RFCE | 2932 | 202.6667
[13 empty] | 15783 | 15783 | PA | RFCE | 2932 | 202.6667
[13 empty] | 15784 | 15784 | PA | RFCE | 2932 | 202.6667
[13 empty] | 15801 | 15801 | PA | RFCE | 2932 | 202.6667
[13 empty] | 15821 | 15821 | PA | RFCW | 2932 | 202.6667
[13 empty] | 15822 | 15822 | PA | RFCW | 2932 | 202.6667
[13 empty] | 15823 | 15823 | PA | RFCE | 2932 | 202.6667
[13 empty] | 15824 | 15824 | PA | RFCE | 2932 | 202.6667
[13 empty] | 15825 | 15825 | PA | RFCE | 2932 | 202.6667
[13 empty] | 15827 | 15827 | PA | RFCW | 2932 | 202.6667
[13 empty] | 15828 | 15828 | PA | RFCE | 2932 | 202.6667
[13 empty] | 15829 | 15829 | PA | RFCE | 2932 | 202.6667
[13 empty] | 15831 | 15831 | PA | RFCW | 2932 | 202.6667
[13 empty] | 15832 | 15832 | PA | RFCW | 2932 | 202.6667
[13 empty] | 15834 | 15834 | PA | RFCW | 2932 | 202.6667
[13 empty] | 15840 | 15840 | PA | RFCE | 2932 | 202.6667
[13 empty] | 15841 | 15841 | PA | RFCW | 2932 | 202.6667
[13 empty] | 15845 | 15845 | PA | RFCW | 2932 | 202.6667
[13 empty] | 15846 | 15846 | PA | RFCW | 2932 | 202.6667
[13 empty] | 15847 | 15847 | PA | RFCE | 2932 | 202.6667
[13 empty] | 15848 | 15848 | PA | RFCE | 2932 | 202.6667
[13 empty] | 15849 | 15849 | PA | RFCE | 2932 | 202.6667
[13 empty] | 15851 | 15851 | PA | RFCE | 2932 | 202.6667
[13 empty] | 15853 | 15853 | PA | RFCW | 2932 | 202.6667
[13 empty] | 15856 | 15856 | PA | RFCE | 2932 | 202.6667
[13 empty] | 15857 | 15857 | PA | RFCW | 2932 | 202.6667
[13 empty] | 15860 | 15860 | PA | RFCE | 2932 | 202.6667
[13 empty] | 15861 | 15861 | PA | RFCW | 2932 | 202.6667
[13 empty] | 15863 | 15863 | PA | RFCE | 2932 | 202.6667
[13 empty] | 15864 | 15864 | PA | RFCE | 2932 | 202.6667
[13 empty] | 15865 | 15865 | PA | RFCE | 2932 | 202.6667
[13 empty] | 15866 | 15866 | PA | RFCE | 2932 | 202.6667
[13 empty] | 15868 | 15868 | PA | RFCW | 2932 | 202.6667
[13 empty] | 15870 | 15870 | PA | RFCW | 2932 | 202.6667
[13 empty] | 15901 | 15901 | PA | RFCE | 2932 | 202.6667
[13 empty] | 15902 | 15902 | PA | RFCE | 2932 | 202.6667
[13 empty] | 15904 | 15904 | PA | RFCE | 2932 | 202.6667
[13 empty] | 15905 | 15905 | PA | RFCE | 2932 | 202.6667
[13 empty] | 15906 | 15906 | PA | RFCE | 2932 | 202.6667
[13 empty] | 15907 | 15907 | PA | RFCE | 2932 | 202.6667
[13 empty] | 15909 | 15909 | PA | RFCE | 2932 | 202.6667
[13 empty] | 15915 | 15915 | PA | RFCE | 2932 | 202.6667
[13 empty] | 15920 | 15920 | PA | RFCE | 2932 | 202.6667
[13 empty] | 15921 | 15921 | PA | RFCE | 2932 | 202.6667
[13 empty] | 15922 | 15922 | PA | RFCE | 2932 | 202.6667
[13 empty] | 15923 | 15923 | PA | RFCW | 2932 | 202.6667
[13 empty] | 15924 | 15924 | PA | RFCE | 2932 | 202.6667
[13 empty] | 15925 | 15925 | PA | RFCE | 2932 | 202.6667
[13 empty] | 15926 | 15926 | PA | RFCE | 2932 | 202.6667
[13 empty] | 15927 | 15927 | PA | RFCE | 2932 | 202.6667
[13 empty] | 15928 | 15928 | PA | RFCE | 2932 | 202.6667
[13 empty] | 15929 | 15929 | PA | RFCE | 2932 | 202.6667
[13 empty] | 15930 | 15930 | PA | RFCE | 2932 | 202.6667
[13 empty] | 15931 | 15931 | PA | RFCE | 2932 | 202.6667
[13 empty] | 15934 | 15934 | PA | RFCE | 2932 | 202.6667
[13 empty] | 15935 | 15935 | PA | RFCE | 2932 | 202.6667
[13 empty] | 15936 | 15936 | PA | RFCE | 2932 | 202.6667
[13 empty] | 15937 | 15937 | PA | RFCE | 2932 | 202.6667
[13 empty] | 15938 | 15938 | PA | RFCE | 2932 | 202.6667
[13 empty] | 15940 | 15940 | PA | RFCE | 2932 | 202.6667
[13 empty] | 15942 | 15942 | PA | RFCE | 2932 | 202.6667
[13 empty] | 15943 | 15943 | PA | RFCE | 2932 | 202.6667
[13 empty] | 15944 | 15944 | PA | RFCW | 2932 | 202.6667
[13 empty] | 15945 | 15945 | PA | RFCE | 2932 | 202.6667
[13 empty] | 15946 | 15946 | PA | RFCE | 2932 | 202.6667
[13 empty] | 15948 | 15948 | PA | RFCE | 2932 | 202.6667
[13 empty] | 15949 | 15949 | PA | RFCE | 2932 | 202.6667
[13 empty] | 15951 | 15951 | PA | RFCE | 2932 | 202.6667
[13 empty] | 15952 | 15952 | PA | RFCE | 2932 | 202.6667
[13 empty] | 15953 | 15953 | PA | RFCE | 2932 | 202.6667
[13 empty] | 15954 | 15954 | PA | RFCE | 2932 | 202.6667
[13 empty] | 15955 | 15955 | PA | RFCE | 2932 | 202.6667
[13 empty] | 15956 | 15956 | PA | RFCE | 2932 | 202.6667
[13 empty] | 15957 | 15957 | PA | RFCE | 2932 | 202.6667
[13 empty] | 15958 | 15958 | PA | RFCE | 2932 | 202.6667
[13 empty] | 15959 | 15959 | PA | RFCE | 2932 | 202.6667
[13 empty] | 15960 | 15960 | PA | RFCE | 2932 | 202.6667
[13 empty] | 15961 | 15961 | PA | RFCE | 2932 | 202.6667
[13 empty] | 15962 | 15962 | PA | RFCE | 2932 | 202.6667
[13 empty] | 15963 | 15963 | PA | RFCE | 2932 | 202.6667
[13 empty] | 16001 | 16001 | PA | RFCW | 2932 | 202.6667
[13 empty] | 16002 | 16002 | PA | RFCW | 2932 | 202.6667
[13 empty] | 16003 | 16003 | PA | RFCW | 2932 | 202.6667
[13 empty] | 16016 | 16016 | PA | RFCW | 2932 | 202.6667
[13 empty] | 16017 | 16017 | PA | RFCW | 2932 | 202.6667
[13 empty] | 16018 | 16018 | PA | RFCE | 2932 | 202.6667
[13 empty] | 16020 | 16020 | PA | RFCE | 2932 | 202.6667
[13 empty] | 16021 | 16021 | PA | RFCE | 2932 | 202.6667
[13 empty] | 16022 | 16022 | PA | RFCW | 2932 | 202.6667
[13 empty] | 16023 | 16023 | PA | RFCW | 2932 | 202.6667
[13 empty] | 16024 | 16024 | PA | RFCW | 2932 | 202.6667
[13 empty] | 16025 | 16025 | PA | RFCW | 2932 | 202.6667
[13 empty] | 16027 | 16027 | PA | RFCW | 2932 | 202.6667
[13 empty] | 16028 | 16028 | PA | RFCW | 2932 | 202.6667
[13 empty] | 16029 | 16029 | PA | RFCW | 2932 | 202.6667
[13 empty] | 16030 | 16030 | PA | RFCW | 2932 | 202.6667
[13 empty] | 16033 | 16033 | PA | RFCW | 2932 | 202.6667
[13 empty] | 16034 | 16034 | PA | RFCW | 2932 | 202.6667
[13 empty] | 16035 | 16035 | PA | RFCE | 2932 | 202.6667
[13 empty] | 16036 | 16036 | PA | RFCE | 2932 | 202.6667
[13 empty] | 16037 | 16037 | PA | RFCE | 2932 | 202.6667
[13 empty] | 16038 | 16038 | PA | RFCE | 2932 | 202.6667
[13 empty] | 16039 | 16039 | PA | RFCW | 2932 | 202.6667
[13 empty] | 16040 | 16040 | PA | RFCW | 2932 | 202.6667
[13 empty] | 16041 | 16041 | PA | RFCW | 2932 | 202.6667
[13 empty] | 16045 | 16045 | PA | RFCW | 2932 | 202.6667
[13 empty] | 16046 | 16046 | PA | RFCW | 2932 | 202.6667
[13 empty] | 16048 | 16048 | PA | RFCW | 2932 | 202.6667
[13 empty] | 16049 | 16049 | PA | RFCE | 2932 | 202.6667
[13 empty] | 16050 | 16050 | PA | RFCW | 2932 | 202.6667
[13 empty] | 16051 | 16051 | PA | RFCW | 2932 | 202.6667
[13 empty] | 16052 | 16052 | PA | RFCW | 2932 | 202.6667
[13 empty] | 16053 | 16053 | PA | RFCW | 2932 | 202.6667
[13 empty] | 16054 | 16054 | PA | RFCE | 2932 | 202.6667
[13 empty] | 16055 | 16055 | PA | RFCW | 2932 | 202.6667
[13 empty] | 16056 | 16056 | PA | RFCW | 2932 | 202.6667
[13 empty] | 16057 | 16057 | PA | RFCW | 2932 | 202.6667
[13 empty] | 16058 | 16058 | PA | RFCE | 2932 | 202.6667
[13 empty] | 16059 | 16059 | PA | RFCE | 2932 | 202.6667
[13 empty] | 16061 | 16061 | PA | RFCW | 2932 | 202.6667
[13 empty] | 16063 | 16063 | PA | RFCW | 2932 | 202.6667
[13 empty] | 16066 | 16066 | PA | RFCW | 2932 | 202.6667
[13 empty] | 16101 | 16101 | PA | RFCW | 2932 | 202.6667
[13 empty] | 16102 | 16102 | PA | RFCW | 2932 | 202.6667
[13 empty] | 16103 | 16103 | PA | RFCW | 2932 | 202.6667
[13 empty] | 16105 | 16105 | PA | RFCW | 2932 | 202.6667
[13 empty] | 16107 | 16107 | PA | RFCW | 2932 | 202.6667
[13 empty] | 16108 | 16108 | PA | RFCW | 2932 | 202.6667
[13 empty] | 16110 | 16110 | PA | RFCW | 2932 | 202.6667
[13 empty] | 16111 | 16111 | PA | RFCE | 2932 | 202.6667
[13 empty] | 16112 | 16112 | PA | RFCW | 2932 | 202.6667
[13 empty] | 16113 | 16113 | PA | RFCW | 2932 | 202.6667
[13 empty] | 16114 | 16114 | PA | RFCW | 2932 | 202.6667
[13 empty] | 16115 | 16115 | PA | RFCW | 2932 | 202.6667
[13 empty] | 16116 | 16116 | PA | RFCW | 2932 | 202.6667
[13 empty] | 16117 | 16117 | PA | RFCW | 2932 | 202.6667
[13 empty] | 16120 | 16120 | PA | RFCW | 2932 | 202.6667
[13 empty] | 16121 | 16121 | PA | RFCW | 2932 | 202.6667
[13 empty] | 16123 | 16123 | PA | RFCW | 2932 | 202.6667
[13 empty] | 16124 | 16124 | PA | RFCW | 2932 | 202.6667
[13 empty] | 16125 | 16125 | PA | RFCW | 2932 | 202.6667
[13 empty] | 16127 | 16127 | PA | RFCW | 2932 | 202.6667
[13 empty] | 16130 | 16130 | PA | RFCW | 2932 | 202.6667
[13 empty] | 16131 | 16131 | PA | RFCW | 2932 | 202.6667
[13 empty] | 16132 | 16132 | PA | RFCW | 2932 | 202.6667
[13 empty] | 16133 | 16133 | PA | RFCW | 2932 | 202.6667
[13 empty] | 16134 | 16134 | PA | RFCW | 2932 | 202.6667
[13 empty] | 16136 | 16136 | PA | RFCW | 2932 | 202.6667
[13 empty] | 16137 | 16137 | PA | RFCW | 2932 | 202.6667
[13 empty] | 16140 | 16140 | PA | RFCW | 2932 | 202.6667
[13 empty] | 16141 | 16141 | PA | RFCW | 2932 | 202.6667
[13 empty] | 16142 | 16142 | PA | RFCW | 2932 | 202.6667
[13 empty] | 16143 | 16143 | PA | RFCW | 2932 | 202.6667
[13 empty] | 16145 | 16145 | PA | RFCW | 2932 | 202.6667
[13 empty] | 16146 | 16146 | PA | RFCW | 2932 | 202.6667
[13 empty] | 16148 | 16148 | PA | RFCW | 2932 | 202.6667
[13 empty] | 16150 | 16150 | PA | RFCW | 2932 | 202.6667
[13 empty] | 16151 | 16151 | PA | RFCW | 2932 | 202.6667
[13 empty] | 16153 | 16153 | PA | RFCW | 2932 | 202.6667
[13 empty] | 16154 | 16154 | PA | RFCW | 2932 | 202.6667
[13 empty] | 16155 | 16155 | PA | RFCW | 2932 | 202.6667
[13 empty] | 16156 | 16156 | PA | RFCW | 2932 | 202.6667
[13 empty] | 16157 | 16157 | PA | RFCW | 2932 | 202.6667
[13 empty] | 16159 | 16159 | PA | RFCW | 2932 | 202.6667
[13 empty] | 16160 | 16160 | PA | RFCW | 2932 | 202.6667
[13 empty] | 16161 | 16161 | PA | RFCW | 2932 | 202.6667
[13 empty] | 16172 | 16172 | PA | RFCW | 2932 | 202.6667
[13 empty] | 16201 | 16201 | PA | RFCW | 2932 | 202.6667
[13 empty] | 16210 | 16210 | PA | RFCW | 2932 | 202.6667
[13 empty] | 16211 | 16211 | PA | RFCE | 2932 | 202.6667
[13 empty] | 16212 | 16212 | PA | RFCW | 2932 | 202.6667
[13 empty] | 16213 | 16213 | PA | RFCE | 2932 | 202.6667
[13 empty] | 16214 | 16214 | PA | RFCE | 2932 | 202.6667
[13 empty] | 16217 | 16217 | PA | RFCE | 2932 | 202.6667
[13 empty] | 16218 | 16218 | PA | RFCW | 2932 | 202.6667
[13 empty] | 16220 | 16220 | PA | RFCE | 2932 | 202.6667
[13 empty] | 16221 | 16221 | PA | RFCE | 2932 | 202.6667
[13 empty] | 16222 | 16222 | PA | RFCW | 2932 | 202.6667
[13 empty] | 16223 | 16223 | PA | RFCW | 2932 | 202.6667
[13 empty] | 16224 | 16224 | PA | RFCW | 2932 | 202.6667
[13 empty] | 16225 | 16225 | PA | RFCE | 2932 | 202.6667
[13 empty] | 16226 | 16226 | PA | RFCW | 2932 | 202.6667
[13 empty] | 16228 | 16228 | PA | RFCW | 2932 | 202.6667
[13 empty] | 16229 | 16229 | PA | RFCW | 2932 | 202.6667
[13 empty] | 16230 | 16230 | PA | RFCW | 2932 | 202.6667
[13 empty] | 16232 | 16232 | PA | RFCE | 2932 | 202.6667
[13 empty] | 16233 | 16233 | PA | RFCE | 2932 | 202.6667
[13 empty] | 16234 | 16234 | PA | RFCW | 2932 | 202.6667
[13 empty] | 16235 | 16235 | PA | RFCE | 2932 | 202.6667
[13 empty] | 16236 | 16236 | PA | RFCW | 2932 | 202.6667
[13 empty] | 16238 | 16238 | PA | RFCW | 2932 | 202.6667
[13 empty] | 16239 | 16239 | PA | RFCE | 2932 | 202.6667
[13 empty] | 16240 | 16240 | PA | RFCW | 2932 | 202.6667
[13 empty] | 16242 | 16242 | PA | RFCW | 2932 | 202.6667
[13 empty] | 16244 | 16244 | PA | RFCW | 2932 | 202.6667
[13 empty] | 16245 | 16245 | PA | RFCW | 2932 | 202.6667
[13 empty] | 16246 | 16246 | PA | RFCE | 2932 | 202.6667
[13 empty] | 16248 | 16248 | PA | RFCW | 2932 | 202.6667
[13 empty] | 16249 | 16249 | PA | RFCW | 2932 | 202.6667
[13 empty] | 16250 | 16250 | PA | RFCW | 2932 | 202.6667
[13 empty] | 16253 | 16253 | PA | RFCW | 2932 | 202.6667
[13 empty] | 16254 | 16254 | PA | RFCE | 2932 | 202.6667
[13 empty] | 16255 | 16255 | PA | RFCE | 2932 | 202.6667
[13 empty] | 16256 | 16256 | PA | RFCE | 2932 | 202.6667
[13 empty] | 16257 | 16257 | PA | RFCE | 2932 | 202.6667
[13 empty] | 16258 | 16258 | PA | RFCE | 2932 | 202.6667
[13 empty] | 16259 | 16259 | PA | RFCW | 2932 | 202.6667
[13 empty] | 16260 | 16260 | PA | RFCE | 2932 | 202.6667
[13 empty] | 16261 | 16261 | PA | RFCW | 2932 | 202.6667
[13 empty] | 16262 | 16262 | PA | RFCW | 2932 | 202.6667
[13 empty] | 16263 | 16263 | PA | RFCW | 2932 | 202.6667
[13 empty] | 16301 | 16301 | PA | RFCE | 2932 | 202.6667
[13 empty] | 16311 | 16311 | PA | RFCW | 2932 | 202.6667
[13 empty] | 16312 | 16312 | PA | RFCE | 2932 | 202.6667
[13 empty] | 16313 | 16313 | PA | RFCE | 2932 | 202.6667
[13 empty] | 16314 | 16314 | PA | RFCE | 2932 | 202.6667
[13 empty] | 16316 | 16316 | PA | RFCE | 2932 | 202.6667
[13 empty] | 16317 | 16317 | PA | RFCE | 2932 | 202.6667
[13 empty] | 16319 | 16319 | PA | RFCE | 2932 | 202.6667
[13 empty] | 16321 | 16321 | PA | RFCE | 2932 | 202.6667
[13 empty] | 16322 | 16322 | PA | RFCE | 2932 | 202.6667
[13 empty] | 16323 | 16323 | PA | RFCE | 2932 | 202.6667
[13 empty] | 16326 | 16326 | PA | RFCE | 2932 | 202.6667
[13 empty] | 16327 | 16327 | PA | RFCE | 2932 | 202.6667
[13 empty] | 16328 | 16328 | PA | RFCE | 2932 | 202.6667
[13 empty] | 16329 | 16329 | PA | RFCE | 2932 | 202.6667
[13 empty] | 16331 | 16331 | PA | RFCE | 2932 | 202.6667
[13 empty] | 16332 | 16332 | PA | RFCE | 2932 | 202.6667
[13 empty] | 16333 | 16333 | PA | RFCE | 2932 | 202.6667
[13 empty] | 16334 | 16334 | PA | RFCE | 2932 | 202.6667
[13 empty] | 16335 | 16335 | PA | RFCE | 2932 | 202.6667
[13 empty] | 16340 | 16340 | PA | RFCE | 2932 | 202.6667
[13 empty] | 16341 | 16341 | PA | RFCE | 2932 | 202.6667
[13 empty] | 16342 | 16342 | PA | RFCE | 2932 | 202.6667
[13 empty] | 16343 | 16343 | PA | RFCE | 2932 | 202.6667
[13 empty] | 16344 | 16344 | PA | RFCE | 2932 | 202.6667
[13 empty] | 16345 | 16345 | PA | RFCE | 2932 | 202.6667
[13 empty] | 16346 | 16346 | PA | RFCE | 2932 | 202.6667
[13 empty] | 16347 | 16347 | PA | RFCE | 2932 | 202.6667
[13 empty] | 16350 | 16350 | PA | RFCE | 2932 | 202.6667
[13 empty] | 16351 | 16351 | PA | RFCE | 2932 | 202.6667
[13 empty] | 16352 | 16352 | PA | RFCE | 2932 | 202.6667
[13 empty] | 16353 | 16353 | PA | RFCE | 2932 | 202.6667
[13 empty] | 16354 | 16354 | PA | RFCE | 2932 | 202.6667
[13 empty] | 16360 | 16360 | PA | RFCE | 2932 | 202.6667
[13 empty] | 16361 | 16361 | PA | RFCE | 2932 | 202.6667
[13 empty] | 16362 | 16362 | PA | RFCE | 2932 | 202.6667
[13 empty] | 16364 | 16364 | PA | RFCE | 2932 | 202.6667
[13 empty] | 16365 | 16365 | PA | RFCE | 2932 | 202.6667
[13 empty] | 16366 | 16366 | PA | RFCE | 2932 | 202.6667
[13 empty] | 16367 | 16367 | PA | RFCE | 2932 | 202.6667
[13 empty] | 16368 | 16368 | PA | RFCE | 2932 | 202.6667
[13 empty] | 16369 | 16369 | PA | RFCE | 2932 | 202.6667
[13 empty] | 16370 | 16370 | PA | RFCE | 2932 | 202.6667
[13 empty] | 16371 | 16371 | PA | RFCE | 2932 | 202.6667
[13 empty] | 16372 | 16372 | PA | RFCE | 2932 | 202.6667
[13 empty] | 16373 | 16373 | PA | RFCE | 2932 | 202.6667
[13 empty] | 16374 | 16374 | PA | RFCE | 2932 | 202.6667
[13 empty] | 16375 | 16375 | PA | RFCE | 2932 | 202.6667
[13 empty] | 16388 | 16388 | PA | RFCE | 2932 | 202.6667
[13 empty] | 16401 | 16401 | PA | RFCE | 2932 | 202.6667
[13 empty] | 16402 | 16402 | PA | RFCE | 2932 | 202.6667
[13 empty] | 16403 | 16403 | PA | RFCE | 2932 | 202.6667
[13 empty] | 16404 | 16404 | PA | RFCE | 2932 | 202.6667
[13 empty] | 16405 | 16405 | PA | RFCE | 2932 | 202.6667
[13 empty] | 16406 | 16406 | PA | RFCE | 2932 | 202.6667
[13 empty] | 16407 | 16407 | PA | RFCE | 2932 | 202.6667
[13 empty] | 16410 | 16410 | PA | RFCE | 2932 | 202.6667
[13 empty] | 16411 | 16411 | PA | RFCE | 2932 | 202.6667
[13 empty] | 16412 | 16412 | PA | RFCE | 2932 | 202.6667
[13 empty] | 16413 | 16413 | PA | RFCE | 2932 | 202.6667
[13 empty] | 16415 | 16415 | PA | RFCE | 2932 | 202.6667
[13 empty] | 16416 | 16416 | PA | RFCE | 2932 | 202.6667
[13 empty] | 16417 | 16417 | PA | RFCE | 2932 | 202.6667
[13 empty] | 16420 | 16420 | PA | RFCE | 2932 | 202.6667
[13 empty] | 16421 | 16421 | PA | RFCE | 2932 | 202.6667
[13 empty] | 16422 | 16422 | PA | RFCE | 2932 | 202.6667
[13 empty] | 16423 | 16423 | PA | RFCE | 2932 | 202.6667
[13 empty] | 16424 | 16424 | PA | RFCE | 2932 | 202.6667
[13 empty] | 16426 | 16426 | PA | RFCE | 2932 | 202.6667
[13 empty] | 16427 | 16427 | PA | RFCE | 2932 | 202.6667
[13 empty] | 16428 | 16428 | PA | RFCE | 2932 | 202.6667
[13 empty] | 16430 | 16430 | PA | RFCE | 2932 | 202.6667
[13 empty] | 16432 | 16432 | PA | RFCE | 2932 | 202.6667
[13 empty] | 16433 | 16433 | PA | RFCE | 2932 | 202.6667
[13 empty] | 16434 | 16434 | PA | RFCE | 2932 | 202.6667
[13 empty] | 16435 | 16435 | PA | RFCE | 2932 | 202.6667
[13 empty] | 16436 | 16436 | PA | RFCE | 2932 | 202.6667
[13 empty] | 16438 | 16438 | PA | RFCE | 2932 | 202.6667
[13 empty] | 16440 | 16440 | PA | RFCE | 2932 | 202.6667
[13 empty] | 16441 | 16441 | PA | RFCE | 2932 | 202.6667
[13 empty] | 16442 | 16442 | PA | RFCE | 2932 | 202.6667
[13 empty] | 16443 | 16443 | PA | RFCE | 2932 | 202.6667
[13 empty] | 16444 | 16444 | PA | RFCE | 2932 | 202.6667
[13 empty] | 16475 | 16475 | PA | RFCE | 2932 | 202.6667
[13 empty] | 16501 | 16501 | PA | RFCE | 2932 | 202.6667
[13 empty] | 16502 | 16502 | PA | RFCE | 2932 | 202.6667
[13 empty] | 16503 | 16503 | PA | RFCE | 2932 | 202.6667
[13 empty] | 16504 | 16504 | PA | RFCE | 2932 | 202.6667
[13 empty] | 16505 | 16505 | PA | RFCE | 2932 | 202.6667
[13 empty] | 16506 | 16506 | PA | RFCE | 2932 | 202.6667
[13 empty] | 16507 | 16507 | PA | RFCE | 2932 | 202.6667
[13 empty] | 16508 | 16508 | PA | RFCE | 2932 | 202.6667
[13 empty] | 16509 | 16509 | PA | RFCE | 2932 | 202.6667
[13 empty] | 16510 | 16510 | PA | RFCE | 2932 | 202.6667
[13 empty] | 16511 | 16511 | PA | RFCE | 2932 | 202.6667
[13 empty] | 16512 | 16512 | PA | RFCE | 2932 | 202.6667
[13 empty] | 16514 | 16514 | PA | RFCE | 2932 | 202.6667
[13 empty] | 16515 | 16515 | PA | RFCE | 2932 | 202.6667
[13 empty] | 16522 | 16522 | PA | RFCE | 2932 | 202.6667
[13 empty] | 16530 | 16530 | PA | RFCE | 2932 | 202.6667
[13 empty] | 16531 | 16531 | PA | RFCE | 2932 | 202.6667
[13 empty] | 16534 | 16534 | PA | RFCE | 2932 | 202.6667
[13 empty] | 16538 | 16538 | PA | RFCE | 2932 | 202.6667
[13 empty] | 16541 | 16541 | PA | RFCE | 2932 | 202.6667
[13 empty] | 16544 | 16544 | PA | RFCE | 2932 | 202.6667
[13 empty] | 16546 | 16546 | PA | RFCE | 2932 | 202.6667
[13 empty] | 16550 | 16550 | PA | RFCE | 2932 | 202.6667
[13 empty] | 16553 | 16553 | PA | RFCE | 2932 | 202.6667
[13 empty] | 16563 | 16563 | PA | RFCE | 2932 | 202.6667
[13 empty] | 16565 | 16565 | PA | RFCE | 2932 | 202.6667
[13 empty] | 16601 | 16601 | PA | RFCE | 2932 | 202.6667
[13 empty] | 16602 | 16602 | PA | RFCE | 2932 | 202.6667
[13 empty] | 16603 | 16603 | PA | RFCE | 2932 | 202.6667
[13 empty] | 16611 | 16611 | PA | RFCE | 2932 | 202.6667
[13 empty] | 16613 | 16613 | PA | RFCE | 2932 | 202.6667
[13 empty] | 16616 | 16616 | PA | RFCE | 2932 | 202.6667
[13 empty] | 16617 | 16617 | PA | RFCE | 2932 | 202.6667
[13 empty] | 16619 | 16619 | PA | RFCE | 2932 | 202.6667
[13 empty] | 16620 | 16620 | PA | RFCE | 2932 | 202.6667
[13 empty] | 16621 | 16621 | PA | RFCE | 2932 | 202.6667
[13 empty] | 16622 | 16622 | PA | RFCE | 2932 | 202.6667
[13 empty] | 16623 | 16623 | PA | RFCE | 2932 | 202.6667
[13 empty] | 16624 | 16624 | PA | RFCE | 2932 | 202.6667
[13 empty] | 16625 | 16625 | PA | RFCE | 2932 | 202.6667
[13 empty] | 16627 | 16627 | PA | RFCE | 2932 | 202.6667
[13 empty] | 16629 | 16629 | PA | RFCE | 2932 | 202.6667
[13 empty] | 16630 | 16630 | PA | RFCE | 2932 | 202.6667
[13 empty] | 16631 | 16631 | PA | RFCE | 2932 | 202.6667
[13 empty] | 16633 | 16633 | PA | RFCE | 2932 | 202.6667
[13 empty] | 16634 | 16634 | PA | RFCE | 2932 | 202.6667
[13 empty] | 16635 | 16635 | PA | RFCE | 2932 | 202.6667
[13 empty] | 16636 | 16636 | PA | RFCE | 2932 | 202.6667
[13 empty] | 16637 | 16637 | PA | RFCE | 2932 | 202.6667
[13 empty] | 16638 | 16638 | PA | RFCE | 2932 | 202.6667
[13 empty] | 16639 | 16639 | PA | RFCE | 2932 | 202.6667
[13 empty] | 16640 | 16640 | PA | RFCE | 2932 | 202.6667
[13 empty] | 16641 | 16641 | PA | RFCE | 2932 | 202.6667
[13 empty] | 16644 | 16644 | PA | RFCE | 2932 | 202.6667
[13 empty] | 16645 | 16645 | PA | RFCE | 2932 | 202.6667
[13 empty] | 16646 | 16646 | PA | RFCE | 2932 | 202.6667
[13 empty] | 16647 | 16647 | PA | RFCE | 2932 | 202.6667
[13 empty] | 16648 | 16648 | PA | RFCE | 2932 | 202.6667
[13 empty] | 16650 | 16650 | PA | RFCE | 2932 | 202.6667
[13 empty] | 16651 | 16651 | PA | RFCE | 2932 | 202.6667
[13 empty] | 16652 | 16652 | PA | RFCE | 2932 | 202.6667
[13 empty] | 16654 | 16654 | PA | RFCE | 2932 | 202.6667
[13 empty] | 16655 | 16655 | PA | RFCE | 2932 | 202.6667
[13 empty] | 16656 | 16656 | PA | RFCE | 2932 | 202.6667
[13 empty] | 16657 | 16657 | PA | RFCE | 2932 | 202.6667
[13 empty] | 16659 | 16659 | PA | RFCE | 2932 | 202.6667
[13 empty] | 16660 | 16660 | PA | RFCE | 2932 | 202.6667
[13 empty] | 16661 | 16661 | PA | RFCE | 2932 | 202.6667
[13 empty] | 16662 | 16662 | PA | RFCE | 2932 | 202.6667
[13 empty] | 16663 | 16663 | PA | RFCE | 2932 | 202.6667
[13 empty] | 16664 | 16664 | PA | RFCE | 2932 | 202.6667
[13 empty] | 16665 | 16665 | PA | RFCE | 2932 | 202.6667
[13 empty] | 16666 | 16666 | PA | RFCE | 2932 | 202.6667
[13 empty] | 16667 | 16667 | PA | RFCE | 2932 | 202.6667
[13 empty] | 16668 | 16668 | PA | RFCE | 2932 | 202.6667
[13 empty] | 16669 | 16669 | PA | RFCE | 2932 | 202.6667
[13 empty] | 16670 | 16670 | PA | RFCE | 2932 | 202.6667
[13 empty] | 16671 | 16671 | PA | RFCE | 2932 | 202.6667
[13 empty] | 16672 | 16672 | PA | RFCE | 2932 | 202.6667
[13 empty] | 16673 | 16673 | PA | RFCE | 2932 | 202.6667
[13 empty] | 16674 | 16674 | PA | RFCE | 2932 | 202.6667
[13 empty] | 16675 | 16675 | PA | RFCE | 2932 | 202.6667
[13 empty] | 16677 | 16677 | PA | RFCE | 2932 | 202.6667
[13 empty] | 16678 | 16678 | PA | RFCE | 2932 | 202.6667
[13 empty] | 16679 | 16679 | PA | RFCE | 2932 | 202.6667
[13 empty] | 16680 | 16680 | PA | RFCE | 2932 | 202.6667
[13 empty] | 16681 | 16681 | PA | RFCE | 2932 | 202.6667
[13 empty] | 16682 | 16682 | PA | RFCE | 2932 | 202.6667
[13 empty] | 16683 | 16683 | PA | RFCE | 2932 | 202.6667
[13 empty] | 16684 | 16684 | PA | RFCE | 2932 | 202.6667
[13 empty] | 16685 | 16685 | PA | RFCE | 2932 | 202.6667
[13 empty] | 16686 | 16686 | PA | RFCE | 2932 | 202.6667
[13 empty] | 16689 | 16689 | PA | RFCE | 2932 | 202.6667
[13 empty] | 16691 | 16691 | PA | RFCW | 2932 | 202.6667
[13 empty] | 16692 | 16692 | PA | RFCE | 2932 | 202.6667
[13 empty] | 16693 | 16693 | PA | RFCE | 2932 | 202.6667
[13 empty] | 16694 | 16694 | PA | RFCE | 2932 | 202.6667
[13 empty] | 16695 | 16695 | PA | RFCE | 2932 | 202.6667
[13 empty] | 16698 | 16698 | PA | RFCE | 2932 | 202.6667
[13 empty] | 16699 | 16699 | PA | RFCE | 2932 | 202.6667
[13 empty] | 16701 | 16701 | PA | RFCE | 2932 | 202.6667
[13 empty] | 16720 | 16720 | PA | RFCW | 2932 | 202.6667
[13 empty] | 16724 | 16724 | PA | RFCW | 2932 | 202.6667
[13 empty] | 16725 | 16725 | PA | RFCE | 2932 | 202.6667
[13 empty] | 16726 | 16726 | PA | RFCE | 2932 | 202.6667
[13 empty] | 16727 | 16727 | PA | RFCE | 2932 | 202.6667
[13 empty] | 16728 | 16728 | PA | RFCW | 2932 | 202.6667
[13 empty] | 16729 | 16729 | PA | RFCE | 2932 | 202.6667
[13 empty] | 16730 | 16730 | PA | RFCE | 2932 | 202.6667
[13 empty] | 16731 | 16731 | PA | RFCE | 2932 | 202.6667
[13 empty] | 16732 | 16732 | PA | RFCE | 2932 | 202.6667
[13 empty] | 16733 | 16733 | PA | RFCE | 2932 | 202.6667
[13 empty] | 16734 | 16734 | PA | RFCW | 2932 | 202.6667
[13 empty] | 16735 | 16735 | PA | RFCW | 2932 | 202.6667
[13 empty] | 16738 | 16738 | PA | RFCE | 2932 | 202.6667
[13 empty] | 16740 | 16740 | PA | RFCW | 2932 | 202.6667
[13 empty] | 16743 | 16743 | PA | RFCE | 2932 | 202.6667
[13 empty] | 16744 | 16744 | PA | RFCE | 2932 | 202.6667
[13 empty] | 16745 | 16745 | PA | RFCE | 2932 | 202.6667
[13 empty] | 16746 | 16746 | PA | RFCW | 2932 | 202.6667
[13 empty] | 16748 | 16748 | PA | RFCE | 2932 | 202.6667
[13 empty] | 16749 | 16749 | PA | RFCE | 2932 | 202.6667
[13 empty] | 16750 | 16750 | PA | RFCE | 2932 | 202.6667
[13 empty] | 16801 | 16801 | PA | RFCW | 2932 | 202.6667
[13 empty] | 16802 | 16802 | PA | RFCW | 2932 | 202.6667
[13 empty] | 16803 | 16803 | PA | RFCW | 2932 | 202.6667
[13 empty] | 16804 | 16804 | PA | RFCW | 2932 | 202.6667
[13 empty] | 16805 | 16805 | PA | RFCW | 2932 | 202.6667
[13 empty] | 16820 | 16820 | PA | RFCW | 2932 | 202.6667
[13 empty] | 16821 | 16821 | PA | RFCE | 2932 | 202.6667
[13 empty] | 16822 | 16822 | PA | RFCW | 2932 | 202.6667
[13 empty] | 16823 | 16823 | PA | RFCW | 2932 | 202.6667
[13 empty] | 16825 | 16825 | PA | RFCE | 2932 | 202.6667
[13 empty] | 16826 | 16826 | PA | RFCW | 2932 | 202.6667
[13 empty] | 16827 | 16827 | PA | RFCW | 2932 | 202.6667
[13 empty] | 16828 | 16828 | PA | RFCW | 2932 | 202.6667
[13 empty] | 16829 | 16829 | PA | RFCE | 2932 | 202.6667
[13 empty] | 16830 | 16830 | PA | RFCE | 2932 | 202.6667
[13 empty] | 16832 | 16832 | PA | RFCW | 2932 | 202.6667
[13 empty] | 16833 | 16833 | PA | RFCE | 2932 | 202.6667
[13 empty] | 16834 | 16834 | PA | RFCE | 2932 | 202.6667
[13 empty] | 16835 | 16835 | PA | RFCW | 2932 | 202.6667
[13 empty] | 16836 | 16836 | PA | RFCE | 2932 | 202.6667
[13 empty] | 16837 | 16837 | PA | RFCE | 2932 | 202.6667
[13 empty] | 16838 | 16838 | PA | RFCE | 2932 | 202.6667
[13 empty] | 16839 | 16839 | PA | RFCE | 2932 | 202.6667
[13 empty] | 16840 | 16840 | PA | RFCE | 2932 | 202.6667
[13 empty] | 16841 | 16841 | PA | RFCW | 2932 | 202.6667
[13 empty] | 16843 | 16843 | PA | RFCE | 2932 | 202.6667
[13 empty] | 16844 | 16844 | PA | RFCW | 2932 | 202.6667
[13 empty] | 16845 | 16845 | PA | RFCE | 2932 | 202.6667
[13 empty] | 16847 | 16847 | PA | RFCE | 2932 | 202.6667
[13 empty] | 16848 | 16848 | PA | RFCW | 2932 | 202.6667
[13 empty] | 16849 | 16849 | PA | RFCE | 2932 | 202.6667
[13 empty] | 16850 | 16850 | PA | RFCE | 2932 | 202.6667
[13 empty] | 16851 | 16851 | PA | RFCW | 2932 | 202.6667
[13 empty] | 16852 | 16852 | PA | RFCW | 2932 | 202.6667
[13 empty] | 16853 | 16853 | PA | RFCW | 2932 | 202.6667
[13 empty] | 16854 | 16854 | PA | RFCW | 2932 | 202.6667
[13 empty] | 16855 | 16855 | PA | RFCE | 2932 | 202.6667
[13 empty] | 16856 | 16856 | PA | RFCW | 2932 | 202.6667
[13 empty] | 16858 | 16858 | PA | RFCE | 2932 | 202.6667
[13 empty] | 16859 | 16859 | PA | RFCE | 2932 | 202.6667
[13 empty] | 16860 | 16860 | PA | RFCE | 2932 | 202.6667
[13 empty] | 16861 | 16861 | PA | RFCE | 2932 | 202.6667
[13 empty] | 16863 | 16863 | PA | RFCE | 2932 | 202.6667
[13 empty] | 16864 | 16864 | PA | RFCW | 2932 | 202.6667
[13 empty] | 16865 | 16865 | PA | RFCW | 2932 | 202.6667
[13 empty] | 16866 | 16866 | PA | RFCE | 2932 | 202.6667
[13 empty] | 16868 | 16868 | PA | RFCW | 2932 | 202.6667
[13 empty] | 16870 | 16870 | PA | RFCW | 2932 | 202.6667
[13 empty] | 16871 | 16871 | PA | RFCW | 2932 | 202.6667
[13 empty] | 16872 | 16872 | PA | RFCW | 2932 | 202.6667
[13 empty] | 16873 | 16873 | PA | RFCE | 2932 | 202.6667
[13 empty] | 16874 | 16874 | PA | RFCE | 2932 | 202.6667
[13 empty] | 16875 | 16875 | PA | RFCW | 2932 | 202.6667
[13 empty] | 16876 | 16876 | PA | RFCE | 2932 | 202.6667
[13 empty] | 16877 | 16877 | PA | RFCE | 2932 | 202.6667
[13 empty] | 16878 | 16878 | PA | RFCE | 2932 | 202.6667
[13 empty] | 16879 | 16879 | PA | RFCE | 2932 | 202.6667
[13 empty] | 16881 | 16881 | PA | RFCE | 2932 | 202.6667
[13 empty] | 16882 | 16882 | PA | RFCW | 2932 | 202.6667
[13 empty] | 16901 | 16901 | PA | RFCE | 2932 | 202.6667
[13 empty] | 16910 | 16910 | PA | RFCE | 2932 | 202.6667
[13 empty] | 16911 | 16911 | PA | RFCE | 2932 | 202.6667
[13 empty] | 16912 | 16912 | PA | RFCE | 2932 | 202.6667
[13 empty] | 16914 | 16914 | PA | RFCE | 2932 | 202.6667
[13 empty] | 16915 | 16915 | PA | RFCE | 2932 | 202.6667
[13 empty] | 16917 | 16917 | PA | RFCE | 2932 | 202.6667
[13 empty] | 16920 | 16920 | PA | RFCE | 2932 | 202.6667
[13 empty] | 16921 | 16921 | PA | RFCE | 2932 | 202.6667
[13 empty] | 16922 | 16922 | PA | RFCE | 2932 | 202.6667
[13 empty] | 16923 | 16923 | PA | RFCE | 2932 | 202.6667
[13 empty] | 16925 | 16925 | PA | RFCE | 2932 | 202.6667
[13 empty] | 16926 | 16926 | PA | RFCE | 2932 | 202.6667
[13 empty] | 16927 | 16927 | PA | RFCE | 2932 | 202.6667
[13 empty] | 16928 | 16928 | PA | RFCE | 2932 | 202.6667
[13 empty] | 16929 | 16929 | PA | RFCE | 2932 | 202.6667
[13 empty] | 16930 | 16930 | PA | RFCE | 2932 | 202.6667
[13 empty] | 16932 | 16932 | PA | RFCE | 2932 | 202.6667
[13 empty] | 16933 | 16933 | PA | RFCE | 2932 | 202.6667
[13 empty] | 16935 | 16935 | PA | RFCE | 2932 | 202.6667
[13 empty] | 16936 | 16936 | PA | RFCE | 2932 | 202.6667
[13 empty] | 16937 | 16937 | PA | RFCE | 2932 | 202.6667
[13 empty] | 16938 | 16938 | PA | RFCE | 2932 | 202.6667
[13 empty] | 16939 | 16939 | PA | RFCE | 2932 | 202.6667
[13 empty] | 16940 | 16940 | PA | RFCE | 2932 | 202.6667
[13 empty] | 16941 | 16941 | PA | RFCE | 2932 | 202.6667
[13 empty] | 16942 | 16942 | PA | RFCE | 2932 | 202.6667
[13 empty] | 16943 | 16943 | PA | RFCE | 2932 | 202.6667
[13 empty] | 16945 | 16945 | PA | RFCE | 2932 | 202.6667
[13 empty] | 16946 | 16946 | PA | RFCE | 2932 | 202.6667
[13 empty] | 16947 | 16947 | PA | RFCE | 2932 | 202.6667
[13 empty] | 16948 | 16948 | PA | RFCE | 2932 | 202.6667
[13 empty] | 16950 | 16950 | PA | RFCE | 2932 | 202.6667
[13 empty] | 17001 | 17001 | PA | RFCE | 2932 | 202.6667
[13 empty] | 17002 | 17002 | PA | RFCE | 2932 | 202.6667
[13 empty] | 17003 | 17003 | PA | RFCE | 2932 | 202.6667
[13 empty] | 17004 | 17004 | PA | RFCE | 2932 | 202.6667
[13 empty] | 17005 | 17005 | PA | RFCE | 2932 | 202.6667
[13 empty] | 17006 | 17006 | PA | RFCE | 2932 | 202.6667
[13 empty] | 17007 | 17007 | PA | RFCE | 2932 | 202.6667
[13 empty] | 17009 | 17009 | PA | RFCE | 2932 | 202.6667
[13 empty] | 17010 | 17010 | PA | RFCE | 2932 | 202.6667
[13 empty] | 17011 | 17011 | PA | RFCE | 2932 | 202.6667
[13 empty] | 17012 | 17012 | PA | RFCE | 2932 | 202.6667
[13 empty] | 17013 | 17013 | PA | RFCE | 2932 | 202.6667
[13 empty] | 17014 | 17014 | PA | RFCE | 2932 | 202.6667
[13 empty] | 17015 | 17015 | PA | RFCE | 2932 | 202.6667
[13 empty] | 17016 | 17016 | PA | RFCE | 2932 | 202.6667
[13 empty] | 17017 | 17017 | PA | RFCE | 2932 | 202.6667
[13 empty] | 17018 | 17018 | PA | RFCE | 2932 | 202.6667
[13 empty] | 17019 | 17019 | PA | RFCE | 2932 | 202.6667
[13 empty] | 17020 | 17020 | PA | RFCE | 2932 | 202.6667
[13 empty] | 17021 | 17021 | PA | RFCE | 2932 | 202.6667
[13 empty] | 17022 | 17022 | PA | RFCE | 2932 | 202.6667
[13 empty] | 17023 | 17023 | PA | RFCE | 2932 | 202.6667
[13 empty] | 17024 | 17024 | PA | RFCE | 2932 | 202.6667
[13 empty] | 17025 | 17025 | PA | RFCE | 2932 | 202.6667
[13 empty] | 17026 | 17026 | PA | RFCE | 2932 | 202.6667
[13 empty] | 17027 | 17027 | PA | RFCE | 2932 | 202.6667
[13 empty] | 17028 | 17028 | PA | RFCE | 2932 | 202.6667
[13 empty] | 17029 | 17029 | PA | RFCE | 2932 | 202.6667
[13 empty] | 17030 | 17030 | PA | RFCE | 2932 | 202.6667
[13 empty] | 17032 | 17032 | PA | RFCE | 2932 | 202.6667
[13 empty] | 17033 | 17033 | PA | RFCE | 2932 | 202.6667
[13 empty] | 17034 | 17034 | PA | RFCE | 2932 | 202.6667
[13 empty] | 17035 | 17035 | PA | RFCE | 2932 | 202.6667
[13 empty] | 17036 | 17036 | PA | RFCE | 2932 | 202.6667
[13 empty] | 17037 | 17037 | PA | RFCE | 2932 | 202.6667
[13 empty] | 17038 | 17038 | PA | RFCE | 2932 | 202.6667
[13 empty] | 17039 | 17039 | PA | RFCE | 2932 | 202.6667
[13 empty] | 17040 | 17040 | PA | RFCE | 2932 | 202.6667
[13 empty] | 17041 | 17041 | PA | RFCE | 2932 | 202.6667
[13 empty] | 17042 | 17042 | PA | RFCE | 2932 | 202.6667
[13 empty] | 17043 | 17043 | PA | RFCE | 2932 | 202.6667
[13 empty] | 17044 | 17044 | PA | RFCE | 2932 | 202.6667
[13 empty] | 17045 | 17045 | PA | RFCE | 2932 | 202.6667
[13 empty] | 17046 | 17046 | PA | RFCE | 2932 | 202.6667
[13 empty] | 17047 | 17047 | PA | RFCE | 2932 | 202.6667
[13 empty] | 17048 | 17048 | PA | RFCE | 2932 | 202.6667
[13 empty] | 17049 | 17049 | PA | RFCE | 2932 | 202.6667
[13 empty] | 17050 | 17050 | PA | RFCE | 2932 | 202.6667
[13 empty] | 17051 | 17051 | PA | RFCE | 2932 | 202.6667
[13 empty] | 17052 | 17052 | PA | RFCE | 2932 | 202.6667
[13 empty] | 17053 | 17053 | PA | RFCE | 2932 | 202.6667
[13 empty] | 17054 | 17054 | PA | RFCE | 2932 | 202.6667
[13 empty] | 17055 | 17055 | PA | RFCE | 2932 | 202.6667
[13 empty] | 17056 | 17056 | PA | RFCE | 2932 | 202.6667
[13 empty] | 17057 | 17057 | PA | RFCE | 2932 | 202.6667
[13 empty] | 17058 | 17058 | PA | RFCE | 2932 | 202.6667
[13 empty] | 17059 | 17059 | PA | RFCE | 2932 | 202.6667
[13 empty] | 17060 | 17060 | PA | RFCE | 2932 | 202.6667
[13 empty] | 17061 | 17061 | PA | RFCE | 2932 | 202.6667
[13 empty] | 17062 | 17062 | PA | RFCE | 2932 | 202.6667
[13 empty] | 17063 | 17063 | PA | RFCE | 2932 | 202.6667
[13 empty] | 17064 | 17064 | PA | RFCE | 2932 | 202.6667
[13 empty] | 17065 | 17065 | PA | RFCE | 2932 | 202.6667
[13 empty] | 17066 | 17066 | PA | RFCE | 2932 | 202.6667
[13 empty] | 17067 | 17067 | PA | RFCE | 2932 | 202.6667
[13 empty] | 17068 | 17068 | PA | RFCE | 2932 | 202.6667
[13 empty] | 17069 | 17069 | PA | RFCE | 2932 | 202.6667
[13 empty] | 17070 | 17070 | PA | RFCE | 2932 | 202.6667
[13 empty] | 17071 | 17071 | PA | RFCE | 2932 | 202.6667
[13 empty] | 17072 | 17072 | PA | RFCE | 2932 | 202.6667
[13 empty] | 17073 | 17073 | PA | RFCE | 2932 | 202.6667
[13 empty] | 17074 | 17074 | PA | RFCE | 2932 | 202.6667
[13 empty] | 17075 | 17075 | PA | RFCE | 2932 | 202.6667
[13 empty] | 17076 | 17076 | PA | RFCE | 2932 | 202.6667
[13 empty] | 17077 | 17077 | PA | RFCE | 2932 | 202.6667
[13 empty] | 17078 | 17078 | PA | RFCE | 2932 | 202.6667
[13 empty] | 17080 | 17080 | PA | RFCE | 2932 | 202.6667
[13 empty] | 17081 | 17081 | PA | RFCE | 2932 | 202.6667
[13 empty] | 17082 | 17082 | PA | RFCE | 2932 | 202.6667
[13 empty] | 17083 | 17083 | PA | RFCE | 2932 | 202.6667
[13 empty] | 17084 | 17084 | PA | RFCE | 2932 | 202.6667
[13 empty] | 17085 | 17085 | PA | RFCE | 2932 | 202.6667
[13 empty] | 17086 | 17086 | PA | RFCE | 2932 | 202.6667
[13 empty] | 17087 | 17087 | PA | RFCE | 2932 | 202.6667
[13 empty] | 17088 | 17088 | PA | RFCE | 2932 | 202.6667
[13 empty] | 17089 | 17089 | PA | RFCE | 2932 | 202.6667
[13 empty] | 17090 | 17090 | PA | RFCE | 2932 | 202.6667
[13 empty] | 17093 | 17093 | PA | RFCE | 2932 | 202.6667
[13 empty] | 17094 | 17094 | PA | RFCE | 2932 | 202.6667
[13 empty] | 17097 | 17097 | PA | RFCE | 2932 | 202.6667
[13 empty] | 17098 | 17098 | PA | RFCE | 2932 | 202.6667
[13 empty] | 17099 | 17099 | PA | RFCE | 2932 | 202.6667
[13 empty] | 17101 | 17101 | PA | RFCE | 2322 | 282
[13 empty] | 17102 | 17102 | PA | RFCE | 2322 | 282
[13 empty] | 17103 | 17103 | PA | RFCE | 2322 | 282
[13 empty] | 17104 | 17104 | PA | RFCE | 2322 | 282
[13 empty] | 17105 | 17105 | PA | RFCE | 2322 | 282
[13 empty] | 17106 | 17106 | PA | RFCE | 2322 | 282
[13 empty] | 17107 | 17107 | PA | RFCE | 2322 | 282
[13 empty] | 17108 | 17108 | PA | RFCE | 2322 | 282
[13 empty] | 17109 | 17109 | PA | RFCE | 2322 | 282
[13 empty] | 17110 | 17110 | PA | RFCE | 2322 | 282
[13 empty] | 17111 | 17111 | PA | RFCE | 2322 | 282
[13 empty] | 17112 | 17112 | PA | RFCE | 2322 | 282
[13 empty] | 17113 | 17113 | PA | RFCE | 2322 | 282
[13 empty] | 17120 | 17120 | PA | RFCE | 2322 | 282
[13 empty] | 17121 | 17121 | PA | RFCE | 2322 | 282
[13 empty] | 17122 | 17122 | PA | RFCE | 2322 | 282
[13 empty] | 17123 | 17123 | PA | RFCE | 2322 | 282
[13 empty] | 17124 | 17124 | PA | RFCE | 2322 | 282
[13 empty] | 17125 | 17125 | PA | RFCE | 2322 | 282
[13 empty] | 17126 | 17126 | PA | RFCE | 2322 | 282
[13 empty] | 17127 | 17127 | PA | RFCE | 2322 | 282
[13 empty] | 17128 | 17128 | PA | RFCE | 2322 | 282
[13 empty] | 17129 | 17129 | PA | RFCE | 2322 | 282
[13 empty] | 17130 | 17130 | PA | RFCE | 2322 | 282
[13 empty] | 17140 | 17140 | PA | RFCE | 2322 | 282
[13 empty] | 17177 | 17177 | PA | RFCE | 2322 | 282
[13 empty] | 17201 | 17201 | PA | RFCW | 2322 | 282
[13 empty] | 17202 | 17202 | PA | RFCW | 2322 | 282
[13 empty] | 17210 | 17210 | PA | RFCE | 2322 | 282
[13 empty] | 17211 | 17211 | PA | RFCW | 2322 | 282
[13 empty] | 17212 | 17212 | PA | RFCW | 2322 | 282
[13 empty] | 17213 | 17213 | PA | RFCE | 2322 | 282
[13 empty] | 17214 | 17214 | PA | RFCW | 2322 | 282
[13 empty] | 17215 | 17215 | PA | RFCE | 2322 | 282
[13 empty] | 17217 | 17217 | PA | RFCE | 2322 | 282
[13 empty] | 17219 | 17219 | PA | RFCE | 2322 | 282
[13 empty] | 17220 | 17220 | PA | RFCE | 2322 | 282
[13 empty] | 17221 | 17221 | PA | RFCE | 2322 | 282
[13 empty] | 17222 | 17222 | PA | RFCW | 2322 | 282
[13 empty] | 17223 | 17223 | PA | RFCE | 2322 | 282
[13 empty] | 17224 | 17224 | PA | RFCE | 2322 | 282
[13 empty] | 17225 | 17225 | PA | RFCW | 2322 | 282
[13 empty] | 17228 | 17228 | PA | RFCW | 2322 | 282
[13 empty] | 17229 | 17229 | PA | RFCE | 2322 | 282
[13 empty] | 17231 | 17231 | PA | RFCW | 2322 | 282
[13 empty] | 17232 | 17232 | PA | RFCE | 2322 | 282
[13 empty] | 17233 | 17233 | PA | RFCW | 2322 | 282
[13 empty] | 17235 | 17235 | PA | RFCW | 2322 | 282
[13 empty] | 17236 | 17236 | PA | RFCW | 2322 | 282
[13 empty] | 17237 | 17237 | PA | RFCW | 2322 | 282
[13 empty] | 17238 | 17238 | PA | RFCW | 2322 | 282
[13 empty] | 17239 | 17239 | PA | RFCE | 2322 | 282
[13 empty] | 17240 | 17240 | PA | RFCE | 2322 | 282
[13 empty] | 17241 | 17241 | PA | RFCE | 2322 | 282
[13 empty] | 17243 | 17243 | PA | RFCE | 2322 | 282
[13 empty] | 17244 | 17244 | PA | RFCE | 2322 | 282
[13 empty] | 17246 | 17246 | PA | RFCE | 2322 | 282
[13 empty] | 17247 | 17247 | PA | RFCW | 2322 | 282
[13 empty] | 17249 | 17249 | PA | RFCE | 2322 | 282
[13 empty] | 17250 | 17250 | PA | RFCW | 2322 | 282
[13 empty] | 17251 | 17251 | PA | RFCE | 2322 | 282
[13 empty] | 17252 | 17252 | PA | RFCW | 2322 | 282
[13 empty] | 17253 | 17253 | PA | RFCE | 2322 | 282
[13 empty] | 17254 | 17254 | PA | RFCW | 2322 | 282
[13 empty] | 17255 | 17255 | PA | RFCE | 2322 | 282
[13 empty] | 17256 | 17256 | PA | RFCW | 2322 | 282
[13 empty] | 17257 | 17257 | PA | RFCE | 2322 | 282
[13 empty] | 17260 | 17260 | PA | RFCE | 2322 | 282
[13 empty] | 17261 | 17261 | PA | RFCW | 2322 | 282
[13 empty] | 17262 | 17262 | PA | RFCE | 2322 | 282
[13 empty] | 17263 | 17263 | PA | RFCW | 2322 | 282
[13 empty] | 17264 | 17264 | PA | RFCE | 2322 | 282
[13 empty] | 17265 | 17265 | PA | RFCE | 2322 | 282
[13 empty] | 17266 | 17266 | PA | RFCE | 2322 | 282
[13 empty] | 17267 | 17267 | PA | RFCW | 2322 | 282
[13 empty] | 17268 | 17268 | PA | RFCW | 2322 | 282
[13 empty] | 17270 | 17270 | PA | RFCW | 2322 | 282
[13 empty] | 17271 | 17271 | PA | RFCE | 2322 | 282
[13 empty] | 17272 | 17272 | PA | RFCW | 2322 | 282
[13 empty] | 17301 | 17301 | PA | RFCE | 2322 | 282
[13 empty] | 17302 | 17302 | PA | RFCE | 2322 | 282
[13 empty] | 17303 | 17303 | PA | RFCE | 2322 | 282
[13 empty] | 17304 | 17304 | PA | RFCE | 2322 | 282
[13 empty] | 17306 | 17306 | PA | RFCE | 2322 | 282
[13 empty] | 17307 | 17307 | PA | RFCE | 2322 | 282
[13 empty] | 17309 | 17309 | PA | RFCE | 2322 | 282
[13 empty] | 17310 | 17310 | PA | RFCE | 2322 | 282
[13 empty] | 17311 | 17311 | PA | RFCE | 2322 | 282
[13 empty] | 17312 | 17312 | PA | RFCE | 2322 | 282
[13 empty] | 17313 | 17313 | PA | RFCE | 2322 | 282
[13 empty] | 17314 | 17314 | PA | RFCE | 2322 | 282
[13 empty] | 17315 | 17315 | PA | RFCE | 2322 | 282
[13 empty] | 17316 | 17316 | PA | RFCE | 2322 | 282
[13 empty] | 17317 | 17317 | PA | RFCE | 2322 | 282
[13 empty] | 17318 | 17318 | PA | RFCE | 2322 | 282
[13 empty] | 17319 | 17319 | PA | RFCE | 2322 | 282
[13 empty] | 17320 | 17320 | PA | RFCE | 2322 | 282
[13 empty] | 17321 | 17321 | PA | RFCE | 2322 | 282
[13 empty] | 17322 | 17322 | PA | RFCE | 2322 | 282
[13 empty] | 17323 | 17323 | PA | RFCE | 2322 | 282
[13 empty] | 17324 | 17324 | PA | RFCE | 2322 | 282
[13 empty] | 17325 | 17325 | PA | RFCE | 2322 | 282
[13 empty] | 17327 | 17327 | PA | RFCE | 2322 | 282
[13 empty] | 17329 | 17329 | PA | RFCE | 2322 | 282
[13 empty] | 17331 | 17331 | PA | RFCE | 2322 | 282
[13 empty] | 17332 | 17332 | PA | RFCE | 2322 | 282
[13 empty] | 17333 | 17333 | PA | RFCE | 2322 | 282
[13 empty] | 17334 | 17334 | PA | RFCE | 2322 | 282
[13 empty] | 17335 | 17335 | PA | RFCE | 2322 | 282
[13 empty] | 17337 | 17337 | PA | RFCE | 2322 | 282
[13 empty] | 17339 | 17339 | PA | RFCE | 2322 | 282
[13 empty] | 17340 | 17340 | PA | RFCE | 2322 | 282
[13 empty] | 17342 | 17342 | PA | RFCE | 2322 | 282
[13 empty] | 17343 | 17343 | PA | RFCE | 2322 | 282
[13 empty] | 17344 | 17344 | PA | RFCE | 2322 | 282
[13 empty] | 17345 | 17345 | PA | RFCE | 2322 | 282
[13 empty] | 17347 | 17347 | PA | RFCE | 2322 | 282
[13 empty] | 17349 | 17349 | PA | RFCE | 2322 | 282
[13 empty] | 17350 | 17350 | PA | RFCE | 2322 | 282
[13 empty] | 17352 | 17352 | PA | RFCE | 2322 | 282
[13 empty] | 17353 | 17353 | PA | RFCE | 2322 | 282
[13 empty] | 17354 | 17354 | PA | RFCE | 2322 | 282
[13 empty] | 17355 | 17355 | PA | RFCE | 2322 | 282
[13 empty] | 17356 | 17356 | PA | RFCE | 2322 | 282
[13 empty] | 17358 | 17358 | PA | RFCE | 2322 | 282
[13 empty] | 17360 | 17360 | PA | RFCE | 2322 | 282
[13 empty] | 17361 | 17361 | PA | RFCE | 2322 | 282
[13 empty] | 17362 | 17362 | PA | RFCE | 2322 | 282
[13 empty] | 17363 | 17363 | PA | RFCE | 2322 | 282
[13 empty] | 17364 | 17364 | PA | RFCE | 2322 | 282
[13 empty] | 17365 | 17365 | PA | RFCE | 2322 | 282
[13 empty] | 17366 | 17366 | PA | RFCE | 2322 | 282
[13 empty] | 17368 | 17368 | PA | RFCE | 2322 | 282
[13 empty] | 17370 | 17370 | PA | RFCE | 2322 | 282
[13 empty] | 17371 | 17371 | PA | RFCE | 2322 | 282
[13 empty] | 17372 | 17372 | PA | RFCE | 2322 | 282
[13 empty] | 17375 | 17375 | PA | RFCE | 2322 | 282
[13 empty] | 17401 | 17401 | PA | RFCE | 2322 | 282
[13 empty] | 17402 | 17402 | PA | RFCE | 2322 | 282
[13 empty] | 17403 | 17403 | PA | RFCE | 2322 | 282
[13 empty] | 17404 | 17404 | PA | RFCE | 2322 | 282
[13 empty] | 17405 | 17405 | PA | RFCE | 2322 | 282
[13 empty] | 17406 | 17406 | PA | RFCE | 2322 | 282
[13 empty] | 17407 | 17407 | PA | RFCE | 2322 | 282
[13 empty] | 17408 | 17408 | PA | RFCE | 2322 | 282
[13 empty] | 17415 | 17415 | PA | RFCE | 2322 | 282
[13 empty] | 17501 | 17501 | PA | RFCE | 2322 | 282
[13 empty] | 17502 | 17502 | PA | RFCE | 2322 | 282
[13 empty] | 17503 | 17503 | PA | RFCE | 2322 | 282
[13 empty] | 17504 | 17504 | PA | RFCE | 2322 | 282
[13 empty] | 17505 | 17505 | PA | RFCE | 2322 | 282
[13 empty] | 17506 | 17506 | PA | RFCE | 2322 | 282
[13 empty] | 17507 | 17507 | PA | RFCE | 2322 | 282
[13 empty] | 17508 | 17508 | PA | RFCE | 2322 | 282
[13 empty] | 17509 | 17509 | PA | RFCE | 2322 | 282
[13 empty] | 17512 | 17512 | PA | RFCE | 2322 | 282
[13 empty] | 17516 | 17516 | PA | RFCE | 2322 | 282
[13 empty] | 17517 | 17517 | PA | RFCE | 2322 | 282
[13 empty] | 17518 | 17518 | PA | RFCE | 2322 | 282
[13 empty] | 17519 | 17519 | PA | RFCE | 2322 | 282
[13 empty] | 17520 | 17520 | PA | RFCE | 2322 | 282
[13 empty] | 17521 | 17521 | PA | RFCE | 2322 | 282
[13 empty] | 17522 | 17522 | PA | RFCE | 2322 | 282
[13 empty] | 17527 | 17527 | PA | RFCE | 2322 | 282
[13 empty] | 17528 | 17528 | PA | RFCE | 2322 | 282
[13 empty] | 17529 | 17529 | PA | RFCE | 2322 | 282
[13 empty] | 17532 | 17532 | PA | RFCE | 2322 | 282
[13 empty] | 17533 | 17533 | PA | RFCE | 2322 | 282
[13 empty] | 17534 | 17534 | PA | RFCE | 2322 | 282
[13 empty] | 17535 | 17535 | PA | RFCE | 2322 | 282
[13 empty] | 17536 | 17536 | PA | RFCE | 2322 | 282
[13 empty] | 17537 | 17537 | PA | RFCE | 2322 | 282
[13 empty] | 17538 | 17538 | PA | RFCE | 2322 | 282
[13 empty] | 17540 | 17540 | PA | RFCE | 2322 | 282
[13 empty] | 17543 | 17543 | PA | RFCE | 2322 | 282
[13 empty] | 17545 | 17545 | PA | RFCE | 2322 | 282
[13 empty] | 17547 | 17547 | PA | RFCE | 2322 | 282
[13 empty] | 17549 | 17549 | PA | RFCE | 2322 | 282
[13 empty] | 17550 | 17550 | PA | RFCE | 2322 | 282
[13 empty] | 17551 | 17551 | PA | RFCE | 2322 | 282
[13 empty] | 17552 | 17552 | PA | RFCE | 2322 | 282
[13 empty] | 17554 | 17554 | PA | RFCE | 2322 | 282
[13 empty] | 17555 | 17555 | PA | RFCE | 2322 | 282
[13 empty] | 17557 | 17557 | PA | RFCE | 2322 | 282
[13 empty] | 17560 | 17560 | PA | RFCE | 2322 | 282
[13 empty] | 17562 | 17562 | PA | RFCE | 2322 | 282
[13 empty] | 17563 | 17563 | PA | RFCE | 2322 | 282
[13 empty] | 17564 | 17564 | PA | RFCE | 2322 | 282
[13 empty] | 17565 | 17565 | PA | RFCE | 2322 | 282
[13 empty] | 17566 | 17566 | PA | RFCE | 2322 | 282
[13 empty] | 17567 | 17567 | PA | RFCE | 2322 | 282
[13 empty] | 17568 | 17568 | PA | RFCE | 2322 | 282
[13 empty] | 17569 | 17569 | PA | RFCE | 2322 | 282
[13 empty] | 17570 | 17570 | PA | RFCE | 2322 | 282
[13 empty] | 17572 | 17572 | PA | RFCE | 2322 | 282
[13 empty] | 17573 | 17573 | PA | RFCE | 2322 | 282
[13 empty] | 17575 | 17575 | PA | RFCE | 2322 | 282
[13 empty] | 17576 | 17576 | PA | RFCE | 2322 | 282
[13 empty] | 17578 | 17578 | PA | RFCE | 2322 | 282
[13 empty] | 17579 | 17579 | PA | RFCE | 2322 | 282
[13 empty] | 17580 | 17580 | PA | RFCE | 2322 | 282
[13 empty] | 17581 | 17581 | PA | RFCE | 2322 | 282
[13 empty] | 17582 | 17582 | PA | RFCE | 2322 | 282
[13 empty] | 17583 | 17583 | PA | RFCE | 2322 | 282
[13 empty] | 17584 | 17584 | PA | RFCE | 2322 | 282
[13 empty] | 17585 | 17585 | PA | RFCE | 2322 | 282
[13 empty] | 17601 | 17601 | PA | RFCE | 2322 | 282
[13 empty] | 17602 | 17602 | PA | RFCE | 2322 | 282
[13 empty] | 17603 | 17603 | PA | RFCE | 2322 | 282
[13 empty] | 17604 | 17604 | PA | RFCE | 2322 | 282
[13 empty] | 17605 | 17605 | PA | RFCE | 2322 | 282
[13 empty] | 17606 | 17606 | PA | RFCE | 2322 | 282
[13 empty] | 17607 | 17607 | PA | RFCE | 2322 | 282
[13 empty] | 17608 | 17608 | PA | RFCE | 2322 | 282
[13 empty] | 17611 | 17611 | PA | RFCE | 2322 | 282
[13 empty] | 17622 | 17622 | PA | RFCE | 2322 | 282
[13 empty] | 17699 | 17699 | PA | RFCE | 2322 | 282
[13 empty] | 17701 | 17701 | PA | RFCE | 2322 | 282
[13 empty] | 17702 | 17702 | PA | RFCE | 2322 | 282
[13 empty] | 17703 | 17703 | PA | RFCE | 2322 | 282
[13 empty] | 17705 | 17705 | PA | RFCE | 2322 | 282
[13 empty] | 17720 | 17720 | PA | RFCE | 2322 | 282
[13 empty] | 17721 | 17721 | PA | RFCE | 2322 | 282
[13 empty] | 17723 | 17723 | PA | RFCE | 2322 | 282
[13 empty] | 17724 | 17724 | PA | RFCE | 2322 | 282
[13 empty] | 17726 | 17726 | PA | RFCE | 2322 | 282
[13 empty] | 17727 | 17727 | PA | RFCE | 2322 | 282
[13 empty] | 17728 | 17728 | PA | RFCE | 2322 | 282
[13 empty] | 17729 | 17729 | PA | RFCE | 2322 | 282
[13 empty] | 17730 | 17730 | PA | RFCE | 2322 | 282
[13 empty] | 17731 | 17731 | PA | RFCE | 2322 | 282
[13 empty] | 17735 | 17735 | PA | RFCE | 2322 | 282
[13 empty] | 17737 | 17737 | PA | RFCE | 2322 | 282
[13 empty] | 17738 | 17738 | PA | RFCE | 2322 | 282
[13 empty] | 17739 | 17739 | PA | RFCE | 2322 | 282
[13 empty] | 17740 | 17740 | PA | RFCE | 2322 | 282
[13 empty] | 17742 | 17742 | PA | RFCE | 2322 | 282
[13 empty] | 17744 | 17744 | PA | RFCE | 2322 | 282
[13 empty] | 17745 | 17745 | PA | RFCE | 2322 | 282
[13 empty] | 17747 | 17747 | PA | RFCE | 2322 | 282
[13 empty] | 17748 | 17748 | PA | RFCE | 2322 | 282
[13 empty] | 17749 | 17749 | PA | RFCE | 2322 | 282
[13 empty] | 17750 | 17750 | PA | RFCW | 2322 | 282
[13 empty] | 17751 | 17751 | PA | RFCW | 2322 | 282
[13 empty] | 17752 | 17752 | PA | RFCE | 2322 | 282
[13 empty] | 17754 | 17754 | PA | RFCE | 2322 | 282
[13 empty] | 17756 | 17756 | PA | RFCE | 2322 | 282
[13 empty] | 17758 | 17758 | PA | RFCE | 2322 | 282
[13 empty] | 17760 | 17760 | PA | RFCE | 2322 | 282
[13 empty] | 17762 | 17762 | PA | RFCE | 2322 | 282
[13 empty] | 17763 | 17763 | PA | RFCE | 2322 | 282
[13 empty] | 17764 | 17764 | PA | RFCE | 2322 | 282
[13 empty] | 17765 | 17765 | PA | RFCE | 2322 | 282
[13 empty] | 17767 | 17767 | PA | RFCW | 2322 | 282
[13 empty] | 17768 | 17768 | PA | RFCE | 2322 | 282
[13 empty] | 17769 | 17769 | PA | RFCE | 2322 | 282
[13 empty] | 17771 | 17771 | PA | RFCE | 2322 | 282
[13 empty] | 17772 | 17772 | PA | RFCE | 2322 | 282
[13 empty] | 17773 | 17773 | PA | RFCE | 2322 | 282
[13 empty] | 17774 | 17774 | PA | RFCE | 2322 | 282
[13 empty] | 17776 | 17776 | PA | RFCW | 2322 | 282
[13 empty] | 17777 | 17777 | PA | RFCE | 2322 | 282
[13 empty] | 17778 | 17778 | PA | RFCW | 2322 | 282
[13 empty] | 17779 | 17779 | PA | RFCE | 2322 | 282
[13 empty] | 17801 | 17801 | PA | RFCE | 2322 | 282
[13 empty] | 17810 | 17810 | PA | RFCE | 2322 | 282
[13 empty] | 17812 | 17812 | PA | RFCE | 2322 | 282
[13 empty] | 17813 | 17813 | PA | RFCE | 2322 | 282
[13 empty] | 17814 | 17814 | PA | RFCE | 2322 | 282
[13 empty] | 17815 | 17815 | PA | RFCE | 2322 | 282
[13 empty] | 17820 | 17820 | PA | RFCE | 2322 | 282
[13 empty] | 17821 | 17821 | PA | RFCE | 2322 | 282
[13 empty] | 17822 | 17822 | PA | RFCE | 2322 | 282
[13 empty] | 17823 | 17823 | PA | RFCE | 2322 | 282
[13 empty] | 17824 | 17824 | PA | RFCE | 2322 | 282
[13 empty] | 17827 | 17827 | PA | RFCE | 2322 | 282
[13 empty] | 17829 | 17829 | PA | RFCE | 2322 | 282
[13 empty] | 17830 | 17830 | PA | RFCE | 2322 | 282
[13 empty] | 17831 | 17831 | PA | RFCE | 2322 | 282
[13 empty] | 17832 | 17832 | PA | RFCE | 2322 | 282
[13 empty] | 17833 | 17833 | PA | RFCE | 2322 | 282
[13 empty] | 17834 | 17834 | PA | RFCE | 2322 | 282
[13 empty] | 17835 | 17835 | PA | RFCE | 2322 | 282
[13 empty] | 17836 | 17836 | PA | RFCE | 2322 | 282
[13 empty] | 17837 | 17837 | PA | RFCE | 2322 | 282
[13 empty] | 17839 | 17839 | PA | RFCE | 2322 | 282
[13 empty] | 17840 | 17840 | PA | RFCE | 2322 | 282
[13 empty] | 17841 | 17841 | PA | RFCE | 2322 | 282
[13 empty] | 17842 | 17842 | PA | RFCE | 2322 | 282
[13 empty] | 17843 | 17843 | PA | RFCE | 2322 | 282
[13 empty] | 17844 | 17844 | PA | RFCE | 2322 | 282
[13 empty] | 17845 | 17845 | PA | RFCE | 2322 | 282
[13 empty] | 17846 | 17846 | PA | RFCE | 2322 | 282
[13 empty] | 17847 | 17847 | PA | RFCE | 2322 | 282
[13 empty] | 17850 | 17850 | PA | RFCE | 2322 | 282
[13 empty] | 17851 | 17851 | PA | RFCE | 2322 | 282
[13 empty] | 17853 | 17853 | PA | RFCE | 2322 | 282
[13 empty] | 17855 | 17855 | PA | RFCE | 2322 | 282
[13 empty] | 17856 | 17856 | PA | RFCE | 2322 | 282
[13 empty] | 17857 | 17857 | PA | RFCE | 2322 | 282
[13 empty] | 17858 | 17858 | PA | RFCE | 2322 | 282
[13 empty] | 17859 | 17859 | PA | RFCE | 2322 | 282
[13 empty] | 17860 | 17860 | PA | RFCE | 2322 | 282
[13 empty] | 17861 | 17861 | PA | RFCE | 2322 | 282
[13 empty] | 17862 | 17862 | PA | RFCE | 2322 | 282
[13 empty] | 17864 | 17864 | PA | RFCE | 2322 | 282
[13 empty] | 17865 | 17865 | PA | RFCE | 2322 | 282
[13 empty] | 17866 | 17866 | PA | RFCE | 2322 | 282
[13 empty] | 17867 | 17867 | PA | RFCE | 2322 | 282
[13 empty] | 17868 | 17868 | PA | RFCE | 2322 | 282
[13 empty] | 17870 | 17870 | PA | RFCE | 2322 | 282
[13 empty] | 17872 | 17872 | PA | RFCE | 2322 | 282
[13 empty] | 17876 | 17876 | PA | RFCE | 2322 | 282
[13 empty] | 17877 | 17877 | PA | RFCE | 2322 | 282
[13 empty] | 17878 | 17878 | PA | RFCE | 2322 | 282
[13 empty] | 17880 | 17880 | PA | RFCE | 2322 | 282
[13 empty] | 17881 | 17881 | PA | RFCE | 2322 | 282
[13 empty] | 17882 | 17882 | PA | RFCE | 2322 | 282
[13 empty] | 17883 | 17883 | PA | RFCE | 2322 | 282
[13 empty] | 17884 | 17884 | PA | RFCE | 2322 | 282
[13 empty] | 17885 | 17885 | PA | RFCE | 2322 | 282
[13 empty] | 17886 | 17886 | PA | RFCE | 2322 | 282
[13 empty] | 17887 | 17887 | PA | RFCE | 2322 | 282
[13 empty] | 17888 | 17888 | PA | RFCE | 2322 | 282
[13 empty] | 17889 | 17889 | PA | RFCE | 2322 | 282
[13 empty] | 17901 | 17901 | PA | RFCE | 2322 | 282
[13 empty] | 17920 | 17920 | PA | RFCE | 2322 | 282
[13 empty] | 17921 | 17921 | PA | RFCE | 2322 | 282
[13 empty] | 17922 | 17922 | PA | RFCE | 2322 | 282
[13 empty] | 17923 | 17923 | PA | RFCE | 2322 | 282
[13 empty] | 17925 | 17925 | PA | RFCE | 2322 | 282
[13 empty] | 17929 | 17929 | PA | RFCE | 2322 | 282
[13 empty] | 17930 | 17930 | PA | RFCE | 2322 | 282
[13 empty] | 17931 | 17931 | PA | RFCE | 2322 | 282
[13 empty] | 17932 | 17932 | PA | RFCE | 2322 | 282
[13 empty] | 17933 | 17933 | PA | RFCE | 2322 | 282
[13 empty] | 17934 | 17934 | PA | RFCE | 2322 | 282
[13 empty] | 17935 | 17935 | PA | RFCE | 2322 | 282
[13 empty] | 17936 | 17936 | PA | RFCE | 2322 | 282
[13 empty] | 17938 | 17938 | PA | RFCE | 2322 | 282
[13 empty] | 17941 | 17941 | PA | RFCE | 2322 | 282
[13 empty] | 17942 | 17942 | PA | RFCE | 2322 | 282
[13 empty] | 17943 | 17943 | PA | RFCE | 2322 | 282
[13 empty] | 17944 | 17944 | PA | RFCE | 2322 | 282
[13 empty] | 17945 | 17945 | PA | RFCE | 2322 | 282
[13 empty] | 17946 | 17946 | PA | RFCE | 2322 | 282
[13 empty] | 17948 | 17948 | PA | RFCE | 2322 | 282
[13 empty] | 17949 | 17949 | PA | RFCE | 2322 | 282
[13 empty] | 17951 | 17951 | PA | RFCE | 2322 | 282
[13 empty] | 17952 | 17952 | PA | RFCE | 2322 | 282
[13 empty] | 17953 | 17953 | PA | RFCE | 2322 | 282
[13 empty] | 17954 | 17954 | PA | RFCE | 2322 | 282
[13 empty] | 17957 | 17957 | PA | RFCE | 2322 | 282
[13 empty] | 17959 | 17959 | PA | RFCE | 2322 | 282
[13 empty] | 17960 | 17960 | PA | RFCE | 2322 | 282
[13 empty] | 17961 | 17961 | PA | RFCE | 2322 | 282
[13 empty] | 17963 | 17963 | PA | RFCE | 2322 | 282
[13 empty] | 17964 | 17964 | PA | RFCE | 2322 | 282
[13 empty] | 17965 | 17965 | PA | RFCE | 2322 | 282
[13 empty] | 17966 | 17966 | PA | RFCE | 2322 | 282
[13 empty] | 17967 | 17967 | PA | RFCE | 2322 | 282
[13 empty] | 17968 | 17968 | PA | RFCE | 2322 | 282
[13 empty] | 17970 | 17970 | PA | RFCE | 2322 | 282
[13 empty] | 17972 | 17972 | PA | RFCE | 2322 | 282
[13 empty] | 17974 | 17974 | PA | RFCE | 2322 | 282
[13 empty] | 17976 | 17976 | PA | RFCE | 2322 | 282
[13 empty] | 17978 | 17978 | PA | RFCE | 2322 | 282
[13 empty] | 17979 | 17979 | PA | RFCE | 2322 | 282
[13 empty] | 17980 | 17980 | PA | RFCE | 2322 | 282
[13 empty] | 17981 | 17981 | PA | RFCE | 2322 | 282
[13 empty] | 17982 | 17982 | PA | RFCE | 2322 | 282
[13 empty] | 17983 | 17983 | PA | RFCE | 2322 | 282
[13 empty] | 17985 | 17985 | PA | RFCE | 2322 | 282
[13 empty] | 18001 | 18001 | PA | RFCE | 2322 | 282
[13 empty] | 18002 | 18002 | PA | RFCE | 2322 | 282
[13 empty] | 18003 | 18003 | PA | RFCE | 2322 | 282
[13 empty] | 18010 | 18010 | PA | RFCE | 2322 | 282
[13 empty] | 18011 | 18011 | PA | RFCE | 2322 | 282
[13 empty] | 18012 | 18012 | PA | RFCE | 2322 | 282
[13 empty] | 18013 | 18013 | PA | RFCE | 2322 | 282
[13 empty] | 18014 | 18014 | PA | RFCE | 2322 | 282
[13 empty] | 18015 | 18015 | PA | RFCE | 2322 | 282
[13 empty] | 18016 | 18016 | PA | RFCE | 2322 | 282
[13 empty] | 18017 | 18017 | PA | RFCE | 2322 | 282
[13 empty] | 18018 | 18018 | PA | RFCE | 2322 | 282
[13 empty] | 18020 | 18020 | PA | RFCE | 2322 | 282
[13 empty] | 18025 | 18025 | PA | RFCE | 2322 | 282
[13 empty] | 18030 | 18030 | PA | RFCE | 2322 | 282
[13 empty] | 18031 | 18031 | PA | RFCE | 2322 | 282
[13 empty] | 18032 | 18032 | PA | RFCE | 2322 | 282
[13 empty] | 18034 | 18034 | PA | RFCE | 2322 | 282
[13 empty] | 18035 | 18035 | PA | RFCE | 2322 | 282
[13 empty] | 18036 | 18036 | PA | RFCE | 2322 | 282
[13 empty] | 18037 | 18037 | PA | RFCE | 2322 | 282
[13 empty] | 18038 | 18038 | PA | RFCE | 2322 | 282
[13 empty] | 18039 | 18039 | PA | RFCE | 2322 | 282
[13 empty] | 18040 | 18040 | PA | RFCE | 2322 | 282
[13 empty] | 18041 | 18041 | PA | RFCE | 2322 | 282
[13 empty] | 18042 | 18042 | PA | RFCE | 2322 | 282
[13 empty] | 18043 | 18043 | PA | RFCE | 2322 | 282
[13 empty] | 18044 | 18044 | PA | RFCE | 2322 | 282
[13 empty] | 18045 | 18045 | PA | RFCE | 2322 | 282
[13 empty] | 18046 | 18046 | PA | RFCE | 2322 | 282
[13 empty] | 18049 | 18049 | PA | RFCE | 2322 | 282
[13 empty] | 18050 | 18050 | PA | RFCE | 2322 | 282
[13 empty] | 18051 | 18051 | PA | RFCE | 2322 | 282
[13 empty] | 18052 | 18052 | PA | RFCE | 2322 | 282
[13 empty] | 18053 | 18053 | PA | RFCE | 2322 | 282
[13 empty] | 18054 | 18054 | PA | RFCE | 2322 | 282
[13 empty] | 18055 | 18055 | PA | RFCE | 2322 | 282
[13 empty] | 18056 | 18056 | PA | RFCE | 2322 | 282
[13 empty] | 18058 | 18058 | PA | RFCE | 2322 | 282
[13 empty] | 18059 | 18059 | PA | RFCE | 2322 | 282
[13 empty] | 18060 | 18060 | PA | RFCE | 2322 | 282
[13 empty] | 18062 | 18062 | PA | RFCE | 2322 | 282
[13 empty] | 18063 | 18063 | PA | RFCE | 2322 | 282
[13 empty] | 18064 | 18064 | PA | RFCE | 2322 | 282
[13 empty] | 18065 | 18065 | PA | RFCE | 2322 | 282
[13 empty] | 18066 | 18066 | PA | RFCE | 2322 | 282
[13 empty] | 18067 | 18067 | PA | RFCE | 2322 | 282
[13 empty] | 18068 | 18068 | PA | RFCE | 2322 | 282
[13 empty] | 18069 | 18069 | PA | RFCE | 2322 | 282
[13 empty] | 18070 | 18070 | PA | RFCE | 2322 | 282
[13 empty] | 18071 | 18071 | PA | RFCE | 2322 | 282
[13 empty] | 18072 | 18072 | PA | RFCE | 2322 | 282
[13 empty] | 18073 | 18073 | PA | RFCE | 2322 | 282
[13 empty] | 18074 | 18074 | PA | RFCE | 2322 | 282
[13 empty] | 18076 | 18076 | PA | RFCE | 2322 | 282
[13 empty] | 18077 | 18077 | PA | RFCE | 2322 | 282
[13 empty] | 18078 | 18078 | PA | RFCE | 2322 | 282
[13 empty] | 18079 | 18079 | PA | RFCE | 2322 | 282
[13 empty] | 18080 | 18080 | PA | RFCE | 2322 | 282
[13 empty] | 18081 | 18081 | PA | RFCE | 2322 | 282
[13 empty] | 18083 | 18083 | PA | RFCE | 2322 | 282
[13 empty] | 18084 | 18084 | PA | RFCE | 2322 | 282
[13 empty] | 18085 | 18085 | PA | RFCE | 2322 | 282
[13 empty] | 18086 | 18086 | PA | RFCE | 2322 | 282
[13 empty] | 18087 | 18087 | PA | RFCE | 2322 | 282
[13 empty] | 18088 | 18088 | PA | RFCE | 2322 | 282
[13 empty] | 18091 | 18091 | PA | RFCE | 2322 | 282
[13 empty] | 18092 | 18092 | PA | RFCE | 2322 | 282
[13 empty] | 18098 | 18098 | PA | RFCE | 2322 | 282
[13 empty] | 18099 | 18099 | PA | RFCE | 2322 | 282
[13 empty] | 18101 | 18101 | PA | RFCE | 2322 | 282
[13 empty] | 18102 | 18102 | PA | RFCE | 2322 | 282
[13 empty] | 18103 | 18103 | PA | RFCE | 2322 | 282
[13 empty] | 18104 | 18104 | PA | RFCE | 2322 | 282
[13 empty] | 18105 | 18105 | PA | RFCE | 2322 | 282
[13 empty] | 18106 | 18106 | PA | RFCE | 2322 | 282
[13 empty] | 18109 | 18109 | PA | RFCE | 2322 | 282
[13 empty] | 18195 | 18195 | PA | RFCE | 2322 | 282
[13 empty] | 18201 | 18201 | PA | RFCE | 2322 | 282
[13 empty] | 18202 | 18202 | PA | RFCE | 2322 | 282
[13 empty] | 18210 | 18210 | PA | RFCE | 2322 | 282
[13 empty] | 18211 | 18211 | PA | RFCE | 2322 | 282
[13 empty] | 18212 | 18212 | PA | RFCE | 2322 | 282
[13 empty] | 18214 | 18214 | PA | RFCE | 2322 | 282
[13 empty] | 18216 | 18216 | PA | RFCE | 2322 | 282
[13 empty] | 18218 | 18218 | PA | RFCE | 2322 | 282
[13 empty] | 18219 | 18219 | PA | RFCE | 2322 | 282
[13 empty] | 18220 | 18220 | PA | RFCE | 2322 | 282
[13 empty] | 18221 | 18221 | PA | RFCE | 2322 | 282
[13 empty] | 18222 | 18222 | PA | RFCE | 2322 | 282
[13 empty] | 18223 | 18223 | PA | RFCE | 2322 | 282
[13 empty] | 18224 | 18224 | PA | RFCE | 2322 | 282
[13 empty] | 18225 | 18225 | PA | RFCE | 2322 | 282
[13 empty] | 18229 | 18229 | PA | RFCE | 2322 | 282
[13 empty] | 18230 | 18230 | PA | RFCE | 2322 | 282
[13 empty] | 18231 | 18231 | PA | RFCE | 2322 | 282
[13 empty] | 18232 | 18232 | PA | RFCE | 2322 | 282
[13 empty] | 18234 | 18234 | PA | RFCE | 2322 | 282
[13 empty] | 18235 | 18235 | PA | RFCE | 2322 | 282
[13 empty] | 18237 | 18237 | PA | RFCE | 2322 | 282
[13 empty] | 18239 | 18239 | PA | RFCE | 2322 | 282
[13 empty] | 18240 | 18240 | PA | RFCE | 2322 | 282
[13 empty] | 18241 | 18241 | PA | RFCE | 2322 | 282
[13 empty] | 18242 | 18242 | PA | RFCE | 2322 | 282
[13 empty] | 18244 | 18244 | PA | RFCE | 2322 | 282
[13 empty] | 18245 | 18245 | PA | RFCE | 2322 | 282
[13 empty] | 18246 | 18246 | PA | RFCE | 2322 | 282
[13 empty] | 18247 | 18247 | PA | RFCE | 2322 | 282
[13 empty] | 18248 | 18248 | PA | RFCE | 2322 | 282
[13 empty] | 18249 | 18249 | PA | RFCE | 2322 | 282
[13 empty] | 18250 | 18250 | PA | RFCE | 2322 | 282
[13 empty] | 18251 | 18251 | PA | RFCE | 2322 | 282
[13 empty] | 18252 | 18252 | PA | RFCE | 2322 | 282
[13 empty] | 18254 | 18254 | PA | RFCE | 2322 | 282
[13 empty] | 18255 | 18255 | PA | RFCE | 2322 | 282
[13 empty] | 18256 | 18256 | PA | RFCE | 2322 | 282
[13 empty] | 18301 | 18301 | PA | RFCE | 2322 | 282
[13 empty] | 18302 | 18302 | PA | RFCE | 2322 | 282
[13 empty] | 18320 | 18320 | PA | RFCE | 2322 | 282
[13 empty] | 18321 | 18321 | PA | RFCE | 2322 | 282
[13 empty] | 18322 | 18322 | PA | RFCE | 2322 | 282
[13 empty] | 18323 | 18323 | PA | RFCE | 2322 | 282
[13 empty] | 18324 | 18324 | PA | RFCE | 2322 | 282
[13 empty] | 18325 | 18325 | PA | RFCE | 2322 | 282
[13 empty] | 18326 | 18326 | PA | RFCE | 2322 | 282
[13 empty] | 18327 | 18327 | PA | RFCE | 2322 | 282
[13 empty] | 18328 | 18328 | PA | RFCE | 2322 | 282
[13 empty] | 18330 | 18330 | PA | RFCE | 2322 | 282
[13 empty] | 18331 | 18331 | PA | RFCE | 2322 | 282
[13 empty] | 18332 | 18332 | PA | RFCE | 2322 | 282
[13 empty] | 18333 | 18333 | PA | RFCE | 2322 | 282
[13 empty] | 18334 | 18334 | PA | RFCE | 2322 | 282
[13 empty] | 18335 | 18335 | PA | RFCE | 2322 | 282
[13 empty] | 18336 | 18336 | PA | NYUP | 2322 | 282
[13 empty] | 18337 | 18337 | PA | RFCE | 2322 | 282
[13 empty] | 18340 | 18340 | PA | NYUP | 2322 | 282
[13 empty] | 18341 | 18341 | PA | RFCE | 2322 | 282
[13 empty] | 18342 | 18342 | PA | RFCE | 2322 | 282
[13 empty] | 18343 | 18343 | PA | RFCE | 2322 | 282
[13 empty] | 18344 | 18344 | PA | RFCE | 2322 | 282
[13 empty] | 18346 | 18346 | PA | RFCE | 2322 | 282
[13 empty] | 18347 | 18347 | PA | RFCE | 2322 | 282
[13 empty] | 18348 | 18348 | PA | RFCE | 2322 | 282
[13 empty] | 18349 | 18349 | PA | RFCE | 2322 | 282
[13 empty] | 18350 | 18350 | PA | RFCE | 2322 | 282
[13 empty] | 18351 | 18351 | PA | RFCE | 2322 | 282
[13 empty] | 18352 | 18352 | PA | RFCE | 2322 | 282
[13 empty] | 18353 | 18353 | PA | RFCE | 2322 | 282
[13 empty] | 18354 | 18354 | PA | RFCE | 2322 | 282
[13 empty] | 18355 | 18355 | PA | RFCE | 2322 | 282
[13 empty] | 18356 | 18356 | PA | RFCE | 2322 | 282
[13 empty] | 18357 | 18357 | PA | RFCE | 2322 | 282
[13 empty] | 18360 | 18360 | PA | RFCE | 2322 | 282
[13 empty] | 18370 | 18370 | PA | RFCE | 2322 | 282
[13 empty] | 18371 | 18371 | PA | RFCE | 2322 | 282
[13 empty] | 18372 | 18372 | PA | RFCE | 2322 | 282
[13 empty] | 18373 | 18373 | PA | RFCE | 2322 | 282
[13 empty] | 18403 | 18403 | PA | RFCE | 2322 | 282
[13 empty] | 18405 | 18405 | PA | RFCE | 2322 | 282
[13 empty] | 18407 | 18407 | PA | RFCE | 2322 | 282
[13 empty] | 18410 | 18410 | PA | RFCE | 2322 | 282
[13 empty] | 18411 | 18411 | PA | RFCE | 2322 | 282
[13 empty] | 18413 | 18413 | PA | RFCE | 2322 | 282
[13 empty] | 18414 | 18414 | PA | RFCE | 2322 | 282
[13 empty] | 18415 | 18415 | PA | RFCE | 2322 | 282
[13 empty] | 18416 | 18416 | PA | RFCE | 2322 | 282
[13 empty] | 18417 | 18417 | PA | RFCE | 2322 | 282
[13 empty] | 18419 | 18419 | PA | RFCE | 2322 | 282
[13 empty] | 18420 | 18420 | PA | RFCE | 2322 | 282
[13 empty] | 18421 | 18421 | PA | RFCE | 2322 | 282
[13 empty] | 18424 | 18424 | PA | RFCE | 2322 | 282
[13 empty] | 18425 | 18425 | PA | RFCE | 2322 | 282
[13 empty] | 18426 | 18426 | PA | RFCE | 2322 | 282
[13 empty] | 18427 | 18427 | PA | RFCE | 2322 | 282
[13 empty] | 18428 | 18428 | PA | RFCE | 2322 | 282
[13 empty] | 18430 | 18430 | PA | RFCE | 2322 | 282
[13 empty] | 18431 | 18431 | PA | RFCE | 2322 | 282
[13 empty] | 18433 | 18433 | PA | RFCE | 2322 | 282
[13 empty] | 18434 | 18434 | PA | RFCE | 2322 | 282
[13 empty] | 18435 | 18435 | PA | RFCE | 2322 | 282
[13 empty] | 18436 | 18436 | PA | RFCE | 2322 | 282
[13 empty] | 18437 | 18437 | PA | RFCE | 2322 | 282
[13 empty] | 18438 | 18438 | PA | RFCE | 2322 | 282
[13 empty] | 18439 | 18439 | PA | RFCE | 2322 | 282
[13 empty] | 18440 | 18440 | PA | RFCE | 2322 | 282
[13 empty] | 18441 | 18441 | PA | RFCE | 2322 | 282
[13 empty] | 18443 | 18443 | PA | RFCE | 2322 | 282
[13 empty] | 18444 | 18444 | PA | RFCE | 2322 | 282
[13 empty] | 18445 | 18445 | PA | RFCE | 2322 | 282
[13 empty] | 18446 | 18446 | PA | RFCE | 2322 | 282
[13 empty] | 18447 | 18447 | PA | RFCE | 2322 | 282
[13 empty] | 18448 | 18448 | PA | RFCE | 2322 | 282
[13 empty] | 18449 | 18449 | PA | RFCE | 2322 | 282
[13 empty] | 18451 | 18451 | PA | RFCE | 2322 | 282
[13 empty] | 18452 | 18452 | PA | RFCE | 2322 | 282
[13 empty] | 18453 | 18453 | PA | RFCE | 2322 | 282
[13 empty] | 18454 | 18454 | PA | RFCE | 2322 | 282
[13 empty] | 18455 | 18455 | PA | RFCE | 2322 | 282
[13 empty] | 18456 | 18456 | PA | RFCE | 2322 | 282
[13 empty] | 18457 | 18457 | PA | RFCE | 2322 | 282
[13 empty] | 18458 | 18458 | PA | RFCE | 2322 | 282
[13 empty] | 18459 | 18459 | PA | RFCE | 2322 | 282
[13 empty] | 18460 | 18460 | PA | RFCE | 2322 | 282
[13 empty] | 18461 | 18461 | PA | RFCE | 2322 | 282
[13 empty] | 18462 | 18462 | PA | RFCE | 2322 | 282
[13 empty] | 18463 | 18463 | PA | RFCE | 2322 | 282
[13 empty] | 18464 | 18464 | PA | RFCE | 2322 | 282
[13 empty] | 18465 | 18465 | PA | RFCE | 2322 | 282
[13 empty] | 18466 | 18466 | PA | RFCE | 2322 | 282
[13 empty] | 18469 | 18469 | PA | RFCE | 2322 | 282
[13 empty] | 18470 | 18470 | PA | RFCE | 2322 | 282
[13 empty] | 18471 | 18471 | PA | RFCE | 2322 | 282
[13 empty] | 18472 | 18472 | PA | RFCE | 2322 | 282
[13 empty] | 18473 | 18473 | PA | RFCE | 2322 | 282
[13 empty] | 18501 | 18501 | PA | RFCE | 2322 | 282
[13 empty] | 18502 | 18502 | PA | RFCE | 2322 | 282
[13 empty] | 18503 | 18503 | PA | RFCE | 2322 | 282
[13 empty] | 18504 | 18504 | PA | RFCE | 2322 | 282
[13 empty] | 18505 | 18505 | PA | RFCE | 2322 | 282
[13 empty] | 18507 | 18507 | PA | RFCE | 2322 | 282
[13 empty] | 18508 | 18508 | PA | RFCE | 2322 | 282
[13 empty] | 18509 | 18509 | PA | RFCE | 2322 | 282
[13 empty] | 18510 | 18510 | PA | RFCE | 2322 | 282
[13 empty] | 18512 | 18512 | PA | RFCE | 2322 | 282
[13 empty] | 18515 | 18515 | PA | RFCE | 2322 | 282
[13 empty] | 18517 | 18517 | PA | RFCE | 2322 | 282
[13 empty] | 18518 | 18518 | PA | RFCE | 2322 | 282
[13 empty] | 18519 | 18519 | PA | RFCE | 2322 | 282
[13 empty] | 18540 | 18540 | PA | RFCE | 2322 | 282
[13 empty] | 18577 | 18577 | PA | RFCE | 2322 | 282
[13 empty] | 18601 | 18601 | PA | RFCE | 2322 | 282
[13 empty] | 18602 | 18602 | PA | RFCE | 2322 | 282
[13 empty] | 18603 | 18603 | PA | RFCE | 2322 | 282
[13 empty] | 18610 | 18610 | PA | RFCE | 2322 | 282
[13 empty] | 18611 | 18611 | PA | RFCE | 2322 | 282
[13 empty] | 18612 | 18612 | PA | RFCE | 2322 | 282
[13 empty] | 18614 | 18614 | PA | RFCE | 2322 | 282
[13 empty] | 18615 | 18615 | PA | RFCE | 2322 | 282
[13 empty] | 18616 | 18616 | PA | RFCE | 2322 | 282
[13 empty] | 18617 | 18617 | PA | RFCE | 2322 | 282
[13 empty] | 18618 | 18618 | PA | RFCE | 2322 | 282
[13 empty] | 18619 | 18619 | PA | RFCE | 2322 | 282
[13 empty] | 18621 | 18621 | PA | RFCE | 2322 | 282
[13 empty] | 18622 | 18622 | PA | RFCE | 2322 | 282
[13 empty] | 18623 | 18623 | PA | RFCE | 2322 | 282
[13 empty] | 18624 | 18624 | PA | RFCE | 2322 | 282
[13 empty] | 18625 | 18625 | PA | RFCE | 2322 | 282
[13 empty] | 18626 | 18626 | PA | RFCE | 2322 | 282
[13 empty] | 18627 | 18627 | PA | RFCE | 2322 | 282
[13 empty] | 18628 | 18628 | PA | RFCE | 2322 | 282
[13 empty] | 18629 | 18629 | PA | RFCE | 2322 | 282
[13 empty] | 18630 | 18630 | PA | RFCE | 2322 | 282
[13 empty] | 18631 | 18631 | PA | RFCE | 2322 | 282
[13 empty] | 18632 | 18632 | PA | RFCE | 2322 | 282
[13 empty] | 18634 | 18634 | PA | RFCE | 2322 | 282
[13 empty] | 18635 | 18635 | PA | RFCE | 2322 | 282
[13 empty] | 18636 | 18636 | PA | RFCE | 2322 | 282
[13 empty] | 18640 | 18640 | PA | RFCE | 2322 | 282
[13 empty] | 18641 | 18641 | PA | RFCE | 2322 | 282
[13 empty] | 18642 | 18642 | PA | RFCE | 2322 | 282
[13 empty] | 18643 | 18643 | PA | RFCE | 2322 | 282
[13 empty] | 18644 | 18644 | PA | RFCE | 2322 | 282
[13 empty] | 18651 | 18651 | PA | RFCE | 2322 | 282
[13 empty] | 18653 | 18653 | PA | RFCE | 2322 | 282
[13 empty] | 18654 | 18654 | PA | RFCE | 2322 | 282
[13 empty] | 18655 | 18655 | PA | RFCE | 2322 | 282
[13 empty] | 18656 | 18656 | PA | RFCE | 2322 | 282
[13 empty] | 18657 | 18657 | PA | RFCE | 2322 | 282
[13 empty] | 18660 | 18660 | PA | RFCE | 2322 | 282
[13 empty] | 18661 | 18661 | PA | RFCE | 2322 | 282
[13 empty] | 18690 | 18690 | PA | RFCE | 2322 | 282
[13 empty] | 18701 | 18701 | PA | RFCE | 2322 | 282
[13 empty] | 18702 | 18702 | PA | RFCE | 2322 | 282
[13 empty] | 18703 | 18703 | PA | RFCE | 2322 | 282
[13 empty] | 18704 | 18704 | PA | RFCE | 2322 | 282
[13 empty] | 18705 | 18705 | PA | RFCE | 2322 | 282
[13 empty] | 18706 | 18706 | PA | RFCE | 2322 | 282
[13 empty] | 18707 | 18707 | PA | RFCE | 2322 | 282
[13 empty] | 18708 | 18708 | PA | RFCE | 2322 | 282
[13 empty] | 18709 | 18709 | PA | RFCE | 2322 | 282
[13 empty] | 18710 | 18710 | PA | RFCE | 2322 | 282
[13 empty] | 18711 | 18711 | PA | RFCE | 2322 | 282
[13 empty] | 18762 | 18762 | PA | RFCE | 2322 | 282
[13 empty] | 18764 | 18764 | PA | RFCE | 2322 | 282
[13 empty] | 18765 | 18765 | PA | RFCE | 2322 | 282
[13 empty] | 18766 | 18766 | PA | RFCE | 2322 | 282
[13 empty] | 18767 | 18767 | PA | RFCE | 2322 | 282
[13 empty] | 18769 | 18769 | PA | RFCE | 2322 | 282
[13 empty] | 18773 | 18773 | PA | RFCE | 2322 | 282
[13 empty] | 18801 | 18801 | PA | RFCE | 2322 | 282
[13 empty] | 18810 | 18810 | PA | RFCE | 2322 | 282
[13 empty] | 18812 | 18812 | PA | RFCE | 2322 | 282
[13 empty] | 18813 | 18813 | PA | RFCE | 2322 | 282
[13 empty] | 18814 | 18814 | PA | RFCE | 2322 | 282
[13 empty] | 18815 | 18815 | PA | RFCE | 2322 | 282
[13 empty] | 18816 | 18816 | PA | RFCE | 2322 | 282
[13 empty] | 18817 | 18817 | PA | RFCE | 2322 | 282
[13 empty] | 18818 | 18818 | PA | RFCE | 2322 | 282
[13 empty] | 18820 | 18820 | PA | RFCE | 2322 | 282
[13 empty] | 18821 | 18821 | PA | RFCE | 2322 | 282
[13 empty] | 18822 | 18822 | PA | RFCE | 2322 | 282
[13 empty] | 18823 | 18823 | PA | RFCE | 2322 | 282
[13 empty] | 18824 | 18824 | PA | RFCE | 2322 | 282
[13 empty] | 18825 | 18825 | PA | RFCE | 2322 | 282
[13 empty] | 18826 | 18826 | PA | RFCE | 2322 | 282
[13 empty] | 18827 | 18827 | PA | RFCE | 2322 | 282
[13 empty] | 18828 | 18828 | PA | RFCE | 2322 | 282
[13 empty] | 18829 | 18829 | PA | RFCE | 2322 | 282
[13 empty] | 18830 | 18830 | PA | RFCE | 2322 | 282
[13 empty] | 18831 | 18831 | PA | RFCE | 2322 | 282
[13 empty] | 18832 | 18832 | PA | RFCE | 2322 | 282
[13 empty] | 18833 | 18833 | PA | RFCE | 2322 | 282
[13 empty] | 18834 | 18834 | PA | RFCE | 2322 | 282
[13 empty] | 18837 | 18837 | PA | RFCE | 2322 | 282
[13 empty] | 18840 | 18840 | PA | RFCE | 2322 | 282
[13 empty] | 18842 | 18842 | PA | RFCE | 2322 | 282
[13 empty] | 18843 | 18843 | PA | RFCE | 2322 | 282
[13 empty] | 18844 | 18844 | PA | RFCE | 2322 | 282
[13 empty] | 18845 | 18845 | PA | RFCE | 2322 | 282
[13 empty] | 18846 | 18846 | PA | RFCE | 2322 | 282
[13 empty] | 18847 | 18847 | PA | RFCE | 2322 | 282
[13 empty] | 18848 | 18848 | PA | RFCE | 2322 | 282
[13 empty] | 18850 | 18850 | PA | RFCE | 2322 | 282
[13 empty] | 18851 | 18851 | PA | RFCE | 2322 | 282
[13 empty] | 18853 | 18853 | PA | RFCE | 2322 | 282
[13 empty] | 18854 | 18854 | PA | RFCE | 2322 | 282
[13 empty] | 18901 | 18901 | PA | RFCE | 2322 | 282
[13 empty] | 18902 | 18902 | PA | RFCE | 2322 | 282
[13 empty] | 18910 | 18910 | PA | RFCE | 2322 | 282
[13 empty] | 18911 | 18911 | PA | RFCE | 2322 | 282
[13 empty] | 18912 | 18912 | PA | RFCE | 2322 | 282
[13 empty] | 18913 | 18913 | PA | RFCE | 2322 | 282
[13 empty] | 18914 | 18914 | PA | RFCE | 2322 | 282
[13 empty] | 18915 | 18915 | PA | RFCE | 2322 | 282
[13 empty] | 18916 | 18916 | PA | RFCE | 2322 | 282
[13 empty] | 18917 | 18917 | PA | RFCE | 2322 | 282
[13 empty] | 18918 | 18918 | PA | RFCE | 2322 | 282
[13 empty] | 18920 | 18920 | PA | RFCE | 2322 | 282
[13 empty] | 18921 | 18921 | PA | RFCE | 2322 | 282
[13 empty] | 18922 | 18922 | PA | RFCE | 2322 | 282
[13 empty] | 18923 | 18923 | PA | RFCE | 2322 | 282
[13 empty] | 18924 | 18924 | PA | RFCE | 2322 | 282
[13 empty] | 18925 | 18925 | PA | RFCE | 2322 | 282
[13 empty] | 18926 | 18926 | PA | RFCE | 2322 | 282
[13 empty] | 18927 | 18927 | PA | RFCE | 2322 | 282
[13 empty] | 18928 | 18928 | PA | RFCE | 2322 | 282
[13 empty] | 18929 | 18929 | PA | RFCE | 2322 | 282
[13 empty] | 18930 | 18930 | PA | RFCE | 2322 | 282
[13 empty] | 18931 | 18931 | PA | RFCE | 2322 | 282
[13 empty] | 18932 | 18932 | PA | RFCE | 2322 | 282
[13 empty] | 18933 | 18933 | PA | RFCE | 2322 | 282
[13 empty] | 18934 | 18934 | PA | RFCE | 2322 | 282
[13 empty] | 18935 | 18935 | PA | RFCE | 2322 | 282
[13 empty] | 18936 | 18936 | PA | RFCE | 2322 | 282
[13 empty] | 18938 | 18938 | PA | RFCE | 2322 | 282
[13 empty] | 18940 | 18940 | PA | RFCE | 2322 | 282
[13 empty] | 18942 | 18942 | PA | RFCE | 2322 | 282
[13 empty] | 18943 | 18943 | PA | RFCE | 2322 | 282
[13 empty] | 18944 | 18944 | PA | RFCE | 2322 | 282
[13 empty] | 18946 | 18946 | PA | RFCE | 2322 | 282
[13 empty] | 18947 | 18947 | PA | RFCE | 2322 | 282
[13 empty] | 18949 | 18949 | PA | RFCE | 2322 | 282
[13 empty] | 18950 | 18950 | PA | RFCE | 2322 | 282
[13 empty] | 18951 | 18951 | PA | RFCE | 2322 | 282
[13 empty] | 18953 | 18953 | PA | RFCE | 2322 | 282
[13 empty] | 18954 | 18954 | PA | RFCE | 2322 | 282
[13 empty] | 18955 | 18955 | PA | RFCE | 2322 | 282
[13 empty] | 18956 | 18956 | PA | RFCE | 2322 | 282
[13 empty] | 18957 | 18957 | PA | RFCE | 2322 | 282
[13 empty] | 18958 | 18958 | PA | RFCE | 2322 | 282
[13 empty] | 18960 | 18960 | PA | RFCE | 2322 | 282
[13 empty] | 18962 | 18962 | PA | RFCE | 2322 | 282
[13 empty] | 18963 | 18963 | PA | RFCE | 2322 | 282
[13 empty] | 18964 | 18964 | PA | RFCE | 2322 | 282
[13 empty] | 18966 | 18966 | PA | RFCE | 2322 | 282
[13 empty] | 18968 | 18968 | PA | RFCE | 2322 | 282
[13 empty] | 18969 | 18969 | PA | RFCE | 2322 | 282
[13 empty] | 18970 | 18970 | PA | RFCE | 2322 | 282
[13 empty] | 18971 | 18971 | PA | RFCE | 2322 | 282
[13 empty] | 18972 | 18972 | PA | RFCE | 2322 | 282
[13 empty] | 18974 | 18974 | PA | RFCE | 2322 | 282
[13 empty] | 18976 | 18976 | PA | RFCE | 2322 | 282
[13 empty] | 18977 | 18977 | PA | RFCE | 2322 | 282
[13 empty] | 18979 | 18979 | PA | RFCE | 2322 | 282
[13 empty] | 18980 | 18980 | PA | RFCE | 2322 | 282
[13 empty] | 18981 | 18981 | PA | RFCE | 2322 | 282
[13 empty] | 18991 | 18991 | PA | RFCE | 2322 | 282
[13 empty] | 19001 | 19001 | PA | RFCE | 2322 | 282
[13 empty] | 19002 | 19002 | PA | RFCE | 2322 | 282
[13 empty] | 19003 | 19003 | PA | RFCE | 2322 | 282
[13 empty] | 19004 | 19004 | PA | RFCE | 2322 | 282
[13 empty] | 19006 | 19006 | PA | RFCE | 2322 | 282
[13 empty] | 19007 | 19007 | PA | RFCE | 2322 | 282
[13 empty] | 19008 | 19008 | PA | RFCE | 2322 | 282
[13 empty] | 19009 | 19009 | PA | RFCE | 2322 | 282
[13 empty] | 19010 | 19010 | PA | RFCE | 2322 | 282
[13 empty] | 19012 | 19012 | PA | RFCE | 2322 | 282
[13 empty] | 19013 | 19013 | PA | RFCE | 2322 | 282
[13 empty] | 19014 | 19014 | PA | RFCE | 2322 | 282
[13 empty] | 19015 | 19015 | PA | RFCE | 2322 | 282
[13 empty] | 19016 | 19016 | PA | RFCE | 2322 | 282
[13 empty] | 19017 | 19017 | PA | RFCE | 2322 | 282
[13 empty] | 19018 | 19018 | PA | RFCE | 2322 | 282
[13 empty] | 19019 | 19019 | PA | RFCE | 1997.3333 | 383.6667
[13 empty] | 19020 | 19020 | PA | RFCE | 1997.3333 | 383.6667
[13 empty] | 19021 | 19021 | PA | RFCE | 1997.3333 | 383.6667
[13 empty] | 19022 | 19022 | PA | RFCE | 1997.3333 | 383.6667
[13 empty] | 19023 | 19023 | PA | RFCE | 1997.3333 | 383.6667
[13 empty] | 19025 | 19025 | PA | RFCE | 1997.3333 | 383.6667
[13 empty] | 19026 | 19026 | PA | RFCE | 1997.3333 | 383.6667
[13 empty] | 19027 | 19027 | PA | RFCE | 1997.3333 | 383.6667
[13 empty] | 19028 | 19028 | PA | RFCE | 1997.3333 | 383.6667
[13 empty] | 19029 | 19029 | PA | RFCE | 1997.3333 | 383.6667
[13 empty] | 19030 | 19030 | PA | RFCE | 1997.3333 | 383.6667
[13 empty] | 19031 | 19031 | PA | RFCE | 1997.3333 | 383.6667
[13 empty] | 19032 | 19032 | PA | RFCE | 1997.3333 | 383.6667
[13 empty] | 19033 | 19033 | PA | RFCE | 1997.3333 | 383.6667
[13 empty] | 19034 | 19034 | PA | RFCE | 1997.3333 | 383.6667
[13 empty] | 19035 | 19035 | PA | RFCE | 1997.3333 | 383.6667
[13 empty] | 19036 | 19036 | PA | RFCE | 1997.3333 | 383.6667
[13 empty] | 19037 | 19037 | PA | RFCE | 1997.3333 | 383.6667
[13 empty] | 19038 | 19038 | PA | RFCE | 1997.3333 | 383.6667
[13 empty] | 19039 | 19039 | PA | RFCE | 1997.3333 | 383.6667
[13 empty] | 19040 | 19040 | PA | RFCE | 1997.3333 | 383.6667
[13 empty] | 19041 | 19041 | PA | RFCE | 1997.3333 | 383.6667
[13 empty] | 19043 | 19043 | PA | RFCE | 1997.3333 | 383.6667
[13 empty] | 19044 | 19044 | PA | RFCE | 1997.3333 | 383.6667
[13 empty] | 19046 | 19046 | PA | RFCE | 1997.3333 | 383.6667
[13 empty] | 19047 | 19047 | PA | RFCE | 1997.3333 | 383.6667
[13 empty] | 19048 | 19048 | PA | RFCE | 1997.3333 | 383.6667
[13 empty] | 19049 | 19049 | PA | RFCE | 1997.3333 | 383.6667
[13 empty] | 19050 | 19050 | PA | RFCE | 1997.3333 | 383.6667
[13 empty] | 19052 | 19052 | PA | RFCE | 1997.3333 | 383.6667
[13 empty] | 19053 | 19053 | PA | RFCE | 1997.3333 | 383.6667
[13 empty] | 19054 | 19054 | PA | RFCE | 1997.3333 | 383.6667
[13 empty] | 19055 | 19055 | PA | RFCE | 1997.3333 | 383.6667
[13 empty] | 19056 | 19056 | PA | RFCE | 1997.3333 | 383.6667
[13 empty] | 19057 | 19057 | PA | RFCE | 1997.3333 | 383.6667
[13 empty] | 19058 | 19058 | PA | RFCE | 1997.3333 | 383.6667
[13 empty] | 19060 | 19060 | PA | RFCE | 1997.3333 | 383.6667
[13 empty] | 19061 | 19061 | PA | RFCE | 1997.3333 | 383.6667
[13 empty] | 19063 | 19063 | PA | RFCE | 1997.3333 | 383.6667
[13 empty] | 19064 | 19064 | PA | RFCE | 1997.3333 | 383.6667
[13 empty] | 19065 | 19065 | PA | RFCE | 1997.3333 | 383.6667
[13 empty] | 19066 | 19066 | PA | RFCE | 1997.3333 | 383.6667
[13 empty] | 19067 | 19067 | PA | RFCE | 1997.3333 | 383.6667
[13 empty] | 19070 | 19070 | PA | RFCE | 1997.3333 | 383.6667
[13 empty] | 19072 | 19072 | PA | RFCE | 1997.3333 | 383.6667
[13 empty] | 19073 | 19073 | PA | RFCE | 1997.3333 | 383.6667
[13 empty] | 19074 | 19074 | PA | RFCE | 1997.3333 | 383.6667
[13 empty] | 19075 | 19075 | PA | RFCE | 1997.3333 | 383.6667
[13 empty] | 19076 | 19076 | PA | RFCE | 1997.3333 | 383.6667
[13 empty] | 19078 | 19078 | PA | RFCE | 1997.3333 | 383.6667
[13 empty] | 19079 | 19079 | PA | RFCE | 1997.3333 | 383.6667
[13 empty] | 19080 | 19080 | PA | RFCE | 1997.3333 | 383.6667
[13 empty] | 19081 | 19081 | PA | RFCE | 1997.3333 | 383.6667
[13 empty] | 19082 | 19082 | PA | RFCE | 1997.3333 | 383.6667
[13 empty] | 19083 | 19083 | PA | RFCE | 1997.3333 | 383.6667
[13 empty] | 19085 | 19085 | PA | RFCE | 1997.3333 | 383.6667
[13 empty] | 19086 | 19086 | PA | RFCE | 1997.3333 | 383.6667
[13 empty] | 19087 | 19087 | PA | RFCE | 1997.3333 | 383.6667
[13 empty] | 19088 | 19088 | PA | RFCE | 1997.3333 | 383.6667
[13 empty] | 19089 | 19089 | PA | RFCE | 1997.3333 | 383.6667
[13 empty] | 19090 | 19090 | PA | RFCE | 1997.3333 | 383.6667
[13 empty] | 19091 | 19091 | PA | RFCE | 1997.3333 | 383.6667
[13 empty] | 19092 | 19092 | PA | RFCE | 1997.3333 | 383.6667
[13 empty] | 19093 | 19093 | PA | RFCE | 1997.3333 | 383.6667
[13 empty] | 19094 | 19094 | PA | RFCE | 1997.3333 | 383.6667
[13 empty] | 19095 | 19095 | PA | RFCE | 1997.3333 | 383.6667
[13 empty] | 19096 | 19096 | PA | RFCE | 1997.3333 | 383.6667
[13 empty] | 19098 | 19098 | PA | RFCE | 1997.3333 | 383.6667
[13 empty] | 19099 | 19099 | PA | RFCE | 1997.3333 | 383.6667
[13 empty] | 19101 | 19101 | PA | RFCE | 1997.3333 | 383.6667
[13 empty] | 19102 | 19102 | PA | RFCE | 1997.3333 | 383.6667
[13 empty] | 19103 | 19103 | PA | RFCE | 1997.3333 | 383.6667
[13 empty] | 19104 | 19104 | PA | RFCE | 1997.3333 | 383.6667
[13 empty] | 19105 | 19105 | PA | RFCE | 1997.3333 | 383.6667
[13 empty] | 19106 | 19106 | PA | RFCE | 1997.3333 | 383.6667
[13 empty] | 19107 | 19107 | PA | RFCE | 1997.3333 | 383.6667
[13 empty] | 19108 | 19108 | PA | RFCE | 1997.3333 | 383.6667
[13 empty] | 19109 | 19109 | PA | RFCE | 1997.3333 | 383.6667
[13 empty] | 19110 | 19110 | PA | RFCE | 1997.3333 | 383.6667
[13 empty] | 19111 | 19111 | PA | RFCE | 1997.3333 | 383.6667
[13 empty] | 19112 | 19112 | PA | RFCE | 1997.3333 | 383.6667
[13 empty] | 19113 | 19113 | PA | RFCE | 1997.3333 | 383.6667
[13 empty] | 19114 | 19114 | PA | RFCE | 1997.3333 | 383.6667
[13 empty] | 19115 | 19115 | PA | RFCE | 1997.3333 | 383.6667
[13 empty] | 19116 | 19116 | PA | RFCE | 1997.3333 | 383.6667
[13 empty] | 19118 | 19118 | PA | RFCE | 1997.3333 | 383.6667
[13 empty] | 19119 | 19119 | PA | RFCE | 1997.3333 | 383.6667
[13 empty] | 19120 | 19120 | PA | RFCE | 1997.3333 | 383.6667
[13 empty] | 19121 | 19121 | PA | RFCE | 1997.3333 | 383.6667
[13 empty] | 19122 | 19122 | PA | RFCE | 1997.3333 | 383.6667
[13 empty] | 19123 | 19123 | PA | RFCE | 1997.3333 | 383.6667
[13 empty] | 19124 | 19124 | PA | RFCE | 1997.3333 | 383.6667
[13 empty] | 19125 | 19125 | PA | RFCE | 1997.3333 | 383.6667
[13 empty] | 19126 | 19126 | PA | RFCE | 1997.3333 | 383.6667
[13 empty] | 19127 | 19127 | PA | RFCE | 1997.3333 | 383.6667
[13 empty] | 19128 | 19128 | PA | RFCE | 1997.3333 | 383.6667
[13 empty] | 19129 | 19129 | PA | RFCE | 1997.3333 | 383.6667
[13 empty] | 19130 | 19130 | PA | RFCE | 1997.3333 | 383.6667
[13 empty] | 19131 | 19131 | PA | RFCE | 1997.3333 | 383.6667
[13 empty] | 19132 | 19132 | PA | RFCE | 1997.3333 | 383.6667
[13 empty] | 19133 | 19133 | PA | RFCE | 1997.3333 | 383.6667
[13 empty] | 19134 | 19134 | PA | RFCE | 1997.3333 | 383.6667
[13 empty] | 19135 | 19135 | PA | RFCE | 1997.3333 | 383.6667
[13 empty] | 19136 | 19136 | PA | RFCE | 1997.3333 | 383.6667
[13 empty] | 19137 | 19137 | PA | RFCE | 1997.3333 | 383.6667
[13 empty] | 19138 | 19138 | PA | RFCE | 1997.3333 | 383.6667
[13 empty] | 19139 | 19139 | PA | RFCE | 1997.3333 | 383.6667
[13 empty] | 19140 | 19140 | PA | RFCE | 1997.3333 | 383.6667
[13 empty] | 19141 | 19141 | PA | RFCE | 1997.3333 | 383.6667
[13 empty] | 19142 | 19142 | PA | RFCE | 1997.3333 | 383.6667
[13 empty] | 19143 | 19143 | PA | RFCE | 1997.3333 | 383.6667
[13 empty] | 19144 | 19144 | PA | RFCE | 1997.3333 | 383.6667
[13 empty] | 19145 | 19145 | PA | RFCE | 1997.3333 | 383.6667
[13 empty] | 19146 | 19146 | PA | RFCE | 1997.3333 | 383.6667
[13 empty] | 19147 | 19147 | PA | RFCE | 1997.3333 | 383.6667
[13 empty] | 19148 | 19148 | PA | RFCE | 1997.3333 | 383.6667
[13 empty] | 19149 | 19149 | PA | RFCE | 1997.3333 | 383.6667
[13 empty] | 19150 | 19150 | PA | RFCE | 1997.3333 | 383.6667
[13 empty] | 19151 | 19151 | PA | RFCE | 1997.3333 | 383.6667
[13 empty] | 19152 | 19152 | PA | RFCE | 1997.3333 | 383.6667
[13 empty] | 19153 | 19153 | PA | RFCE | 1997.3333 | 383.6667
[13 empty] | 19154 | 19154 | PA | RFCE | 1997.3333 | 383.6667
[13 empty] | 19155 | 19155 | PA | RFCE | 1997.3333 | 383.6667
[13 empty] | 19160 | 19160 | PA | RFCE | 1997.3333 | 383.6667
[13 empty] | 19161 | 19161 | PA | RFCE | 1997.3333 | 383.6667
[13 empty] | 19162 | 19162 | PA | RFCE | 1997.3333 | 383.6667
[13 empty] | 19170 | 19170 | PA | RFCE | 1997.3333 | 383.6667
[13 empty] | 19171 | 19171 | PA | RFCE | 1997.3333 | 383.6667
[13 empty] | 19172 | 19172 | PA | RFCE | 1997.3333 | 383.6667
[13 empty] | 19173 | 19173 | PA | RFCE | 1997.3333 | 383.6667
[13 empty] | 19175 | 19175 | PA | RFCE | 1997.3333 | 383.6667
[13 empty] | 19176 | 19176 | PA | RFCE | 1997.3333 | 383.6667
[13 empty] | 19177 | 19177 | PA | RFCE | 1997.3333 | 383.6667
[13 empty] | 19178 | 19178 | PA | RFCE | 1997.3333 | 383.6667
[13 empty] | 19179 | 19179 | PA | RFCE | 1997.3333 | 383.6667
[13 empty] | 19181 | 19181 | PA | RFCE | 1997.3333 | 383.6667
[13 empty] | 19182 | 19182 | PA | RFCE | 1997.3333 | 383.6667
[13 empty] | 19183 | 19183 | PA | RFCE | 1997.3333 | 383.6667
[13 empty] | 19184 | 19184 | PA | RFCE | 1997.3333 | 383.6667
[13 empty] | 19185 | 19185 | PA | RFCE | 1997.3333 | 383.6667
[13 empty] | 19187 | 19187 | PA | RFCE | 1997.3333 | 383.6667
[13 empty] | 19188 | 19188 | PA | RFCE | 1997.3333 | 383.6667
[13 empty] | 19190 | 19190 | PA | RFCE | 1997.3333 | 383.6667
[13 empty] | 19191 | 19191 | PA | RFCE | 1997.3333 | 383.6667
[13 empty] | 19192 | 19192 | PA | RFCE | 1997.3333 | 383.6667
[13 empty] | 19193 | 19193 | PA | RFCE | 1997.3333 | 383.6667
[13 empty] | 19194 | 19194 | PA | RFCE | 1997.3333 | 383.6667
[13 empty] | 19195 | 19195 | PA | RFCE | 1997.3333 | 383.6667
[13 empty] | 19196 | 19196 | PA | RFCE | 1997.3333 | 383.6667
[13 empty] | 19197 | 19197 | PA | RFCE | 1997.3333 | 383.6667
[13 empty] | 19244 | 19244 | PA | RFCE | 1997.3333 | 383.6667
[13 empty] | 19255 | 19255 | PA | RFCE | 1997.3333 | 383.6667
[13 empty] | 19301 | 19301 | PA | RFCE | 1997.3333 | 383.6667
[13 empty] | 19310 | 19310 | PA | RFCE | 1997.3333 | 383.6667
[13 empty] | 19311 | 19311 | PA | RFCE | 1997.3333 | 383.6667
[13 empty] | 19312 | 19312 | PA | RFCE | 1997.3333 | 383.6667
[13 empty] | 19316 | 19316 | PA | RFCE | 1997.3333 | 383.6667
[13 empty] | 19317 | 19317 | PA | RFCE | 1997.3333 | 383.6667
[13 empty] | 19318 | 19318 | PA | RFCE | 1997.3333 | 383.6667
[13 empty] | 19319 | 19319 | PA | RFCE | 1997.3333 | 383.6667
[13 empty] | 19320 | 19320 | PA | RFCE | 1997.3333 | 383.6667
[13 empty] | 19330 | 19330 | PA | RFCE | 1997.3333 | 383.6667
[13 empty] | 19331 | 19331 | PA | RFCE | 1997.3333 | 383.6667
[13 empty] | 19333 | 19333 | PA | RFCE | 1997.3333 | 383.6667
[13 empty] | 19335 | 19335 | PA | RFCE | 1997.3333 | 383.6667
[13 empty] | 19339 | 19339 | PA | RFCE | 1997.3333 | 383.6667
[13 empty] | 19340 | 19340 | PA | RFCE | 1997.3333 | 383.6667
[13 empty] | 19341 | 19341 | PA | RFCE | 1997.3333 | 383.6667
[13 empty] | 19342 | 19342 | PA | RFCE | 1997.3333 | 383.6667
[13 empty] | 19343 | 19343 | PA | RFCE | 1997.3333 | 383.6667
[13 empty] | 19344 | 19344 | PA | RFCE | 1997.3333 | 383.6667
[13 empty] | 19345 | 19345 | PA | RFCE | 1997.3333 | 383.6667
[13 empty] | 19346 | 19346 | PA | RFCE | 1997.3333 | 383.6667
[13 empty] | 19347 | 19347 | PA | RFCE | 1997.3333 | 383.6667
[13 empty] | 19348 | 19348 | PA | RFCE | 1997.3333 | 383.6667
[13 empty] | 19350 | 19350 | PA | RFCE | 1997.3333 | 383.6667
[13 empty] | 19351 | 19351 | PA | RFCE | 1997.3333 | 383.6667
[13 empty] | 19352 | 19352 | PA | RFCE | 1997.3333 | 383.6667
[13 empty] | 19353 | 19353 | PA | RFCE | 1997.3333 | 383.6667
[13 empty] | 19354 | 19354 | PA | RFCE | 1997.3333 | 383.6667
[13 empty] | 19355 | 19355 | PA | RFCE | 1997.3333 | 383.6667
[13 empty] | 19357 | 19357 | PA | RFCE | 1997.3333 | 383.6667
[13 empty] | 19358 | 19358 | PA | RFCE | 1997.3333 | 383.6667
[13 empty] | 19360 | 19360 | PA | RFCE | 1997.3333 | 383.6667
[13 empty] | 19362 | 19362 | PA | RFCE | 1997.3333 | 383.6667
[13 empty] | 19363 | 19363 | PA | RFCE | 1997.3333 | 383.6667
[13 empty] | 19365 | 19365 | PA | RFCE | 1997.3333 | 383.6667
[13 empty] | 19366 | 19366 | PA | RFCE | 1997.3333 | 383.6667
[13 empty] | 19367 | 19367 | PA | RFCE | 1997.3333 | 383.6667
[13 empty] | 19369 | 19369 | PA | RFCE | 1997.3333 | 383.6667
[13 empty] | 19371 | 19371 | PA | RFCE | 1997.3333 | 383.6667
[13 empty] | 19372 | 19372 | PA | RFCE | 1997.3333 | 383.6667
[13 empty] | 19373 | 19373 | PA | RFCE | 1997.3333 | 383.6667
[13 empty] | 19374 | 19374 | PA | RFCE | 1997.3333 | 383.6667
[13 empty] | 19375 | 19375 | PA | RFCE | 1997.3333 | 383.6667
[13 empty] | 19376 | 19376 | PA | RFCE | 1997.3333 | 383.6667
[13 empty] | 19380 | 19380 | PA | RFCE | 1997.3333 | 383.6667
[13 empty] | 19381 | 19381 | PA | RFCE | 1997.3333 | 383.6667
[13 empty] | 19382 | 19382 | PA | RFCE | 1997.3333 | 383.6667
[13 empty] | 19383 | 19383 | PA | RFCE | 1997.3333 | 383.6667
[13 empty] | 19388 | 19388 | PA | RFCE | 1997.3333 | 383.6667
[13 empty] | 19390 | 19390 | PA | RFCE | 1997.3333 | 383.6667
[13 empty] | 19395 | 19395 | PA | RFCE | 1997.3333 | 383.6667
[13 empty] | 19397 | 19397 | PA | RFCE | 1997.3333 | 383.6667
[13 empty] | 19398 | 19398 | PA | RFCE | 1997.3333 | 383.6667
[13 empty] | 19399 | 19399 | PA | RFCE | 1997.3333 | 383.6667
[13 empty] | 19401 | 19401 | PA | RFCE | 1997.3333 | 383.6667
[13 empty] | 19403 | 19403 | PA | RFCE | 1997.3333 | 383.6667
[13 empty] | 19404 | 19404 | PA | RFCE | 1997.3333 | 383.6667
[13 empty] | 19405 | 19405 | PA | RFCE | 1997.3333 | 383.6667
[13 empty] | 19406 | 19406 | PA | RFCE | 1997.3333 | 383.6667
[13 empty] | 19407 | 19407 | PA | RFCE | 1997.3333 | 383.6667
[13 empty] | 19408 | 19408 | PA | RFCE | 1997.3333 | 383.6667
[13 empty] | 19409 | 19409 | PA | RFCE | 1997.3333 | 383.6667
[13 empty] | 19415 | 19415 | PA | RFCE | 1997.3333 | 383.6667
[13 empty] | 19420 | 19420 | PA | RFCE | 1997.3333 | 383.6667
[13 empty] | 19421 | 19421 | PA | RFCE | 1997.3333 | 383.6667
[13 empty] | 19422 | 19422 | PA | RFCE | 1997.3333 | 383.6667
[13 empty] | 19423 | 19423 | PA | RFCE | 1997.3333 | 383.6667
[13 empty] | 19424 | 19424 | PA | RFCE | 1997.3333 | 383.6667
[13 empty] | 19425 | 19425 | PA | RFCE | 1997.3333 | 383.6667
[13 empty] | 19426 | 19426 | PA | RFCE | 1997.3333 | 383.6667
[13 empty] | 19428 | 19428 | PA | RFCE | 1997.3333 | 383.6667
[13 empty] | 19429 | 19429 | PA | RFCE | 1997.3333 | 383.6667
[13 empty] | 19430 | 19430 | PA | RFCE | 1997.3333 | 383.6667
[13 empty] | 19432 | 19432 | PA | RFCE | 1997.3333 | 383.6667
[13 empty] | 19435 | 19435 | PA | RFCE | 1997.3333 | 383.6667
[13 empty] | 19436 | 19436 | PA | RFCE | 1997.3333 | 383.6667
[13 empty] | 19437 | 19437 | PA | RFCE | 1997.3333 | 383.6667
[13 empty] | 19438 | 19438 | PA | RFCE | 1997.3333 | 383.6667
[13 empty] | 19440 | 19440 | PA | RFCE | 1997.3333 | 383.6667
[13 empty] | 19441 | 19441 | PA | RFCE | 1997.3333 | 383.6667
[13 empty] | 19442 | 19442 | PA | RFCE | 1997.3333 | 383.6667
[13 empty] | 19443 | 19443 | PA | RFCE | 1997.3333 | 383.6667
[13 empty] | 19444 | 19444 | PA | RFCE | 1997.3333 | 383.6667
[13 empty] | 19446 | 19446 | PA | RFCE | 1997.3333 | 383.6667
[13 empty] | 19450 | 19450 | PA | RFCE | 1997.3333 | 383.6667
[13 empty] | 19451 | 19451 | PA | RFCE | 1997.3333 | 383.6667
[13 empty] | 19453 | 19453 | PA | RFCE | 1997.3333 | 383.6667
[13 empty] | 19454 | 19454 | PA | RFCE | 1997.3333 | 383.6667
[13 empty] | 19455 | 19455 | PA | RFCE | 1997.3333 | 383.6667
[13 empty] | 19456 | 19456 | PA | RFCE | 1997.3333 | 383.6667
[13 empty] | 19457 | 19457 | PA | RFCE | 1997.3333 | 383.6667
[13 empty] | 19460 | 19460 | PA | RFCE | 1997.3333 | 383.6667
[13 empty] | 19462 | 19462 | PA | RFCE | 1997.3333 | 383.6667
[13 empty] | 19464 | 19464 | PA | RFCE | 1997.3333 | 383.6667
[13 empty] | 19465 | 19465 | PA | RFCE | 1997.3333 | 383.6667
[13 empty] | 19468 | 19468 | PA | RFCE | 1997.3333 | 383.6667
[13 empty] | 19470 | 19470 | PA | RFCE | 1997.3333 | 383.6667
[13 empty] | 19472 | 19472 | PA | RFCE | 1997.3333 | 383.6667
[13 empty] | 19473 | 19473 | PA | RFCE | 1997.3333 | 383.6667
[13 empty] | 19474 | 19474 | PA | RFCE | 1997.3333 | 383.6667
[13 empty] | 19475 | 19475 | PA | RFCE | 1997.3333 | 383.6667
[13 empty] | 19477 | 19477 | PA | RFCE | 1997.3333 | 383.6667
[13 empty] | 19478 | 19478 | PA | RFCE | 1997.3333 | 383.6667
[13 empty] | 19480 | 19480 | PA | RFCE | 1997.3333 | 383.6667
[13 empty] | 19481 | 19481 | PA | RFCE | 1997.3333 | 383.6667
[13 empty] | 19482 | 19482 | PA | RFCE | 1997.3333 | 383.6667
[13 empty] | 19484 | 19484 | PA | RFCE | 1997.3333 | 383.6667
[13 empty] | 19485 | 19485 | PA | RFCE | 1997.3333 | 383.6667
[13 empty] | 19486 | 19486 | PA | RFCE | 1997.3333 | 383.6667
[13 empty] | 19490 | 19490 | PA | RFCE | 1997.3333 | 383.6667
[13 empty] | 19492 | 19492 | PA | RFCE | 1997.3333 | 383.6667
[13 empty] | 19493 | 19493 | PA | RFCE | 1997.3333 | 383.6667
[13 empty] | 19494 | 19494 | PA | RFCE | 1997.3333 | 383.6667
[13 empty] | 19495 | 19495 | PA | RFCE | 1997.3333 | 383.6667
[13 empty] | 19496 | 19496 | PA | RFCE | 1997.3333 | 383.6667
[13 empty] | 19501 | 19501 | PA | RFCE | 1997.3333 | 383.6667
[13 empty] | 19503 | 19503 | PA | RFCE | 1997.3333 | 383.6667
[13 empty] | 19504 | 19504 | PA | RFCE | 1997.3333 | 383.6667
[13 empty] | 19505 | 19505 | PA | RFCE | 1997.3333 | 383.6667
[13 empty] | 19506 | 19506 | PA | RFCE | 1997.3333 | 383.6667
[13 empty] | 19507 | 19507 | PA | RFCE | 1997.3333 | 383.6667
[13 empty] | 19508 | 19508 | PA | RFCE | 1997.3333 | 383.6667
[13 empty] | 19510 | 19510 | PA | RFCE | 1997.3333 | 383.6667
[13 empty] | 19511 | 19511 | PA | RFCE | 1997.3333 | 383.6667
[13 empty] | 19512 | 19512 | PA | RFCE | 1997.3333 | 383.6667
[13 empty] | 19516 | 19516 | PA | RFCE | 1997.3333 | 383.6667
[13 empty] | 19518 | 19518 | PA | RFCE | 1997.3333 | 383.6667
[13 empty] | 19519 | 19519 | PA | RFCE | 1997.3333 | 383.6667
[13 empty] | 19520 | 19520 | PA | RFCE | 1997.3333 | 383.6667
[13 empty] | 19522 | 19522 | PA | RFCE | 1997.3333 | 383.6667
[13 empty] | 19523 | 19523 | PA | RFCE | 1997.3333 | 383.6667
[13 empty] | 19525 | 19525 | PA | RFCE | 1997.3333 | 383.6667
[13 empty] | 19526 | 19526 | PA | RFCE | 1997.3333 | 383.6667
[13 empty] | 19529 | 19529 | PA | RFCE | 1997.3333 | 383.6667
[13 empty] | 19530 | 19530 | PA | RFCE | 1997.3333 | 383.6667
[13 empty] | 19533 | 19533 | PA | RFCE | 1997.3333 | 383.6667
[13 empty] | 19534 | 19534 | PA | RFCE | 1997.3333 | 383.6667
[13 empty] | 19535 | 19535 | PA | RFCE | 1997.3333 | 383.6667
[13 empty] | 19536 | 19536 | PA | RFCE | 1997.3333 | 383.6667
[13 empty] | 19538 | 19538 | PA | RFCE | 1997.3333 | 383.6667
[13 empty] | 19539 | 19539 | PA | RFCE | 1997.3333 | 383.6667
[13 empty] | 19540 | 19540 | PA | RFCE | 1997.3333 | 383.6667
[13 empty] | 19541 | 19541 | PA | RFCE | 1997.3333 | 383.6667
[13 empty] | 19542 | 19542 | PA | RFCE | 1997.3333 | 383.6667
[13 empty] | 19543 | 19543 | PA | RFCE | 1997.3333 | 383.6667
[13 empty] | 19544 | 19544 | PA | RFCE | 1997.3333 | 383.6667
[13 empty] | 19545 | 19545 | PA | RFCE | 1997.3333 | 383.6667
[13 empty] | 19547 | 19547 | PA | RFCE | 1997.3333 | 383.6667
[13 empty] | 19548 | 19548 | PA | RFCE | 1997.3333 | 383.6667
[13 empty] | 19549 | 19549 | PA | RFCE | 1997.3333 | 383.6667
[13 empty] | 19550 | 19550 | PA | RFCE | 1997.3333 | 383.6667
[13 empty] | 19551 | 19551 | PA | RFCE | 1997.3333 | 383.6667
[13 empty] | 19554 | 19554 | PA | RFCE | 1997.3333 | 383.6667
[13 empty] | 19555 | 19555 | PA | RFCE | 1997.3333 | 383.6667
[13 empty] | 19559 | 19559 | PA | RFCE | 1997.3333 | 383.6667
[13 empty] | 19560 | 19560 | PA | RFCE | 1997.3333 | 383.6667
[13 empty] | 19562 | 19562 | PA | RFCE | 1997.3333 | 383.6667
[13 empty] | 19564 | 19564 | PA | RFCE | 1997.3333 | 383.6667
[13 empty] | 19565 | 19565 | PA | RFCE | 1997.3333 | 383.6667
[13 empty] | 19567 | 19567 | PA | RFCE | 1997.3333 | 383.6667
[13 empty] | 19601 | 19601 | PA | RFCE | 1997.3333 | 383.6667
[13 empty] | 19602 | 19602 | PA | RFCE | 1997.3333 | 383.6667
[13 empty] | 19603 | 19603 | PA | RFCE | 1997.3333 | 383.6667
[13 empty] | 19604 | 19604 | PA | RFCE | 1997.3333 | 383.6667
[13 empty] | 19605 | 19605 | PA | RFCE | 1997.3333 | 383.6667
[13 empty] | 19606 | 19606 | PA | RFCE | 1997.3333 | 383.6667
[13 empty] | 19607 | 19607 | PA | RFCE | 1997.3333 | 383.6667
[13 empty] | 19608 | 19608 | PA | RFCE | 1997.3333 | 383.6667
[13 empty] | 19609 | 19609 | PA | RFCE | 1997.3333 | 383.6667
[13 empty] | 19610 | 19610 | PA | RFCE | 1997.3333 | 383.6667
[13 empty] | 19611 | 19611 | PA | RFCE | 1997.3333 | 383.6667
[13 empty] | 19612 | 19612 | PA | RFCE | 1997.3333 | 383.6667
[13 empty] | 19701 | 19701 | DE | RFCE | 1997.3333 | 383.6667
[13 empty] | 19702 | 19702 | DE | RFCE | 1997.3333 | 383.6667
[13 empty] | 19703 | 19703 | DE | RFCE | 1997.3333 | 383.6667
[13 empty] | 19706 | 19706 | DE | RFCE | 1997.3333 | 383.6667
[13 empty] | 19707 | 19707 | DE | RFCE | 1997.3333 | 383.6667
[13 empty] | 19708 | 19708 | DE | RFCE | 1997.3333 | 383.6667
[13 empty] | 19709 | 19709 | DE | RFCE | 1997.3333 | 383.6667
[13 empty] | 19710 | 19710 | DE | RFCE | 1997.3333 | 383.6667
[13 empty] | 19711 | 19711 | DE | RFCE | 1997.3333 | 383.6667
[13 empty] | 19712 | 19712 | DE | RFCE | 1997.3333 | 383.6667
[13 empty] | 19713 | 19713 | DE | RFCE | 1997.3333 | 383.6667
[13 empty] | 19714 | 19714 | DE | RFCE | 1997.3333 | 383.6667
[13 empty] | 19715 | 19715 | DE | RFCE | 1997.3333 | 383.6667
[13 empty] | 19716 | 19716 | DE | RFCE | 1997.3333 | 383.6667
[13 empty] | 19717 | 19717 | DE | RFCE | 1997.3333 | 383.6667
[13 empty] | 19718 | 19718 | DE | RFCE | 1997.3333 | 383.6667
[13 empty] | 19720 | 19720 | DE | RFCE | 1997.3333 | 383.6667
[13 empty] | 19721 | 19721 | DE | RFCE | 1997.3333 | 383.6667
[13 empty] | 19725 | 19725 | DE | RFCE | 1997.3333 | 383.6667
[13 empty] | 19726 | 19726 | DE | RFCE | 1997.3333 | 383.6667
[13 empty] | 19730 | 19730 | DE | RFCE | 1997.3333 | 383.6667
[13 empty] | 19731 | 19731 | DE | RFCE | 1997.3333 | 383.6667
[13 empty] | 19732 | 19732 | DE | RFCE | 1997.3333 | 383.6667
[13 empty] | 19733 | 19733 | DE | RFCE | 1997.3333 | 383.6667
[13 empty] | 19734 | 19734 | DE | RFCE | 1997.3333 | 383.6667
[13 empty] | 19735 | 19735 | DE | RFCE | 1997.3333 | 383.6667
[13 empty] | 19736 | 19736 | DE | RFCE | 1997.3333 | 383.6667
[13 empty] | 19801 | 19801 | DE | RFCE | 1997.3333 | 383.6667
[13 empty] | 19802 | 19802 | DE | RFCE | 1997.3333 | 383.6667
[13 empty] | 19803 | 19803 | DE | RFCE | 1997.3333 | 383.6667
[13 empty] | 19804 | 19804 | DE | RFCE | 1997.3333 | 383.6667
[13 empty] | 19805 | 19805 | DE | RFCE | 1997.3333 | 383.6667
[13 empty] | 19806 | 19806 | DE | RFCE | 1997.3333 | 383.6667
[13 empty] | 19807 | 19807 | DE | RFCE | 1997.3333 | 383.6667
[13 empty] | 19808 | 19808 | DE | RFCE | 1997.3333 | 383.6667
[13 empty] | 19809 | 19809 | DE | RFCE | 1997.3333 | 383.6667
[13 empty] | 19810 | 19810 | DE | RFCE | 1997.3333 | 383.6667
[13 empty] | 19850 | 19850 | DE | RFCE | 1997.3333 | 383.6667
[13 empty] | 19880 | 19880 | DE | RFCE | 1997.3333 | 383.6667
[13 empty] | 19884 | 19884 | DE | RFCE | 1997.3333 | 383.6667
[13 empty] | 19885 | 19885 | DE | RFCE | 1997.3333 | 383.6667
[13 empty] | 19886 | 19886 | DE | RFCE | 1997.3333 | 383.6667
[13 empty] | 19890 | 19890 | DE | RFCE | 1997.3333 | 383.6667
[13 empty] | 19891 | 19891 | DE | RFCE | 1997.3333 | 383.6667
[13 empty] | 19892 | 19892 | DE | RFCE | 1997.3333 | 383.6667
[13 empty] | 19893 | 19893 | DE | RFCE | 1997.3333 | 383.6667
[13 empty] | 19894 | 19894 | DE | RFCE | 1997.3333 | 383.6667
[13 empty] | 19895 | 19895 | DE | RFCE | 1997.3333 | 383.6667
[13 empty] | 19896 | 19896 | DE | RFCE | 1997.3333 | 383.6667
[13 empty] | 19897 | 19897 | DE | RFCE | 1997.3333 | 383.6667
[13 empty] | 19898 | 19898 | DE | RFCE | 1997.3333 | 383.6667
[13 empty] | 19899 | 19899 | DE | RFCE | 1997.3333 | 383.6667
[13 empty] | 19901 | 19901 | DE | RFCE | 1981.3333 | 307.6667
[13 empty] | 19902 | 19902 | DE | RFCE | 1981.3333 | 307.6667
[13 empty] | 19903 | 19903 | DE | RFCE | 1981.3333 | 307.6667
[13 empty] | 19904 | 19904 | DE | RFCE | 1981.3333 | 307.6667
[13 empty] | 19905 | 19905 | DE | RFCE | 1981.3333 | 307.6667
[13 empty] | 19906 | 19906 | DE | RFCE | 1981.3333 | 307.6667
[13 empty] | 19930 | 19930 | DE | RFCE | 1981.3333 | 307.6667
[13 empty] | 19931 | 19931 | DE | RFCE | 1981.3333 | 307.6667
[13 empty] | 19933 | 19933 | DE | RFCE | 1981.3333 | 307.6667
[13 empty] | 19934 | 19934 | DE | RFCE | 1981.3333 | 307.6667
[13 empty] | 19936 | 19936 | DE | RFCE | 1981.3333 | 307.6667
[13 empty] | 19938 | 19938 | DE | RFCE | 1981.3333 | 307.6667
[13 empty] | 19939 | 19939 | DE | RFCE | 1981.3333 | 307.6667
[13 empty] | 19940 | 19940 | DE | RFCE | 1981.3333 | 307.6667
[13 empty] | 19941 | 19941 | DE | RFCE | 1981.3333 | 307.6667
[13 empty] | 19943 | 19943 | DE | RFCE | 1981.3333 | 307.6667
[13 empty] | 19944 | 19944 | DE | RFCE | 1981.3333 | 307.6667
[13 empty] | 19945 | 19945 | DE | RFCE | 1981.3333 | 307.6667
[13 empty] | 19946 | 19946 | DE | RFCE | 1981.3333 | 307.6667
[13 empty] | 19947 | 19947 | DE | RFCE | 1981.3333 | 307.6667
[13 empty] | 19950 | 19950 | DE | RFCE | 1981.3333 | 307.6667
[13 empty] | 19951 | 19951 | DE | RFCE | 1981.3333 | 307.6667
[13 empty] | 19952 | 19952 | DE | RFCE | 1981.3333 | 307.6667
[13 empty] | 19953 | 19953 | DE | RFCE | 1981.3333 | 307.6667
[13 empty] | 19954 | 19954 | DE | RFCE | 1981.3333 | 307.6667
[13 empty] | 19955 | 19955 | DE | RFCE | 1981.3333 | 307.6667
[13 empty] | 19956 | 19956 | DE | RFCE | 1981.3333 | 307.6667
[13 empty] | 19958 | 19958 | DE | RFCE | 1981.3333 | 307.6667
[13 empty] | 19960 | 19960 | DE | RFCE | 1981.3333 | 307.6667
[13 empty] | 19961 | 19961 | DE | RFCE | 1981.3333 | 307.6667
[13 empty] | 19962 | 19962 | DE | RFCE | 1981.3333 | 307.6667
[13 empty] | 19963 | 19963 | DE | RFCE | 1981.3333 | 307.6667
[13 empty] | 19964 | 19964 | DE | RFCE | 1981.3333 | 307.6667
[13 empty] | 19966 | 19966 | DE | RFCE | 1981.3333 | 307.6667
[13 empty] | 19967 | 19967 | DE | RFCE | 1981.3333 | 307.6667
[13 empty] | 19968 | 19968 | DE | RFCE | 1981.3333 | 307.6667
[13 empty] | 19969 | 19969 | DE | RFCE | 1981.3333 | 307.6667
[13 empty] | 19970 | 19970 | DE | RFCE | 1981.3333 | 307.6667
[13 empty] | 19971 | 19971 | DE | RFCE | 1981.3333 | 307.6667
[13 empty] | 19973 | 19973 | DE | RFCE | 1981.3333 | 307.6667
[13 empty] | 19975 | 19975 | DE | RFCE | 1981.3333 | 307.6667
[13 empty] | 19977 | 19977 | DE | RFCE | 1981.3333 | 307.6667
[13 empty] | 19979 | 19979 | DE | RFCE | 1981.3333 | 307.6667
[13 empty] | 19980 | 19980 | DE | RFCE | 1981.3333 | 307.6667
[13 empty] | 20001 | 20001 | DC | RFCE | 1668.6667 | 493
[13 empty] | 20002 | 20002 | DC | RFCE | 1668.6667 | 493
[13 empty] | 20003 | 20003 | DC | RFCE | 1668.6667 | 493
[13 empty] | 20004 | 20004 | DC | RFCE | 1668.6667 | 493
[13 empty] | 20005 | 20005 | DC | RFCE | 1668.6667 | 493
[13 empty] | 20006 | 20006 | DC | RFCE | 1668.6667 | 493
[13 empty] | 20007 | 20007 | DC | RFCE | 1668.6667 | 493
[13 empty] | 20008 | 20008 | DC | RFCE | 1668.6667 | 493
[13 empty] | 20009 | 20009 | DC | RFCE | 1668.6667 | 493
[13 empty] | 20010 | 20010 | DC | RFCE | 1668.6667 | 493
[13 empty] | 20011 | 20011 | DC | RFCE | 1668.6667 | 493
[13 empty] | 20012 | 20012 | DC | RFCE | 1668.6667 | 493
[13 empty] | 20013 | 20013 | DC | RFCE | 1668.6667 | 493
[13 empty] | 20015 | 20015 | DC | RFCE | 1668.6667 | 493
[13 empty] | 20016 | 20016 | DC | RFCE | 1668.6667 | 493
[13 empty] | 20017 | 20017 | DC | RFCE | 1668.6667 | 493
[13 empty] | 20018 | 20018 | DC | RFCE | 1668.6667 | 493
[13 empty] | 20019 | 20019 | DC | RFCE | 1668.6667 | 493
[13 empty] | 20020 | 20020 | DC | RFCE | 1668.6667 | 493
[13 empty] | 20022 | 20022 | DC | RFCE | 1668.6667 | 493
[13 empty] | 20023 | 20023 | DC | RFCE | 1668.6667 | 493
[13 empty] | 20024 | 20024 | DC | RFCE | 1668.6667 | 493
[13 empty] | 20026 | 20026 | DC | RFCE | 1668.6667 | 493
[13 empty] | 20027 | 20027 | DC | RFCE | 1668.6667 | 493
[13 empty] | 20029 | 20029 | DC | RFCE | 1668.6667 | 493
[13 empty] | 20030 | 20030 | DC | RFCE | 1668.6667 | 493
[13 empty] | 20032 | 20032 | DC | RFCE | 1668.6667 | 493
[13 empty] | 20033 | 20033 | DC | RFCE | 1668.6667 | 493
[13 empty] | 20035 | 20035 | DC | RFCE | 1668.6667 | 493
[13 empty] | 20036 | 20036 | DC | RFCE | 1668.6667 | 493
[13 empty] | 20037 | 20037 | DC | RFCE | 1668.6667 | 493
[13 empty] | 20038 | 20038 | DC | RFCE | 1668.6667 | 493
[13 empty] | 20039 | 20039 | DC | RFCE | 1668.6667 | 493
[13 empty] | 20040 | 20040 | DC | RFCE | 1668.6667 | 493
[13 empty] | 20041 | 20041 | VA | SRVC | 1668.6667 | 493
[13 empty] | 20042 | 20042 | DC | RFCE | 1668.6667 | 493
[13 empty] | 20043 | 20043 | DC | RFCE | 1668.6667 | 493
[13 empty] | 20044 | 20044 | DC | RFCE | 1668.6667 | 493
[13 empty] | 20045 | 20045 | DC | RFCE | 1668.6667 | 493
[13 empty] | 20046 | 20046 | DC | RFCE | 1668.6667 | 493
[13 empty] | 20047 | 20047 | DC | RFCE | 1668.6667 | 493
[13 empty] | 20049 | 20049 | DC | RFCE | 1668.6667 | 493
[13 empty] | 20050 | 20050 | DC | RFCE | 1668.6667 | 493
[13 empty] | 20051 | 20051 | DC | RFCE | 1668.6667 | 493
[13 empty] | 20052 | 20052 | DC | RFCE | 1668.6667 | 493
[13 empty] | 20053 | 20053 | DC | RFCE | 1668.6667 | 493
[13 empty] | 20055 | 20055 | DC | RFCE | 1668.6667 | 493
[13 empty] | 20056 | 20056 | DC | RFCE | 1668.6667 | 493
[13 empty] | 20057 | 20057 | DC | RFCE | 1668.6667 | 493
[13 empty] | 20058 | 20058 | MD | RFCE | 1668.6667 | 493
[13 empty] | 20059 | 20059 | DC | RFCE | 1668.6667 | 493
[13 empty] | 20060 | 20060 | DC | RFCE | 1668.6667 | 493
[13 empty] | 20061 | 20061 | DC | RFCE | 1668.6667 | 493
[13 empty] | 20062 | 20062 | DC | RFCE | 1668.6667 | 493
[13 empty] | 20063 | 20063 | DC | RFCE | 1668.6667 | 493
[13 empty] | 20064 | 20064 | DC | RFCE | 1668.6667 | 493
[13 empty] | 20065 | 20065 | DC | RFCE | 1668.6667 | 493
[13 empty] | 20066 | 20066 | DC | RFCE | 1668.6667 | 493
[13 empty] | 20067 | 20067 | DC | RFCE | 1668.6667 | 493
[13 empty] | 20068 | 20068 | DC | RFCE | 1668.6667 | 493
[13 empty] | 20069 | 20069 | VA | SRVC | 1668.6667 | 493
[13 empty] | 20070 | 20070 | VA | SRVC | 1668.6667 | 493
[13 empty] | 20071 | 20071 | DC | RFCE | 1668.6667 | 493
[13 empty] | 20073 | 20073 | DC | RFCE | 1668.6667 | 493
[13 empty] | 20074 | 20074 | DC | RFCE | 1668.6667 | 493
[13 empty] | 20075 | 20075 | DC | RFCE | 1668.6667 | 493
[13 empty] | 20076 | 20076 | DC | RFCE | 1668.6667 | 493
[13 empty] | 20077 | 20077 | DC | RFCE | 1668.6667 | 493
[13 empty] | 20078 | 20078 | DC | RFCE | 1668.6667 | 493
[13 empty] | 20080 | 20080 | DC | RFCE | 1668.6667 | 493
[13 empty] | 20081 | 20081 | DC | RFCE | 1668.6667 | 493
[13 empty] | 20082 | 20082 | DC | RFCE | 1668.6667 | 493
[13 empty] | 20088 | 20088 | DC | RFCE | 1668.6667 | 493
[13 empty] | 20090 | 20090 | DC | RFCE | 1668.6667 | 493
[13 empty] | 20091 | 20091 | DC | RFCE | 1668.6667 | 493
[13 empty] | 20097 | 20097 | DC | RFCE | 1668.6667 | 493
[13 empty] | 20098 | 20098 | DC | RFCE | 1668.6667 | 493
[13 empty] | 20101 | 20101 | VA | SRVC | 1668.6667 | 493
[13 empty] | 20102 | 20102 | VA | SRVC | 1668.6667 | 493
[13 empty] | 20103 | 20103 | VA | SRVC | 1668.6667 | 493
[13 empty] | 20104 | 20104 | VA | SRVC | 1668.6667 | 493
[13 empty] | 20105 | 20105 | VA | SRVC | 1668.6667 | 493
[13 empty] | 20106 | 20106 | VA | SRVC | 1668.6667 | 493
[13 empty] | 20108 | 20108 | VA | SRVC | 1668.6667 | 493
[13 empty] | 20109 | 20109 | VA | SRVC | 1668.6667 | 493
[13 empty] | 20110 | 20110 | VA | SRVC | 1668.6667 | 493
[13 empty] | 20111 | 20111 | VA | SRVC | 1668.6667 | 493
[13 empty] | 20112 | 20112 | VA | SRVC | 1668.6667 | 493
[13 empty] | 20113 | 20113 | VA | SRVC | 1668.6667 | 493
[13 empty] | 20115 | 20115 | VA | SRVC | 1668.6667 | 493
[13 empty] | 20116 | 20116 | VA | SRVC | 1668.6667 | 493
[13 empty] | 20117 | 20117 | VA | SRVC | 1668.6667 | 493
[13 empty] | 20118 | 20118 | VA | SRVC | 1668.6667 | 493
[13 empty] | 20119 | 20119 | VA | SRVC | 1668.6667 | 493
[13 empty] | 20120 | 20120 | VA | SRVC | 1668.6667 | 493
[13 empty] | 20121 | 20121 | VA | SRVC | 1668.6667 | 493
[13 empty] | 20122 | 20122 | VA | SRVC | 1668.6667 | 493
[13 empty] | 20124 | 20124 | VA | SRVC | 1668.6667 | 493
[13 empty] | 20128 | 20128 | VA | SRVC | 1668.6667 | 493
[13 empty] | 20129 | 20129 | VA | SRVC | 1668.6667 | 493
[13 empty] | 20130 | 20130 | VA | SRVC | 1668.6667 | 493
[13 empty] | 20131 | 20131 | VA | SRVC | 1668.6667 | 493
[13 empty] | 20132 | 20132 | VA | SRVC | 1668.6667 | 493
[13 empty] | 20134 | 20134 | VA | SRVC | 1668.6667 | 493
[13 empty] | 20135 | 20135 | VA | SRVC | 1668.6667 | 493
[13 empty] | 20136 | 20136 | VA | SRVC | 1668.6667 | 493
[13 empty] | 20137 | 20137 | VA | SRVC | 1668.6667 | 493
[13 empty] | 20138 | 20138 | VA | SRVC | 1668.6667 | 493
[13 empty] | 20139 | 20139 | VA | SRVC | 1668.6667 | 493
[13 empty] | 20140 | 20140 | VA | SRVC | 1668.6667 | 493
[13 empty] | 20141 | 20141 | VA | SRVC | 1668.6667 | 493
[13 empty] | 20142 | 20142 | VA | SRVC | 1668.6667 | 493
[13 empty] | 20143 | 20143 | VA | SRVC | 1668.6667 | 493
[13 empty] | 20144 | 20144 | VA | SRVC | 1668.6667 | 493
[13 empty] | 20146 | 20146 | VA | SRVC | 1668.6667 | 493
[13 empty] | 20147 | 20147 | VA | SRVC | 1668.6667 | 493
[13 empty] | 20148 | 20148 | VA | SRVC | 1668.6667 | 493
[13 empty] | 20149 | 20149 | VA | SRVC | 1668.6667 | 493
[13 empty] | 20151 | 20151 | VA | SRVC | 1668.6667 | 493
[13 empty] | 20152 | 20152 | VA | SRVC | 1668.6667 | 493
[13 empty] | 20153 | 20153 | VA | SRVC | 1668.6667 | 493
[13 empty] | 20155 | 20155 | VA | SRVC | 1668.6667 | 493
[13 empty] | 20156 | 20156 | VA | SRVC | 1668.6667 | 493
[13 empty] | 20158 | 20158 | VA | SRVC | 1668.6667 | 493
[13 empty] | 20159 | 20159 | VA | SRVC | 1668.6667 | 493
[13 empty] | 20160 | 20160 | VA | SRVC | 1668.6667 | 493
[13 empty] | 20163 | 20163 | VA | SRVC | 1668.6667 | 493
[13 empty] | 20164 | 20164 | VA | SRVC | 1668.6667 | 493
[13 empty] | 20165 | 20165 | VA | SRVC | 1668.6667 | 493
[13 empty] | 20166 | 20166 | VA | SRVC | 1668.6667 | 493
[13 empty] | 20167 | 20167 | VA | SRVC | 1668.6667 | 493
[13 empty] | 20168 | 20168 | VA | SRVC | 1668.6667 | 493
[13 empty] | 20169 | 20169 | VA | SRVC | 1668.6667 | 493
[13 empty] | 20170 | 20170 | VA | SRVC | 1668.6667 | 493
[13 empty] | 20171 | 20171 | VA | SRVC | 1668.6667 | 493
[13 empty] | 20172 | 20172 | VA | SRVC | 1668.6667 | 493
[13 empty] | 20175 | 20175 | VA | SRVC | 1668.6667 | 493
[13 empty] | 20176 | 20176 | VA | SRVC | 1668.6667 | 493
[13 empty] | 20177 | 20177 | VA | SRVC | 1668.6667 | 493
[13 empty] | 20178 | 20178 | VA | SRVC | 1668.6667 | 493
[13 empty] | 20180 | 20180 | VA | SRVC | 1668.6667 | 493
[13 empty] | 20181 | 20181 | VA | SRVC | 1668.6667 | 493
[13 empty] | 20182 | 20182 | VA | SRVC | 1668.6667 | 493
[13 empty] | 20184 | 20184 | VA | SRVC | 1668.6667 | 493
[13 empty] | 20185 | 20185 | VA | SRVC | 1668.6667 | 493
[13 empty] | 20186 | 20186 | VA | SRVC | 1668.6667 | 493
[13 empty] | 20187 | 20187 | VA | SRVC | 1668.6667 | 493
[13 empty] | 20188 | 20188 | VA | SRVC | 1668.6667 | 493
[13 empty] | 20189 | 20189 | VA | SRVC | 1668.6667 | 493
[13 empty] | 20190 | 20190 | VA | SRVC | 1668.6667 | 493
[13 empty] | 20191 | 20191 | VA | SRVC | 1668.6667 | 493
[13 empty] | 20192 | 20192 | VA | SRVC | 1668.6667 | 493
[13 empty] | 20194 | 20194 | VA | SRVC | 1668.6667 | 493
[13 empty] | 20195 | 20195 | VA | SRVC | 1668.6667 | 493
[13 empty] | 20196 | 20196 | VA | SRVC | 1668.6667 | 493
[13 empty] | 20197 | 20197 | VA | SRVC | 1668.6667 | 493
[13 empty] | 20198 | 20198 | VA | SRVC | 1668.6667 | 493
[13 empty] | 20201 | 20201 | DC | RFCE | 1668.6667 | 493
[13 empty] | 20202 | 20202 | DC | RFCE | 1668.6667 | 493
[13 empty] | 20203 | 20203 | DC | RFCE | 1668.6667 | 493
[13 empty] | 20204 | 20204 | DC | RFCE | 1668.6667 | 493
[13 empty] | 20206 | 20206 | VA | SRVC | 1668.6667 | 493
[13 empty] | 20207 | 20207 | MD | RFCE | 1668.6667 | 493
[13 empty] | 20208 | 20208 | DC | RFCE | 1668.6667 | 493
[13 empty] | 20210 | 20210 | DC | RFCE | 1668.6667 | 493
[13 empty] | 20211 | 20211 | DC | RFCE | 1668.6667 | 493
[13 empty] | 20212 | 20212 | DC | RFCE | 1668.6667 | 493
[13 empty] | 20213 | 20213 | DC | RFCE | 1668.6667 | 493
[13 empty] | 20214 | 20214 | DC | RFCE | 1668.6667 | 493
[13 empty] | 20215 | 20215 | DC | RFCE | 1668.6667 | 493
[13 empty] | 20216 | 20216 | DC | RFCE | 1668.6667 | 493
[13 empty] | 20217 | 20217 | DC | RFCE | 1668.6667 | 493
[13 empty] | 20218 | 20218 | DC | RFCE | 1668.6667 | 493
[13 empty] | 20219 | 20219 | DC | RFCE | 1668.6667 | 493
[13 empty] | 20220 | 20220 | DC | RFCE | 1668.6667 | 493
[13 empty] | 20221 | 20221 | DC | RFCE | 1668.6667 | 493
[13 empty] | 20222 | 20222 | DC | RFCE | 1668.6667 | 493
[13 empty] | 20223 | 20223 | DC | RFCE | 1668.6667 | 493
[13 empty] | 20224 | 20224 | DC | RFCE | 1668.6667 | 493
[13 empty] | 20226 | 20226 | DC | RFCE | 1668.6667 | 493
[13 empty] | 20227 | 20227 | DC | RFCE | 1668.6667 | 493
[13 empty] | 20228 | 20228 | DC | RFCE | 1668.6667 | 493
[13 empty] | 20229 | 20229 | DC | RFCE | 1668.6667 | 493
[13 empty] | 20230 | 20230 | DC | RFCE | 1668.6667 | 493
[13 empty] | 20232 | 20232 | DC | RFCE | 1668.6667 | 493
[13 empty] | 20233 | 20233 | MD | RFCE | 1668.6667 | 493
[13 empty] | 20235 | 20235 | DC | RFCE | 1668.6667 | 493
[13 empty] | 20237 | 20237 | DC | RFCE | 1668.6667 | 493
[13 empty] | 20238 | 20238 | DC | RFCE | 1668.6667 | 493
[13 empty] | 20239 | 20239 | DC | RFCE | 1668.6667 | 493
[13 empty] | 20240 | 20240 | DC | RFCE | 1668.6667 | 493
[13 empty] | 20241 | 20241 | DC | RFCE | 1668.6667 | 493
[13 empty] | 20242 | 20242 | DC | RFCE | 1668.6667 | 493
[13 empty] | 20244 | 20244 | DC | RFCE | 1668.6667 | 493
[13 empty] | 20245 | 20245 | DC | RFCE | 1668.6667 | 493
[13 empty] | 20250 | 20250 | DC | RFCE | 1668.6667 | 493
[13 empty] | 20251 | 20251 | DC | RFCE | 1668.6667 | 493
[13 empty] | 20254 | 20254 | DC | RFCE | 1668.6667 | 493
[13 empty] | 20260 | 20260 | DC | RFCE | 1668.6667 | 493
[13 empty] | 20261 | 20261 | DC | RFCE | 1668.6667 | 493
[13 empty] | 20262 | 20262 | DC | RFCE | 1668.6667 | 493
[13 empty] | 20265 | 20265 | DC | RFCE | 1668.6667 | 493
[13 empty] | 20266 | 20266 | DC | RFCE | 1668.6667 | 493
[13 empty] | 20268 | 20268 | DC | RFCE | 1668.6667 | 493
[13 empty] | 20270 | 20270 | DC | RFCE | 1668.6667 | 493
[13 empty] | 20277 | 20277 | DC | RFCE | 1668.6667 | 493
[13 empty] | 20289 | 20289 | DC | RFCE | 1668.6667 | 493
[13 empty] | 20299 | 20299 | DC | RFCE | 1668.6667 | 493
[13 empty] | 20301 | 20301 | VA | SRVC | 1668.6667 | 493
[13 empty] | 20303 | 20303 | DC | RFCE | 1668.6667 | 493
[13 empty] | 20306 | 20306 | DC | RFCE | 1668.6667 | 493
[13 empty] | 20307 | 20307 | DC | RFCE | 1668.6667 | 493
[13 empty] | 20310 | 20310 | VA | SRVC | 1668.6667 | 493
[13 empty] | 20314 | 20314 | DC | RFCE | 1668.6667 | 493
[13 empty] | 20317 | 20317 | DC | RFCE | 1668.6667 | 493
[13 empty] | 20318 | 20318 | DC | RFCE | 1668.6667 | 493
[13 empty] | 20319 | 20319 | DC | RFCE | 1668.6667 | 493
[13 empty] | 20330 | 20330 | VA | SRVC | 1668.6667 | 493
[13 empty] | 20340 | 20340 | DC | RFCE | 1668.6667 | 493
[13 empty] | 20350 | 20350 | VA | SRVC | 1668.6667 | 493
[13 empty] | 20355 | 20355 | DC | RFCE | 1668.6667 | 493
[13 empty] | 20370 | 20370 | DC | RFCE | 1668.6667 | 493
[13 empty] | 20372 | 20372 | DC | RFCE | 1668.6667 | 493
[13 empty] | 20373 | 20373 | DC | RFCE | 1668.6667 | 493
[13 empty] | 20374 | 20374 | DC | RFCE | 1668.6667 | 493
[13 empty] | 20375 | 20375 | DC | RFCE | 1668.6667 | 493
[13 empty] | 20376 | 20376 | DC | RFCE | 1668.6667 | 493
[13 empty] | 20380 | 20380 | DC | RFCE | 1668.6667 | 493
[13 empty] | 20388 | 20388 | DC | RFCE | 1668.6667 | 493
[13 empty] | 20389 | 20389 | MD | RFCE | 1668.6667 | 493
[13 empty] | 20390 | 20390 | DC | RFCE | 1668.6667 | 493
[13 empty] | 20391 | 20391 | DC | RFCE | 1668.6667 | 493
[13 empty] | 20392 | 20392 | DC | RFCE | 1668.6667 | 493
[13 empty] | 20393 | 20393 | DC | RFCE | 1668.6667 | 493
[13 empty] | 20394 | 20394 | DC | RFCE | 1668.6667 | 493
[13 empty] | 20395 | 20395 | MD | RFCE | 1668.6667 | 493
[13 empty] | 20398 | 20398 | DC | RFCE | 1668.6667 | 493
[13 empty] | 20401 | 20401 | DC | RFCE | 1668.6667 | 493
[13 empty] | 20402 | 20402 | DC | RFCE | 1668.6667 | 493
[13 empty] | 20403 | 20403 | DC | RFCE | 1668.6667 | 493
[13 empty] | 20404 | 20404 | DC | RFCE | 1668.6667 | 493
[13 empty] | 20405 | 20405 | DC | RFCE | 1668.6667 | 493
[13 empty] | 20406 | 20406 | VA | SRVC | 1668.6667 | 493
[13 empty] | 20407 | 20407 | DC | RFCE | 1668.6667 | 493
[13 empty] | 20408 | 20408 | DC | RFCE | 1668.6667 | 493
[13 empty] | 20409 | 20409 | MD | RFCE | 1668.6667 | 493
[13 empty] | 20410 | 20410 | DC | RFCE | 1668.6667 | 493
[13 empty] | 20411 | 20411 | DC | RFCE | 1668.6667 | 493
[13 empty] | 20412 | 20412 | DC | RFCE | 1668.6667 | 493
[13 empty] | 20413 | 20413 | DC | RFCE | 1668.6667 | 493
[13 empty] | 20414 | 20414 | DC | RFCE | 1668.6667 | 493
[13 empty] | 20415 | 20415 | DC | RFCE | 1668.6667 | 493
[13 empty] | 20416 | 20416 | DC | RFCE | 1668.6667 | 493
[13 empty] | 20417 | 20417 | DC | RFCE | 1668.6667 | 493
[13 empty] | 20418 | 20418 | DC | RFCE | 1668.6667 | 493
[13 empty] | 20419 | 20419 | DC | RFCE | 1668.6667 | 493
[13 empty] | 20420 | 20420 | DC | RFCE | 1668.6667 | 493
[13 empty] | 20421 | 20421 | DC | RFCE | 1668.6667 | 493
[13 empty] | 20422 | 20422 | DC | RFCE | 1668.6667 | 493
[13 empty] | 20423 | 20423 | DC | RFCE | 1668.6667 | 493
[13 empty] | 20424 | 20424 | DC | RFCE | 1668.6667 | 493
[13 empty] | 20425 | 20425 | DC | RFCE | 1668.6667 | 493
[13 empty] | 20426 | 20426 | DC | RFCE | 1668.6667 | 493
[13 empty] | 20427 | 20427 | DC | RFCE | 1668.6667 | 493
[13 empty] | 20428 | 20428 | DC | RFCE | 1668.6667 | 493
[13 empty] | 20429 | 20429 | DC | RFCE | 1668.6667 | 493
[13 empty] | 20431 | 20431 | DC | RFCE | 1668.6667 | 493
[13 empty] | 20433 | 20433 | DC | RFCE | 1668.6667 | 493
[13 empty] | 20434 | 20434 | DC | RFCE | 1668.6667 | 493
[13 empty] | 20435 | 20435 | DC | RFCE | 1668.6667 | 493
[13 empty] | 20436 | 20436 | DC | RFCE | 1668.6667 | 493
[13 empty] | 20437 | 20437 | DC | RFCE | 1668.6667 | 493
[13 empty] | 20439 | 20439 | DC | RFCE | 1668.6667 | 493
[13 empty] | 20440 | 20440 | DC | RFCE | 1668.6667 | 493
[13 empty] | 20441 | 20441 | DC | RFCE | 1668.6667 | 493
[13 empty] | 20442 | 20442 | DC | RFCE | 1668.6667 | 493
[13 empty] | 20444 | 20444 | DC | RFCE | 1668.6667 | 493
[13 empty] | 20447 | 20447 | DC | RFCE | 1668.6667 | 493
[13 empty] | 20451 | 20451 | DC | RFCE | 1668.6667 | 493
[13 empty] | 20453 | 20453 | VA | SRVC | 1668.6667 | 493
[13 empty] | 20456 | 20456 | DC | RFCE | 1668.6667 | 493
[13 empty] | 20460 | 20460 | DC | RFCE | 1668.6667 | 493
[13 empty] | 20463 | 20463 | DC | RFCE | 1668.6667 | 493
[13 empty] | 20468 | 20468 | DC | RFCE | 1668.6667 | 493
[13 empty] | 20469 | 20469 | DC | RFCE | 1668.6667 | 493
[13 empty] | 20470 | 20470 | DC | RFCE | 1668.6667 | 493
[13 empty] | 20472 | 20472 | DC | RFCE | 1668.6667 | 493
[13 empty] | 20500 | 20500 | DC | RFCE | 1668.6667 | 493
[13 empty] | 20501 | 20501 | DC | RFCE | 1668.6667 | 493
[13 empty] | 20502 | 20502 | DC | RFCE | 1668.6667 | 493
[13 empty] | 20503 | 20503 | DC | RFCE | 1668.6667 | 493
[13 empty] | 20504 | 20504 | DC | RFCE | 1668.6667 | 493
[13 empty] | 20505 | 20505 | DC | RFCE | 1668.6667 | 493
[13 empty] | 20506 | 20506 | DC | RFCE | 1668.6667 | 493
[13 empty] | 20507 | 20507 | DC | RFCE | 1668.6667 | 493
[13 empty] | 20508 | 20508 | DC | RFCE | 1668.6667 | 493
[13 empty] | 20509 | 20509 | DC | RFCE | 1668.6667 | 493
[13 empty] | 20510 | 20510 | DC | RFCE | 1668.6667 | 493
[13 empty] | 20511 | 20511 | DC | RFCE | 1668.6667 | 493
[13 empty] | 20515 | 20515 | DC | RFCE | 1668.6667 | 493
[13 empty] | 20520 | 20520 | DC | RFCE | 1668.6667 | 493
[13 empty] | 20521 | 20521 | DC | RFCE | 1668.6667 | 493
[13 empty] | 20522 | 20522 | DC | RFCE | 1668.6667 | 493
[13 empty] | 20523 | 20523 | DC | RFCE | 1668.6667 | 493
[13 empty] | 20524 | 20524 | DC | RFCE | 1668.6667 | 493
[13 empty] | 20525 | 20525 | DC | RFCE | 1668.6667 | 493
[13 empty] | 20526 | 20526 | DC | RFCE | 1668.6667 | 493
[13 empty] | 20527 | 20527 | DC | RFCE | 1668.6667 | 493
[13 empty] | 20528 | 20528 | DC | RFCE | 1668.6667 | 493
[13 empty] | 20529 | 20529 | DC | RFCE | 1668.6667 | 493
[13 empty] | 20530 | 20530 | DC | RFCE | 1668.6667 | 493
[13 empty] | 20531 | 20531 | DC | RFCE | 1668.6667 | 493
[13 empty] | 20532 | 20532 | DC | RFCE | 1668.6667 | 493
[13 empty] | 20533 | 20533 | DC | RFCE | 1668.6667 | 493
[13 empty] | 20534 | 20534 | DC | RFCE | 1668.6667 | 493
[13 empty] | 20535 | 20535 | DC | RFCE | 1668.6667 | 493
[13 empty] | 20536 | 20536 | DC | RFCE | 1668.6667 | 493
[13 empty] | 20537 | 20537 | DC | RFCE | 1668.6667 | 493
[13 empty] | 20538 | 20538 | DC | RFCE | 1668.6667 | 493
[13 empty] | 20539 | 20539 | DC | RFCE | 1668.6667 | 493
[13 empty] | 20540 | 20540 | DC | RFCE | 1668.6667 | 493
[13 empty] | 20541 | 20541 | DC | RFCE | 1668.6667 | 493
[13 empty] | 20542 | 20542 | DC | RFCE | 1668.6667 | 493
[13 empty] | 20543 | 20543 | DC | RFCE | 1668.6667 | 493
[13 empty] | 20544 | 20544 | DC | RFCE | 1668.6667 | 493
[13 empty] | 20546 | 20546 | DC | RFCE | 1668.6667 | 493
[13 empty] | 20547 | 20547 | DC | RFCE | 1668.6667 | 493
[13 empty] | 20548 | 20548 | DC | RFCE | 1668.6667 | 493
[13 empty] | 20549 | 20549 | DC | RFCE | 1668.6667 | 493
[13 empty] | 20551 | 20551 | DC | RFCE | 1668.6667 | 493
[13 empty] | 20552 | 20552 | DC | RFCE | 1668.6667 | 493
[13 empty] | 20553 | 20553 | DC | RFCE | 1668.6667 | 493
[13 empty] | 20554 | 20554 | DC | RFCE | 1668.6667 | 493
[13 empty] | 20555 | 20555 | DC | RFCE | 1668.6667 | 493
[13 empty] | 20557 | 20557 | DC | RFCE | 1668.6667 | 493
[13 empty] | 20558 | 20558 | DC | RFCE | 1668.6667 | 493
[13 empty] | 20559 | 20559 | DC | RFCE | 1668.6667 | 493
[13 empty] | 20560 | 20560 | DC | RFCE | 1668.6667 | 493
[13 empty] | 20565 | 20565 | DC | RFCE | 1668.6667 | 493
[13 empty] | 20566 | 20566 | DC | RFCE | 1668.6667 | 493
[13 empty] | 20570 | 20570 | DC | RFCE | 1668.6667 | 493
[13 empty] | 20571 | 20571 | DC | RFCE | 1668.6667 | 493
[13 empty] | 20572 | 20572 | DC | RFCE | 1668.6667 | 493
[13 empty] | 20573 | 20573 | DC | RFCE | 1668.6667 | 493
[13 empty] | 20575 | 20575 | DC | RFCE | 1668.6667 | 493
[13 empty] | 20576 | 20576 | DC | RFCE | 1668.6667 | 493
[13 empty] | 20577 | 20577 | DC | RFCE | 1668.6667 | 493
[13 empty] | 20578 | 20578 | DC | RFCE | 1668.6667 | 493
[13 empty] | 20579 | 20579 | DC | RFCE | 1668.6667 | 493
[13 empty] | 20580 | 20580 | DC | RFCE | 1668.6667 | 493
[13 empty] | 20581 | 20581 | DC | RFCE | 1668.6667 | 493
[13 empty] | 20585 | 20585 | DC | RFCE | 1668.6667 | 493
[13 empty] | 20586 | 20586 | DC | RFCE | 1668.6667 | 493
[13 empty] | 20588 | 20588 | MD | RFCE | 1668.6667 | 493
[13 empty] | 20590 | 20590 | DC | RFCE | 1668.6667 | 493
[13 empty] | 20591 | 20591 | DC | RFCE | 1668.6667 | 493
[13 empty] | 20593 | 20593 | DC | RFCE | 1668.6667 | 493
[13 empty] | 20594 | 20594 | DC | RFCE | 1668.6667 | 493
[13 empty] | 20597 | 20597 | DC | RFCE | 1668.6667 | 493
[13 empty] | 20598 | 20598 | VA | SRVC | 1668.6667 | 493
[13 empty] | 20599 | 20599 | MD | RFCE | 1668.6667 | 493
[13 empty] | 20601 | 20601 | MD | RFCE | 1668.6667 | 493
[13 empty] | 20602 | 20602 | MD | RFCE | 1668.6667 | 493
[13 empty] | 20603 | 20603 | MD | RFCE | 1668.6667 | 493
[13 empty] | 20604 | 20604 | MD | RFCE | 1668.6667 | 493
[13 empty] | 20606 | 20606 | MD | RFCE | 1668.6667 | 493
[13 empty] | 20607 | 20607 | MD | RFCE | 1668.6667 | 493
[13 empty] | 20608 | 20608 | MD | RFCE | 1668.6667 | 493
[13 empty] | 20609 | 20609 | MD | RFCE | 1668.6667 | 493
[13 empty] | 20610 | 20610 | MD | RFCE | 1668.6667 | 493
[13 empty] | 20611 | 20611 | MD | RFCE | 1668.6667 | 493
[13 empty] | 20612 | 20612 | MD | RFCE | 1668.6667 | 493
[13 empty] | 20613 | 20613 | MD | RFCE | 1668.6667 | 493
[13 empty] | 20615 | 20615 | MD | RFCE | 1668.6667 | 493
[13 empty] | 20616 | 20616 | MD | RFCE | 1668.6667 | 493
[13 empty] | 20617 | 20617 | MD | RFCE | 1668.6667 | 493
[13 empty] | 20618 | 20618 | MD | RFCE | 1668.6667 | 493
[13 empty] | 20619 | 20619 | MD | RFCE | 1668.6667 | 493
[13 empty] | 20620 | 20620 | MD | RFCE | 1668.6667 | 493
[13 empty] | 20621 | 20621 | MD | RFCE | 1668.6667 | 493
[13 empty] | 20622 | 20622 | MD | RFCE | 1668.6667 | 493
[13 empty] | 20623 | 20623 | MD | RFCE | 1668.6667 | 493
[13 empty] | 20624 | 20624 | MD | RFCE | 1668.6667 | 493
[13 empty] | 20625 | 20625 | MD | RFCE | 1668.6667 | 493
[13 empty] | 20626 | 20626 | MD | RFCE | 1668.6667 | 493
[13 empty] | 20627 | 20627 | MD | RFCE | 1668.6667 | 493
[13 empty] | 20628 | 20628 | MD | RFCE | 1668.6667 | 493
[13 empty] | 20629 | 20629 | MD | RFCE | 1668.6667 | 493
[13 empty] | 20630 | 20630 | MD | RFCE | 1668.6667 | 493
[13 empty] | 20632 | 20632 | MD | RFCE | 1668.6667 | 493
[13 empty] | 20634 | 20634 | MD | RFCE | 1668.6667 | 493
[13 empty] | 20635 | 20635 | MD | RFCE | 1668.6667 | 493
[13 empty] | 20636 | 20636 | MD | RFCE | 1668.6667 | 493
[13 empty] | 20637 | 20637 | MD | RFCE | 1668.6667 | 493
[13 empty] | 20639 | 20639 | MD | RFCE | 1668.6667 | 493
[13 empty] | 20640 | 20640 | MD | RFCE | 1668.6667 | 493
[13 empty] | 20643 | 20643 | MD | RFCE | 1668.6667 | 493
[13 empty] | 20645 | 20645 | MD | RFCE | 1668.6667 | 493
[13 empty] | 20646 | 20646 | MD | RFCE | 1668.6667 | 493
[13 empty] | 20650 | 20650 | MD | RFCE | 1668.6667 | 493
[13 empty] | 20653 | 20653 | MD | RFCE | 1668.6667 | 493
[13 empty] | 20656 | 20656 | MD | RFCE | 1668.6667 | 493
[13 empty] | 20657 | 20657 | MD | RFCE | 1668.6667 | 493
[13 empty] | 20658 | 20658 | MD | RFCE | 1668.6667 | 493
[13 empty] | 20659 | 20659 | MD | RFCE | 1668.6667 | 493
[13 empty] | 20660 | 20660 | MD | RFCE | 1668.6667 | 493
[13 empty] | 20661 | 20661 | MD | RFCE | 1668.6667 | 493
[13 empty] | 20662 | 20662 | MD | RFCE | 1668.6667 | 493
[13 empty] | 20664 | 20664 | MD | RFCE | 1668.6667 | 493
[13 empty] | 20667 | 20667 | MD | RFCE | 1668.6667 | 493
[13 empty] | 20670 | 20670 | MD | RFCE | 1668.6667 | 493
[13 empty] | 20674 | 20674 | MD | RFCE | 1668.6667 | 493
[13 empty] | 20675 | 20675 | MD | RFCE | 1668.6667 | 493
[13 empty] | 20676 | 20676 | MD | RFCE | 1668.6667 | 493
[13 empty] | 20677 | 20677 | MD | RFCE | 1668.6667 | 493
[13 empty] | 20678 | 20678 | MD | RFCE | 1668.6667 | 493
[13 empty] | 20680 | 20680 | MD | RFCE | 1668.6667 | 493
[13 empty] | 20682 | 20682 | MD | RFCE | 1668.6667 | 493
[13 empty] | 20684 | 20684 | MD | RFCE | 1668.6667 | 493
[13 empty] | 20685 | 20685 | MD | RFCE | 1668.6667 | 493
[13 empty] | 20686 | 20686 | MD | RFCE | 1668.6667 | 493
[13 empty] | 20687 | 20687 | MD | RFCE | 1668.6667 | 493
[13 empty] | 20688 | 20688 | MD | RFCE | 1668.6667 | 493
[13 empty] | 20689 | 20689 | MD | RFCE | 1668.6667 | 493
[13 empty] | 20690 | 20690 | MD | RFCE | 1668.6667 | 493
[13 empty] | 20692 | 20692 | MD | RFCE | 1668.6667 | 493
[13 empty] | 20693 | 20693 | MD | RFCE | 1668.6667 | 493
[13 empty] | 20695 | 20695 | MD | RFCE | 1668.6667 | 493
[13 empty] | 20697 | 20697 | MD | RFCE | 1668.6667 | 493
[13 empty] | 20701 | 20701 | MD | RFCE | 1668.6667 | 493
[13 empty] | 20703 | 20703 | MD | RFCE | 1668.6667 | 493
[13 empty] | 20704 | 20704 | MD | RFCE | 1668.6667 | 493
[13 empty] | 20705 | 20705 | MD | RFCE | 1668.6667 | 493
[13 empty] | 20706 | 20706 | MD | RFCE | 1668.6667 | 493
[13 empty] | 20707 | 20707 | MD | RFCE | 1668.6667 | 493
[13 empty] | 20708 | 20708 | MD | RFCE | 1668.6667 | 493
[13 empty] | 20709 | 20709 | MD | RFCE | 1668.6667 | 493
[13 empty] | 20710 | 20710 | MD | RFCE | 1668.6667 | 493
[13 empty] | 20711 | 20711 | MD | RFCE | 1668.6667 | 493
[13 empty] | 20712 | 20712 | MD | RFCE | 1668.6667 | 493
[13 empty] | 20714 | 20714 | MD | RFCE | 1668.6667 | 493
[13 empty] | 20715 | 20715 | MD | RFCE | 1668.6667 | 493
[13 empty] | 20716 | 20716 | MD | RFCE | 1668.6667 | 493
[13 empty] | 20717 | 20717 | MD | RFCE | 1668.6667 | 493
[13 empty] | 20718 | 20718 | MD | RFCE | 1668.6667 | 493
[13 empty] | 20719 | 20719 | MD | RFCE | 1668.6667 | 493
[13 empty] | 20720 | 20720 | MD | RFCE | 1668.6667 | 493
[13 empty] | 20721 | 20721 | MD | RFCE | 1668.6667 | 493
[13 empty] | 20722 | 20722 | MD | RFCE | 1668.6667 | 493
[13 empty] | 20723 | 20723 | MD | RFCE | 1668.6667 | 493
[13 empty] | 20724 | 20724 | MD | RFCE | 1668.6667 | 493
[13 empty] | 20725 | 20725 | MD | RFCE | 1668.6667 | 493
[13 empty] | 20726 | 20726 | MD | RFCE | 1668.6667 | 493
[13 empty] | 20731 | 20731 | MD | RFCE | 1668.6667 | 493
[13 empty] | 20732 | 20732 | MD | RFCE | 1668.6667 | 493
[13 empty] | 20733 | 20733 | MD | RFCE | 1668.6667 | 493
[13 empty] | 20735 | 20735 | MD | RFCE | 1668.6667 | 493
[13 empty] | 20736 | 20736 | MD | RFCE | 1668.6667 | 493
[13 empty] | 20737 | 20737 | MD | RFCE | 1668.6667 | 493
[13 empty] | 20738 | 20738 | MD | RFCE | 1668.6667 | 493
[13 empty] | 20740 | 20740 | MD | RFCE | 1668.6667 | 493
[13 empty] | 20741 | 20741 | MD | RFCE | 1668.6667 | 493
[13 empty] | 20742 | 20742 | MD | RFCE | 1668.6667 | 493
[13 empty] | 20743 | 20743 | MD | RFCE | 1668.6667 | 493
[13 empty] | 20744 | 20744 | MD | RFCE | 1668.6667 | 493
[13 empty] | 20745 | 20745 | MD | RFCE | 1668.6667 | 493
[13 empty] | 20746 | 20746 | MD | RFCE | 1668.6667 | 493
[13 empty] | 20747 | 20747 | MD | RFCE | 1668.6667 | 493
[13 empty] | 20748 | 20748 | MD | RFCE | 1668.6667 | 493
[13 empty] | 20749 | 20749 | MD | RFCE | 1668.6667 | 493
[13 empty] | 20750 | 20750 | MD | RFCE | 1668.6667 | 493
[13 empty] | 20751 | 20751 | MD | RFCE | 1668.6667 | 493
[13 empty] | 20752 | 20752 | MD | RFCE | 1668.6667 | 493
[13 empty] | 20753 | 20753 | MD | RFCE | 1668.6667 | 493
[13 empty] | 20754 | 20754 | MD | RFCE | 1668.6667 | 493
[13 empty] | 20755 | 20755 | MD | RFCE | 1668.6667 | 493
[13 empty] | 20757 | 20757 | MD | RFCE | 1668.6667 | 493
[13 empty] | 20758 | 20758 | MD | RFCE | 1668.6667 | 493
[13 empty] | 20759 | 20759 | MD | RFCE | 1668.6667 | 493
[13 empty] | 20762 | 20762 | MD | RFCE | 1668.6667 | 493
[13 empty] | 20763 | 20763 | MD | RFCE | 1668.6667 | 493
[13 empty] | 20764 | 20764 | MD | RFCE | 1668.6667 | 493
[13 empty] | 20765 | 20765 | MD | RFCE | 1668.6667 | 493
[13 empty] | 20768 | 20768 | MD | RFCE | 1668.6667 | 493
[13 empty] | 20769 | 20769 | MD | RFCE | 1668.6667 | 493
[13 empty] | 20770 | 20770 | MD | RFCE | 1668.6667 | 493
[13 empty] | 20771 | 20771 | MD | RFCE | 1668.6667 | 493
[13 empty] | 20772 | 20772 | MD | RFCE | 1668.6667 | 493
[13 empty] | 20773 | 20773 | MD | RFCE | 1668.6667 | 493
[13 empty] | 20774 | 20774 | MD | RFCE | 1668.6667 | 493
[13 empty] | 20775 | 20775 | MD | RFCE | 1668.6667 | 493
[13 empty] | 20776 | 20776 | MD | RFCE | 1668.6667 | 493
[13 empty] | 20777 | 20777 | MD | RFCE | 1668.6667 | 493
[13 empty] | 20778 | 20778 | MD | RFCE | 1668.6667 | 493
[13 empty] | 20779 | 20779 | MD | RFCE | 1668.6667 | 493
[13 empty] | 20781 | 20781 | MD | RFCE | 1668.6667 | 493
[13 empty] | 20782 | 20782 | MD | RFCE | 1668.6667 | 493
[13 empty] | 20783 | 20783 | MD | RFCE | 1668.6667 | 493
[13 empty] | 20784 | 20784 | MD | RFCE | 1668.6667 | 493
[13 empty] | 20785 | 20785 | MD | RFCE | 1668.6667 | 493
[13 empty] | 20787 | 20787 | MD | RFCE | 1668.6667 | 493
[13 empty] | 20788 | 20788 | MD | RFCE | 1668.6667 | 493
[13 empty] | 20790 | 20790 | MD | RFCE | 1668.6667 | 493
[13 empty] | 20791 | 20791 | MD | RFCE | 1668.6667 | 493
[13 empty] | 20792 | 20792 | MD | RFCE | 1668.6667 | 493
[13 empty] | 20794 | 20794 | MD | RFCE | 1668.6667 | 493
[13 empty] | 20797 | 20797 | MD | RFCE | 1668.6667 | 493
[13 empty] | 20799 | 20799 | MD | RFCE | 1668.6667 | 493
[13 empty] | 20810 | 20810 | MD | RFCE | 1668.6667 | 493
[13 empty] | 20811 | 20811 | MD | RFCE | 1668.6667 | 493
[13 empty] | 20812 | 20812 | MD | RFCE | 1668.6667 | 493
[13 empty] | 20813 | 20813 | MD | RFCE | 1668.6667 | 493
[13 empty] | 20814 | 20814 | MD | RFCE | 1668.6667 | 493
[13 empty] | 20815 | 20815 | MD | RFCE | 1668.6667 | 493
[13 empty] | 20816 | 20816 | MD | RFCE | 1668.6667 | 493
[13 empty] | 20817 | 20817 | MD | RFCE | 1668.6667 | 493
[13 empty] | 20818 | 20818 | MD | RFCE | 1668.6667 | 493
[13 empty] | 20824 | 20824 | MD | RFCE | 1668.6667 | 493
[13 empty] | 20825 | 20825 | MD | RFCE | 1668.6667 | 493
[13 empty] | 20827 | 20827 | MD | RFCE | 1668.6667 | 493
[13 empty] | 20830 | 20830 | MD | RFCE | 1668.6667 | 493
[13 empty] | 20832 | 20832 | MD | RFCE | 1668.6667 | 493
[13 empty] | 20833 | 20833 | MD | RFCE | 1668.6667 | 493
[13 empty] | 20837 | 20837 | MD | RFCW | 1668.6667 | 493
[13 empty] | 20838 | 20838 | MD | RFCW | 1668.6667 | 493
[13 empty] | 20839 | 20839 | MD | RFCW | 1668.6667 | 493
[13 empty] | 20841 | 20841 | MD | RFCW | 1668.6667 | 493
[13 empty] | 20842 | 20842 | MD | RFCW | 1668.6667 | 493
[13 empty] | 20847 | 20847 | MD | RFCE | 1668.6667 | 493
[13 empty] | 20848 | 20848 | MD | RFCE | 1668.6667 | 493
[13 empty] | 20849 | 20849 | MD | RFCE | 1668.6667 | 493
[13 empty] | 20850 | 20850 | MD | RFCE | 1668.6667 | 493
[13 empty] | 20851 | 20851 | MD | RFCE | 1668.6667 | 493
[13 empty] | 20852 | 20852 | MD | RFCE | 1668.6667 | 493
[13 empty] | 20853 | 20853 | MD | RFCE | 1668.6667 | 493
[13 empty] | 20854 | 20854 | MD | RFCE | 1668.6667 | 493
[13 empty] | 20855 | 20855 | MD | RFCE | 1668.6667 | 493
[13 empty] | 20857 | 20857 | MD | RFCE | 1668.6667 | 493
[13 empty] | 20859 | 20859 | MD | RFCE | 1668.6667 | 493
[13 empty] | 20860 | 20860 | MD | RFCE | 1668.6667 | 493
[13 empty] | 20861 | 20861 | MD | RFCE | 1668.6667 | 493
[13 empty] | 20862 | 20862 | MD | RFCE | 1668.6667 | 493
[13 empty] | 20866 | 20866 | MD | RFCE | 1668.6667 | 493
[13 empty] | 20868 | 20868 | MD | RFCE | 1668.6667 | 493
[13 empty] | 20871 | 20871 | MD | RFCW | 1668.6667 | 493
[13 empty] | 20872 | 20872 | MD | RFCW | 1668.6667 | 493
[13 empty] | 20874 | 20874 | MD | RFCE | 1668.6667 | 493
[13 empty] | 20875 | 20875 | MD | RFCW | 1668.6667 | 493
[13 empty] | 20876 | 20876 | MD | RFCW | 1668.6667 | 493
[13 empty] | 20877 | 20877 | MD | RFCE | 1668.6667 | 493
[13 empty] | 20878 | 20878 | MD | RFCE | 1668.6667 | 493
[13 empty] | 20879 | 20879 | MD | RFCE | 1668.6667 | 493
[13 empty] | 20880 | 20880 | MD | RFCE | 1668.6667 | 493
[13 empty] | 20882 | 20882 | MD | RFCW | 1668.6667 | 493
[13 empty] | 20883 | 20883 | MD | RFCE | 1668.6667 | 493
[13 empty] | 20884 | 20884 | MD | RFCE | 1668.6667 | 493
[13 empty] | 20885 | 20885 | MD | RFCE | 1668.6667 | 493
[13 empty] | 20886 | 20886 | MD | RFCE | 1668.6667 | 493
[13 empty] | 20889 | 20889 | MD | RFCE | 1668.6667 | 493
[13 empty] | 20891 | 20891 | MD | RFCE | 1668.6667 | 493
[13 empty] | 20892 | 20892 | MD | RFCE | 1668.6667 | 493
[13 empty] | 20894 | 20894 | MD | RFCE | 1668.6667 | 493
[13 empty] | 20895 | 20895 | MD | RFCE | 1668.6667 | 493
[13 empty] | 20896 | 20896 | MD | RFCE | 1668.6667 | 493
[13 empty] | 20897 | 20897 | MD | RFCE | 1668.6667 | 493
[13 empty] | 20898 | 20898 | MD | RFCE | 1668.6667 | 493
[13 empty] | 20899 | 20899 | MD | RFCE | 1668.6667 | 493
[13 empty] | 20901 | 20901 | MD | RFCE | 1668.6667 | 493
[13 empty] | 20902 | 20902 | MD | RFCE | 1668.6667 | 493
[13 empty] | 20903 | 20903 | MD | RFCE | 1668.6667 | 493
[13 empty] | 20904 | 20904 | MD | RFCE | 1668.6667 | 493
[13 empty] | 20905 | 20905 | MD | RFCE | 1668.6667 | 493
[13 empty] | 20906 | 20906 | MD | RFCE | 1668.6667 | 493
[13 empty] | 20907 | 20907 | MD | RFCE | 1668.6667 | 493
[13 empty] | 20908 | 20908 | MD | RFCE | 1668.6667 | 493
[13 empty] | 20910 | 20910 | MD | RFCE | 1668.6667 | 493
[13 empty] | 20911 | 20911 | MD | RFCE | 1668.6667 | 493
[13 empty] | 20912 | 20912 | MD | RFCE | 1668.6667 | 493
[13 empty] | 20913 | 20913 | MD | RFCE | 1668.6667 | 493
[13 empty] | 20914 | 20914 | MD | RFCE | 1668.6667 | 493
[13 empty] | 20915 | 20915 | MD | RFCE | 1668.6667 | 493
[13 empty] | 20916 | 20916 | MD | RFCE | 1668.6667 | 493
[13 empty] | 20918 | 20918 | MD | RFCE | 1668.6667 | 493
[13 empty] | 20993 | 20993 | MD | RFCE | 1668.6667 | 493
[13 empty] | 20997 | 20997 | MD | RFCE | 1668.6667 | 493
[13 empty] | 21001 | 21001 | MD | RFCE | 1668.6667 | 493
[13 empty] | 21005 | 21005 | MD | RFCE | 1668.6667 | 493
[13 empty] | 21009 | 21009 | MD | RFCE | 1668.6667 | 493
[13 empty] | 21010 | 21010 | MD | RFCE | 1668.6667 | 493
[13 empty] | 21012 | 21012 | MD | RFCE | 1668.6667 | 493
[13 empty] | 21013 | 21013 | MD | RFCE | 1668.6667 | 493
[13 empty] | 21014 | 21014 | MD | RFCE | 1668.6667 | 493
[13 empty] | 21015 | 21015 | MD | RFCE | 1668.6667 | 493
[13 empty] | 21017 | 21017 | MD | RFCE | 1668.6667 | 493
[13 empty] | 21018 | 21018 | MD | RFCE | 1668.6667 | 493
[13 empty] | 21020 | 21020 | MD | RFCE | 1668.6667 | 493
[13 empty] | 21022 | 21022 | MD | RFCE | 1668.6667 | 493
[13 empty] | 21023 | 21023 | MD | RFCE | 1668.6667 | 493
[13 empty] | 21027 | 21027 | MD | RFCE | 1668.6667 | 493
[13 empty] | 21028 | 21028 | MD | RFCE | 1668.6667 | 493
[13 empty] | 21029 | 21029 | MD | RFCE | 1668.6667 | 493
[13 empty] | 21030 | 21030 | MD | RFCE | 1668.6667 | 493
[13 empty] | 21031 | 21031 | MD | RFCE | 1668.6667 | 493
[13 empty] | 21032 | 21032 | MD | RFCE | 1668.6667 | 493
[13 empty] | 21034 | 21034 | MD | RFCE | 1668.6667 | 493
[13 empty] | 21035 | 21035 | MD | RFCE | 1668.6667 | 493
[13 empty] | 21036 | 21036 | MD | RFCE | 1668.6667 | 493
[13 empty] | 21037 | 21037 | MD | RFCE | 1668.6667 | 493
[13 empty] | 21040 | 21040 | MD | RFCE | 1668.6667 | 493
[13 empty] | 21041 | 21041 | MD | RFCE | 1668.6667 | 493
[13 empty] | 21042 | 21042 | MD | RFCE | 1668.6667 | 493
[13 empty] | 21043 | 21043 | MD | RFCE | 1668.6667 | 493
[13 empty] | 21044 | 21044 | MD | RFCE | 1668.6667 | 493
[13 empty] | 21045 | 21045 | MD | RFCE | 1668.6667 | 493
[13 empty] | 21046 | 21046 | MD | RFCE | 1668.6667 | 493
[13 empty] | 21047 | 21047 | MD | RFCE | 1668.6667 | 493
[13 empty] | 21048 | 21048 | MD | RFCE | 1668.6667 | 493
[13 empty] | 21050 | 21050 | MD | RFCE | 1668.6667 | 493
[13 empty] | 21051 | 21051 | MD | RFCE | 1668.6667 | 493
[13 empty] | 21052 | 21052 | MD | RFCE | 1668.6667 | 493
[13 empty] | 21053 | 21053 | MD | RFCE | 1668.6667 | 493
[13 empty] | 21054 | 21054 | MD | RFCE | 1668.6667 | 493
[13 empty] | 21056 | 21056 | MD | RFCE | 1668.6667 | 493
[13 empty] | 21057 | 21057 | MD | RFCE | 1668.6667 | 493
[13 empty] | 21060 | 21060 | MD | RFCE | 1668.6667 | 493
[13 empty] | 21061 | 21061 | MD | RFCE | 1668.6667 | 493
[13 empty] | 21062 | 21062 | MD | RFCE | 1668.6667 | 493
[13 empty] | 21065 | 21065 | MD | RFCE | 1668.6667 | 493
[13 empty] | 21071 | 21071 | MD | RFCE | 1668.6667 | 493
[13 empty] | 21074 | 21074 | MD | RFCE | 1668.6667 | 493
[13 empty] | 21075 | 21075 | MD | RFCE | 1668.6667 | 493
[13 empty] | 21076 | 21076 | MD | RFCE | 1668.6667 | 493
[13 empty] | 21077 | 21077 | MD | RFCE | 1668.6667 | 493
[13 empty] | 21078 | 21078 | MD | RFCE | 1668.6667 | 493
[13 empty] | 21082 | 21082 | MD | RFCE | 1668.6667 | 493
[13 empty] | 21084 | 21084 | MD | RFCE | 1668.6667 | 493
[13 empty] | 21085 | 21085 | MD | RFCE | 1668.6667 | 493
[13 empty] | 21087 | 21087 | MD | RFCE | 1668.6667 | 493
[13 empty] | 21088 | 21088 | MD | RFCE | 1668.6667 | 493
[13 empty] | 21090 | 21090 | MD | RFCE | 1668.6667 | 493
[13 empty] | 21092 | 21092 | MD | RFCE | 1668.6667 | 493
[13 empty] | 21093 | 21093 | MD | RFCE | 1668.6667 | 493
[13 empty] | 21094 | 21094 | MD | RFCE | 1668.6667 | 493
[13 empty] | 21102 | 21102 | MD | RFCE | 1668.6667 | 493
[13 empty] | 21104 | 21104 | MD | RFCE | 1668.6667 | 493
[13 empty] | 21105 | 21105 | MD | RFCE | 1668.6667 | 493
[13 empty] | 21106 | 21106 | MD | RFCE | 1668.6667 | 493
[13 empty] | 21108 | 21108 | MD | RFCE | 1668.6667 | 493
[13 empty] | 21111 | 21111 | MD | RFCE | 1668.6667 | 493
[13 empty] | 21113 | 21113 | MD | RFCE | 1668.6667 | 493
[13 empty] | 21114 | 21114 | MD | RFCE | 1668.6667 | 493
[13 empty] | 21117 | 21117 | MD | RFCE | 1668.6667 | 493
[13 empty] | 21120 | 21120 | MD | RFCE | 1668.6667 | 493
[13 empty] | 21122 | 21122 | MD | RFCE | 1668.6667 | 493
[13 empty] | 21123 | 21123 | MD | RFCE | 1668.6667 | 493
[13 empty] | 21128 | 21128 | MD | RFCE | 1668.6667 | 493
[13 empty] | 21130 | 21130 | MD | RFCE | 1668.6667 | 493
[13 empty] | 21131 | 21131 | MD | RFCE | 1668.6667 | 493
[13 empty] | 21132 | 21132 | MD | RFCE | 1668.6667 | 493
[13 empty] | 21133 | 21133 | MD | RFCE | 1668.6667 | 493
[13 empty] | 21136 | 21136 | MD | RFCE | 1668.6667 | 493
[13 empty] | 21139 | 21139 | MD | RFCE | 1668.6667 | 493
[13 empty] | 21140 | 21140 | MD | RFCE | 1668.6667 | 493
[13 empty] | 21144 | 21144 | MD | RFCE | 1668.6667 | 493
[13 empty] | 21146 | 21146 | MD | RFCE | 1668.6667 | 493
[13 empty] | 21150 | 21150 | MD | RFCE | 1668.6667 | 493
[13 empty] | 21152 | 21152 | MD | RFCE | 1668.6667 | 493
[13 empty] | 21153 | 21153 | MD | RFCE | 1668.6667 | 493
[13 empty] | 21154 | 21154 | MD | RFCE | 1668.6667 | 493
[13 empty] | 21155 | 21155 | MD | RFCE | 1668.6667 | 493
[13 empty] | 21156 | 21156 | MD | RFCE | 1668.6667 | 493
[13 empty] | 21157 | 21157 | MD | RFCE | 1668.6667 | 493
[13 empty] | 21158 | 21158 | MD | RFCE | 1668.6667 | 493
[13 empty] | 21160 | 21160 | MD | RFCE | 1668.6667 | 493
[13 empty] | 21161 | 21161 | MD | RFCE | 1668.6667 | 493
[13 empty] | 21162 | 21162 | MD | RFCE | 1668.6667 | 493
[13 empty] | 21163 | 21163 | MD | RFCE | 1668.6667 | 493
[13 empty] | 21201 | 21201 | MD | RFCE | 1801.6667 | 474.3333
[13 empty] | 21202 | 21202 | MD | RFCE | 1801.6667 | 474.3333
[13 empty] | 21203 | 21203 | MD | RFCE | 1801.6667 | 474.3333
[13 empty] | 21204 | 21204 | MD | RFCE | 1801.6667 | 474.3333
[13 empty] | 21205 | 21205 | MD | RFCE | 1801.6667 | 474.3333
[13 empty] | 21206 | 21206 | MD | RFCE | 1801.6667 | 474.3333
[13 empty] | 21207 | 21207 | MD | RFCE | 1801.6667 | 474.3333
[13 empty] | 21208 | 21208 | MD | RFCE | 1801.6667 | 474.3333
[13 empty] | 21209 | 21209 | MD | RFCE | 1801.6667 | 474.3333
[13 empty] | 21210 | 21210 | MD | RFCE | 1801.6667 | 474.3333
[13 empty] | 21211 | 21211 | MD | RFCE | 1801.6667 | 474.3333
[13 empty] | 21212 | 21212 | MD | RFCE | 1801.6667 | 474.3333
[13 empty] | 21213 | 21213 | MD | RFCE | 1801.6667 | 474.3333
[13 empty] | 21214 | 21214 | MD | RFCE | 1801.6667 | 474.3333
[13 empty] | 21215 | 21215 | MD | RFCE | 1801.6667 | 474.3333
[13 empty] | 21216 | 21216 | MD | RFCE | 1801.6667 | 474.3333
[13 empty] | 21217 | 21217 | MD | RFCE | 1801.6667 | 474.3333
[13 empty] | 21218 | 21218 | MD | RFCE | 1801.6667 | 474.3333
[13 empty] | 21219 | 21219 | MD | RFCE | 1801.6667 | 474.3333
[13 empty] | 21220 | 21220 | MD | RFCE | 1801.6667 | 474.3333
[13 empty] | 21221 | 21221 | MD | RFCE | 1801.6667 | 474.3333
[13 empty] | 21222 | 21222 | MD | RFCE | 1801.6667 | 474.3333
[13 empty] | 21223 | 21223 | MD | RFCE | 1801.6667 | 474.3333
[13 empty] | 21224 | 21224 | MD | RFCE | 1801.6667 | 474.3333
[13 empty] | 21225 | 21225 | MD | RFCE | 1801.6667 | 474.3333
[13 empty] | 21226 | 21226 | MD | RFCE | 1801.6667 | 474.3333
[13 empty] | 21227 | 21227 | MD | RFCE | 1801.6667 | 474.3333
[13 empty] | 21228 | 21228 | MD | RFCE | 1801.6667 | 474.3333
[13 empty] | 21229 | 21229 | MD | RFCE | 1801.6667 | 474.3333
[13 empty] | 21230 | 21230 | MD | RFCE | 1801.6667 | 474.3333
[13 empty] | 21231 | 21231 | MD | RFCE | 1801.6667 | 474.3333
[13 empty] | 21233 | 21233 | MD | RFCE | 1801.6667 | 474.3333
[13 empty] | 21234 | 21234 | MD | RFCE | 1801.6667 | 474.3333
[13 empty] | 21235 | 21235 | MD | RFCE | 1801.6667 | 474.3333
[13 empty] | 21236 | 21236 | MD | RFCE | 1801.6667 | 474.3333
[13 empty] | 21237 | 21237 | MD | RFCE | 1801.6667 | 474.3333
[13 empty] | 21239 | 21239 | MD | RFCE | 1801.6667 | 474.3333
[13 empty] | 21240 | 21240 | MD | RFCE | 1801.6667 | 474.3333
[13 empty] | 21241 | 21241 | MD | RFCE | 1801.6667 | 474.3333
[13 empty] | 21244 | 21244 | MD | RFCE | 1801.6667 | 474.3333
[13 empty] | 21250 | 21250 | MD | RFCE | 1801.6667 | 474.3333
[13 empty] | 21251 | 21251 | MD | RFCE | 1801.6667 | 474.3333
[13 empty] | 21252 | 21252 | MD | RFCE | 1801.6667 | 474.3333
[13 empty] | 21260 | 21260 | MD | RFCE | 1801.6667 | 474.3333
[13 empty] | 21261 | 21261 | MD | RFCE | 1801.6667 | 474.3333
[13 empty] | 21263 | 21263 | MD | RFCE | 1801.6667 | 474.3333
[13 empty] | 21264 | 21264 | MD | RFCE | 1801.6667 | 474.3333
[13 empty] | 21265 | 21265 | MD | RFCE | 1801.6667 | 474.3333
[13 empty] | 21270 | 21270 | MD | RFCE | 1801.6667 | 474.3333
[13 empty] | 21273 | 21273 | MD | RFCE | 1801.6667 | 474.3333
[13 empty] | 21274 | 21274 | MD | RFCE | 1801.6667 | 474.3333
[13 empty] | 21275 | 21275 | MD | RFCE | 1801.6667 | 474.3333
[13 empty] | 21278 | 21278 | MD | RFCE | 1801.6667 | 474.3333
[13 empty] | 21279 | 21279 | MD | RFCE | 1801.6667 | 474.3333
[13 empty] | 21280 | 21280 | MD | RFCE | 1801.6667 | 474.3333
[13 empty] | 21281 | 21281 | MD | RFCE | 1801.6667 | 474.3333
[13 empty] | 21282 | 21282 | MD | RFCE | 1801.6667 | 474.3333
[13 empty] | 21283 | 21283 | MD | RFCE | 1801.6667 | 474.3333
[13 empty] | 21284 | 21284 | MD | RFCE | 1801.6667 | 474.3333
[13 empty] | 21285 | 21285 | MD | RFCE | 1801.6667 | 474.3333
[13 empty] | 21286 | 21286 | MD | RFCE | 1801.6667 | 474.3333
[13 empty] | 21287 | 21287 | MD | RFCE | 1801.6667 | 474.3333
[13 empty] | 21288 | 21288 | MD | RFCE | 1801.6667 | 474.3333
[13 empty] | 21289 | 21289 | MD | RFCE | 1801.6667 | 474.3333
[13 empty] | 21290 | 21290 | MD | RFCE | 1801.6667 | 474.3333
[13 empty] | 21297 | 21297 | MD | RFCE | 1801.6667 | 474.3333
[13 empty] | 21298 | 21298 | MD | RFCE | 1801.6667 | 474.3333
[13 empty] | 21401 | 21401 | MD | RFCE | 2061 | 346.3333
[13 empty] | 21402 | 21402 | MD | RFCE | 2061 | 346.3333
[13 empty] | 21403 | 21403 | MD | RFCE | 2061 | 346.3333
[13 empty] | 21404 | 21404 | MD | RFCE | 2061 | 346.3333
[13 empty] | 21405 | 21405 | MD | RFCE | 2061 | 346.3333
[13 empty] | 21409 | 21409 | MD | RFCE | 2061 | 346.3333
[13 empty] | 21411 | 21411 | MD | RFCE | 2061 | 346.3333
[13 empty] | 21412 | 21412 | MD | RFCE | 2061 | 346.3333
[13 empty] | 21501 | 21501 | MD | RFCW | 2061 | 346.3333
[13 empty] | 21502 | 21502 | MD | RFCW | 2061 | 346.3333
[13 empty] | 21503 | 21503 | MD | RFCW | 2061 | 346.3333
[13 empty] | 21504 | 21504 | MD | RFCW | 2061 | 346.3333
[13 empty] | 21505 | 21505 | MD | RFCW | 2061 | 346.3333
[13 empty] | 21520 | 21520 | MD | RFCW | 2061 | 346.3333
[13 empty] | 21521 | 21521 | MD | RFCW | 2061 | 346.3333
[13 empty] | 21522 | 21522 | MD | RFCW | 2061 | 346.3333
[13 empty] | 21523 | 21523 | MD | RFCW | 2061 | 346.3333
[13 empty] | 21524 | 21524 | MD | RFCW | 2061 | 346.3333
[13 empty] | 21528 | 21528 | MD | RFCW | 2061 | 346.3333
[13 empty] | 21529 | 21529 | MD | RFCW | 2061 | 346.3333
[13 empty] | 21530 | 21530 | MD | RFCW | 2061 | 346.3333
[13 empty] | 21531 | 21531 | MD | RFCE | 2061 | 346.3333
[13 empty] | 21532 | 21532 | MD | RFCW | 2061 | 346.3333
[13 empty] | 21536 | 21536 | MD | RFCW | 2061 | 346.3333
[13 empty] | 21538 | 21538 | MD | RFCW | 2061 | 346.3333
[13 empty] | 21539 | 21539 | MD | RFCW | 2061 | 346.3333
[13 empty] | 21540 | 21540 | MD | RFCW | 2061 | 346.3333
[13 empty] | 21541 | 21541 | MD | RFCW | 2061 | 346.3333
[13 empty] | 21542 | 21542 | MD | RFCW | 2061 | 346.3333
[13 empty] | 21543 | 21543 | MD | RFCW | 2061 | 346.3333
[13 empty] | 21545 | 21545 | MD | RFCW | 2061 | 346.3333
[13 empty] | 21550 | 21550 | MD | RFCW | 2061 | 346.3333
[13 empty] | 21555 | 21555 | MD | RFCW | 2061 | 346.3333
[13 empty] | 21556 | 21556 | MD | RFCW | 2061 | 346.3333
[13 empty] | 21557 | 21557 | MD | RFCW | 2061 | 346.3333
[13 empty] | 21560 | 21560 | MD | RFCW | 2061 | 346.3333
[13 empty] | 21561 | 21561 | MD | RFCW | 2061 | 346.3333
[13 empty] | 21562 | 21562 | MD | RFCW | 2061 | 346.3333
[13 empty] | 21601 | 21601 | MD | RFCE | 2061 | 346.3333
[13 empty] | 21607 | 21607 | MD | RFCE | 2061 | 346.3333
[13 empty] | 21609 | 21609 | MD | RFCE | 2061 | 346.3333
[13 empty] | 21610 | 21610 | MD | RFCE | 2061 | 346.3333
[13 empty] | 21612 | 21612 | MD | RFCE | 2061 | 346.3333
[13 empty] | 21613 | 21613 | MD | RFCE | 2061 | 346.3333
[13 empty] | 21617 | 21617 | MD | RFCE | 2061 | 346.3333
[13 empty] | 21619 | 21619 | MD | RFCE | 2061 | 346.3333
[13 empty] | 21620 | 21620 | MD | RFCE | 2061 | 346.3333
[13 empty] | 21622 | 21622 | MD | RFCE | 2061 | 346.3333
[13 empty] | 21623 | 21623 | MD | RFCE | 2061 | 346.3333
[13 empty] | 21624 | 21624 | MD | RFCE | 2061 | 346.3333
[13 empty] | 21625 | 21625 | MD | RFCE | 2061 | 346.3333
[13 empty] | 21626 | 21626 | MD | RFCE | 2061 | 346.3333
[13 empty] | 21627 | 21627 | MD | RFCE | 2061 | 346.3333
[13 empty] | 21628 | 21628 | MD | RFCE | 2061 | 346.3333
[13 empty] | 21629 | 21629 | MD | RFCE | 2061 | 346.3333
[13 empty] | 21631 | 21631 | MD | RFCE | 2061 | 346.3333
[13 empty] | 21632 | 21632 | MD | RFCE | 2061 | 346.3333
[13 empty] | 21634 | 21634 | MD | RFCE | 2061 | 346.3333
[13 empty] | 21635 | 21635 | MD | RFCE | 2061 | 346.3333
[13 empty] | 21636 | 21636 | MD | RFCE | 2061 | 346.3333
[13 empty] | 21638 | 21638 | MD | RFCE | 2061 | 346.3333
[13 empty] | 21639 | 21639 | MD | RFCE | 2061 | 346.3333
[13 empty] | 21640 | 21640 | MD | RFCE | 2061 | 346.3333
[13 empty] | 21641 | 21641 | MD | RFCE | 2061 | 346.3333
[13 empty] | 21643 | 21643 | MD | RFCE | 2061 | 346.3333
[13 empty] | 21644 | 21644 | MD | RFCE | 2061 | 346.3333
[13 empty] | 21645 | 21645 | MD | RFCE | 2061 | 346.3333
[13 empty] | 21647 | 21647 | MD | RFCE | 2061 | 346.3333
[13 empty] | 21648 | 21648 | MD | RFCE | 2061 | 346.3333
[13 empty] | 21649 | 21649 | MD | RFCE | 2061 | 346.3333
[13 empty] | 21650 | 21650 | MD | RFCE | 2061 | 346.3333
[13 empty] | 21651 | 21651 | MD | RFCE | 2061 | 346.3333
[13 empty] | 21652 | 21652 | MD | RFCE | 2061 | 346.3333
[13 empty] | 21653 | 21653 | MD | RFCE | 2061 | 346.3333
[13 empty] | 21654 | 21654 | MD | RFCE | 2061 | 346.3333
[13 empty] | 21655 | 21655 | MD | RFCE | 2061 | 346.3333
[13 empty] | 21656 | 21656 | MD | RFCE | 2061 | 346.3333
[13 empty] | 21657 | 21657 | MD | RFCE | 2061 | 346.3333
[13 empty] | 21658 | 21658 | MD | RFCE | 2061 | 346.3333
[13 empty] | 21659 | 21659 | MD | RFCE | 2061 | 346.3333
[13 empty] | 21660 | 21660 | MD | RFCE | 2061 | 346.3333
[13 empty] | 21661 | 21661 | MD | RFCE | 2061 | 346.3333
[13 empty] | 21662 | 21662 | MD | RFCE | 2061 | 346.3333
[13 empty] | 21663 | 21663 | MD | RFCE | 2061 | 346.3333
[13 empty] | 21664 | 21664 | MD | RFCE | 2061 | 346.3333
[13 empty] | 21665 | 21665 | MD | RFCE | 2061 | 346.3333
[13 empty] | 21666 | 21666 | MD | RFCE | 2061 | 346.3333
[13 empty] | 21667 | 21667 | MD | RFCE | 2061 | 346.3333
[13 empty] | 21668 | 21668 | MD | RFCE | 2061 | 346.3333
[13 empty] | 21669 | 21669 | MD | RFCE | 2061 | 346.3333
[13 empty] | 21670 | 21670 | MD | RFCE | 2061 | 346.3333
[13 empty] | 21671 | 21671 | MD | RFCE | 2061 | 346.3333
[13 empty] | 21672 | 21672 | MD | RFCE | 2061 | 346.3333
[13 empty] | 21673 | 21673 | MD | RFCE | 2061 | 346.3333
[13 empty] | 21675 | 21675 | MD | RFCE | 2061 | 346.3333
[13 empty] | 21676 | 21676 | MD | RFCE | 2061 | 346.3333
[13 empty] | 21677 | 21677 | MD | RFCE | 2061 | 346.3333
[13 empty] | 21678 | 21678 | MD | RFCE | 2061 | 346.3333
[13 empty] | 21679 | 21679 | MD | RFCE | 2061 | 346.3333
[13 empty] | 21690 | 21690 | MD | RFCE | 2061 | 346.3333
[13 empty] | 21701 | 21701 | MD | RFCW | 2061 | 346.3333
[13 empty] | 21702 | 21702 | MD | RFCW | 2061 | 346.3333
[13 empty] | 21703 | 21703 | MD | RFCW | 2061 | 346.3333
[13 empty] | 21704 | 21704 | MD | RFCW | 2061 | 346.3333
[13 empty] | 21705 | 21705 | MD | RFCW | 2061 | 346.3333
[13 empty] | 21709 | 21709 | MD | RFCW | 2061 | 346.3333
[13 empty] | 21710 | 21710 | MD | RFCW | 2061 | 346.3333
[13 empty] | 21711 | 21711 | MD | RFCW | 2061 | 346.3333
[13 empty] | 21713 | 21713 | MD | RFCW | 2061 | 346.3333
[13 empty] | 21714 | 21714 | MD | RFCW | 2061 | 346.3333
[13 empty] | 21715 | 21715 | MD | RFCW | 2061 | 346.3333
[13 empty] | 21716 | 21716 | MD | RFCW | 2061 | 346.3333
[13 empty] | 21717 | 21717 | MD | RFCW | 2061 | 346.3333
[13 empty] | 21718 | 21718 | MD | RFCW | 2061 | 346.3333
[13 empty] | 21719 | 21719 | MD | RFCW | 2061 | 346.3333
[13 empty] | 21720 | 21720 | MD | RFCW | 2061 | 346.3333
[13 empty] | 21721 | 21721 | MD | RFCW | 2061 | 346.3333
[13 empty] | 21722 | 21722 | MD | RFCW | 2061 | 346.3333
[13 empty] | 21723 | 21723 | MD | RFCE | 2061 | 346.3333
[13 empty] | 21727 | 21727 | MD | RFCW | 2061 | 346.3333
[13 empty] | 21733 | 21733 | MD | RFCW | 2061 | 346.3333
[13 empty] | 21734 | 21734 | MD | RFCW | 2061 | 346.3333
[13 empty] | 21737 | 21737 | MD | RFCE | 2061 | 346.3333
[13 empty] | 21738 | 21738 | MD | RFCE | 2061 | 346.3333
[13 empty] | 21740 | 21740 | MD | RFCW | 2061 | 346.3333
[13 empty] | 21741 | 21741 | MD | RFCW | 2061 | 346.3333
[13 empty] | 21742 | 21742 | MD | RFCW | 2061 | 346.3333
[13 empty] | 21746 | 21746 | MD | RFCW | 2061 | 346.3333
[13 empty] | 21747 | 21747 | MD | RFCW | 2061 | 346.3333
[13 empty] | 21748 | 21748 | MD | RFCW | 2061 | 346.3333
[13 empty] | 21749 | 21749 | MD | RFCW | 2061 | 346.3333
[13 empty] | 21750 | 21750 | MD | RFCW | 2061 | 346.3333
[13 empty] | 21754 | 21754 | MD | RFCW | 2061 | 346.3333
[13 empty] | 21755 | 21755 | MD | RFCW | 2061 | 346.3333
[13 empty] | 21756 | 21756 | MD | RFCW | 2061 | 346.3333
[13 empty] | 21757 | 21757 | MD | RFCW | 2061 | 346.3333
[13 empty] | 21758 | 21758 | MD | RFCW | 2061 | 346.3333
[13 empty] | 21759 | 21759 | MD | RFCW | 2061 | 346.3333
[13 empty] | 21762 | 21762 | MD | RFCW | 2061 | 346.3333
[13 empty] | 21765 | 21765 | MD | RFCW | 2061 | 346.3333
[13 empty] | 21766 | 21766 | MD | RFCW | 2061 | 346.3333
[13 empty] | 21767 | 21767 | MD | RFCW | 2061 | 346.3333
[13 empty] | 21769 | 21769 | MD | RFCW | 2061 | 346.3333
[13 empty] | 21770 | 21770 | MD | RFCW | 2061 | 346.3333
[13 empty] | 21771 | 21771 | MD | RFCW | 2061 | 346.3333
[13 empty] | 21773 | 21773 | MD | RFCW | 2061 | 346.3333
[13 empty] | 21774 | 21774 | MD | RFCW | 2061 | 346.3333
[13 empty] | 21775 | 21775 | MD | RFCW | 2061 | 346.3333
[13 empty] | 21776 | 21776 | MD | RFCW | 2061 | 346.3333
[13 empty] | 21777 | 21777 | MD | RFCW | 2061 | 346.3333
[13 empty] | 21778 | 21778 | MD | RFCW | 2061 | 346.3333
[13 empty] | 21779 | 21779 | MD | RFCW | 2061 | 346.3333
[13 empty] | 21780 | 21780 | MD | RFCW | 2061 | 346.3333
[13 empty] | 21781 | 21781 | MD | RFCW | 2061 | 346.3333
[13 empty] | 21782 | 21782 | MD | RFCW | 2061 | 346.3333
[13 empty] | 21783 | 21783 | MD | RFCW | 2061 | 346.3333
[13 empty] | 21784 | 21784 | MD | RFCE | 2061 | 346.3333
[13 empty] | 21787 | 21787 | MD | RFCW | 2061 | 346.3333
[13 empty] | 21788 | 21788 | MD | RFCW | 2061 | 346.3333
[13 empty] | 21790 | 21790 | MD | RFCW | 2061 | 346.3333
[13 empty] | 21791 | 21791 | MD | RFCW | 2061 | 346.3333
[13 empty] | 21792 | 21792 | MD | RFCE | 2061 | 346.3333
[13 empty] | 21793 | 21793 | MD | RFCW | 2061 | 346.3333
[13 empty] | 21794 | 21794 | MD | RFCE | 2061 | 346.3333
[13 empty] | 21795 | 21795 | MD | RFCW | 2061 | 346.3333
[13 empty] | 21797 | 21797 | MD | RFCE | 2061 | 346.3333
[13 empty] | 21798 | 21798 | MD | RFCW | 2061 | 346.3333
[13 empty] | 21801 | 21801 | MD | RFCE | 2061 | 346.3333
[13 empty] | 21802 | 21802 | MD | RFCE | 2061 | 346.3333
[13 empty] | 21803 | 21803 | MD | RFCE | 2061 | 346.3333
[13 empty] | 21804 | 21804 | MD | RFCE | 2061 | 346.3333
[13 empty] | 21810 | 21810 | MD | RFCE | 2061 | 346.3333
[13 empty] | 21811 | 21811 | MD | RFCE | 2061 | 346.3333
[13 empty] | 21813 | 21813 | MD | RFCE | 2061 | 346.3333
[13 empty] | 21814 | 21814 | MD | RFCE | 2061 | 346.3333
[13 empty] | 21817 | 21817 | MD | RFCE | 2061 | 346.3333
[13 empty] | 21821 | 21821 | MD | RFCE | 2061 | 346.3333
[13 empty] | 21822 | 21822 | MD | RFCE | 2061 | 346.3333
[13 empty] | 21824 | 21824 | MD | RFCE | 2061 | 346.3333
[13 empty] | 21826 | 21826 | MD | RFCE | 2061 | 346.3333
[13 empty] | 21829 | 21829 | MD | RFCE | 2061 | 346.3333
[13 empty] | 21830 | 21830 | MD | RFCE | 2061 | 346.3333
[13 empty] | 21835 | 21835 | MD | RFCE | 2061 | 346.3333
[13 empty] | 21836 | 21836 | MD | RFCE | 2061 | 346.3333
[13 empty] | 21837 | 21837 | MD | RFCE | 2061 | 346.3333
[13 empty] | 21838 | 21838 | MD | RFCE | 2061 | 346.3333
[13 empty] | 21840 | 21840 | MD | RFCE | 2061 | 346.3333
[13 empty] | 21841 | 21841 | MD | RFCE | 2061 | 346.3333
[13 empty] | 21842 | 21842 | MD | RFCE | 2061 | 346.3333
[13 empty] | 21843 | 21843 | MD | RFCE | 2061 | 346.3333
[13 empty] | 21849 | 21849 | MD | RFCE | 2061 | 346.3333
[13 empty] | 21850 | 21850 | MD | RFCE | 2061 | 346.3333
[13 empty] | 21851 | 21851 | MD | RFCE | 2061 | 346.3333
[13 empty] | 21852 | 21852 | MD | RFCE | 2061 | 346.3333
[13 empty] | 21853 | 21853 | MD | RFCE | 2061 | 346.3333
[13 empty] | 21856 | 21856 | MD | RFCE | 2061 | 346.3333
[13 empty] | 21857 | 21857 | MD | RFCE | 2061 | 346.3333
[13 empty] | 21861 | 21861 | MD | RFCE | 2061 | 346.3333
[13 empty] | 21862 | 21862 | MD | RFCE | 2061 | 346.3333
[13 empty] | 21863 | 21863 | MD | RFCE | 2061 | 346.3333
[13 empty] | 21864 | 21864 | MD | RFCE | 2061 | 346.3333
[13 empty] | 21865 | 21865 | MD | RFCE | 2061 | 346.3333
[13 empty] | 21866 | 21866 | MD | RFCE | 2061 | 346.3333
[13 empty] | 21867 | 21867 | MD | RFCE | 2061 | 346.3333
[13 empty] | 21869 | 21869 | MD | RFCE | 2061 | 346.3333
[13 empty] | 21871 | 21871 | MD | RFCE | 2061 | 346.3333
[13 empty] | 21872 | 21872 | MD | RFCE | 2061 | 346.3333
[13 empty] | 21874 | 21874 | MD | RFCE | 2061 | 346.3333
[13 empty] | 21875 | 21875 | MD | RFCE | 2061 | 346.3333
[13 empty] | 21890 | 21890 | MD | RFCE | 2061 | 346.3333
[13 empty] | 21901 | 21901 | MD | RFCE | 2061 | 346.3333
[13 empty] | 21902 | 21902 | MD | RFCE | 2061 | 346.3333
[13 empty] | 21903 | 21903 | MD | RFCE | 2061 | 346.3333
[13 empty] | 21904 | 21904 | MD | RFCE | 2061 | 346.3333
[13 empty] | 21911 | 21911 | MD | RFCE | 2061 | 346.3333
[13 empty] | 21912 | 21912 | MD | RFCE | 2061 | 346.3333
[13 empty] | 21913 | 21913 | MD | RFCE | 2061 | 346.3333
[13 empty] | 21914 | 21914 | MD | RFCE | 2061 | 346.3333
[13 empty] | 21915 | 21915 | MD | RFCE | 2061 | 346.3333
[13 empty] | 21916 | 21916 | MD | RFCE | 2061 | 346.3333
[13 empty] | 21917 | 21917 | MD | RFCE | 2061 | 346.3333
[13 empty] | 21918 | 21918 | MD | RFCE | 2061 | 346.3333
[13 empty] | 21919 | 21919 | MD | RFCE | 2061 | 346.3333
[13 empty] | 21920 | 21920 | MD | RFCE | 2061 | 346.3333
[13 empty] | 21921 | 21921 | MD | RFCE | 2061 | 346.3333
[13 empty] | 21922 | 21922 | MD | RFCE | 2061 | 346.3333
[13 empty] | 21930 | 21930 | MD | RFCE | 2061 | 346.3333
[13 empty] | 22003 | 22003 | VA | SRVC | 2061 | 346.3333
[13 empty] | 22009 | 22009 | VA | SRVC | 2061 | 346.3333
[13 empty] | 22015 | 22015 | VA | SRVC | 2061 | 346.3333
[13 empty] | 22025 | 22025 | VA | SRVC | 2061 | 346.3333
[13 empty] | 22026 | 22026 | VA | SRVC | 2061 | 346.3333
[13 empty] | 22027 | 22027 | VA | SRVC | 2061 | 346.3333
[13 empty] | 22030 | 22030 | VA | SRVC | 2061 | 346.3333
[13 empty] | 22031 | 22031 | VA | SRVC | 2061 | 346.3333
[13 empty] | 22032 | 22032 | VA | SRVC | 2061 | 346.3333
[13 empty] | 22033 | 22033 | VA | SRVC | 2061 | 346.3333
[13 empty] | 22034 | 22034 | VA | SRVC | 2061 | 346.3333
[13 empty] | 22035 | 22035 | VA | SRVC | 2061 | 346.3333
[13 empty] | 22036 | 22036 | VA | SRVC | 2061 | 346.3333
[13 empty] | 22037 | 22037 | VA | SRVC | 2061 | 346.3333
[13 empty] | 22038 | 22038 | VA | SRVC | 2061 | 346.3333
[13 empty] | 22039 | 22039 | VA | SRVC | 2061 | 346.3333
[13 empty] | 22040 | 22040 | VA | SRVC | 2061 | 346.3333
[13 empty] | 22041 | 22041 | VA | SRVC | 2061 | 346.3333
[13 empty] | 22042 | 22042 | VA | SRVC | 2061 | 346.3333
[13 empty] | 22043 | 22043 | VA | SRVC | 2061 | 346.3333
[13 empty] | 22044 | 22044 | VA | SRVC | 2061 | 346.3333
[13 empty] | 22046 | 22046 | VA | SRVC | 2061 | 346.3333
[13 empty] | 22060 | 22060 | VA | SRVC | 2061 | 346.3333
[13 empty] | 22066 | 22066 | VA | SRVC | 2061 | 346.3333
[13 empty] | 22067 | 22067 | VA | SRVC | 2061 | 346.3333
[13 empty] | 22079 | 22079 | VA | SRVC | 2061 | 346.3333
[13 empty] | 22081 | 22081 | VA | SRVC | 2061 | 346.3333
[13 empty] | 22082 | 22082 | VA | SRVC | 2061 | 346.3333
[13 empty] | 22095 | 22095 | VA | SRVC | 2061 | 346.3333
[13 empty] | 22096 | 22096 | VA | SRVC | 2061 | 346.3333
[13 empty] | 22101 | 22101 | VA | SRVC | 2061 | 346.3333
[13 empty] | 22102 | 22102 | VA | SRVC | 2061 | 346.3333
[13 empty] | 22103 | 22103 | VA | SRVC | 2061 | 346.3333
[13 empty] | 22106 | 22106 | VA | SRVC | 2061 | 346.3333
[13 empty] | 22107 | 22107 | VA | SRVC | 2061 | 346.3333
[13 empty] | 22108 | 22108 | VA | SRVC | 2061 | 346.3333
[13 empty] | 22109 | 22109 | VA | SRVC | 2061 | 346.3333
[13 empty] | 22116 | 22116 | VA | SRVC | 2061 | 346.3333
[13 empty] | 22118 | 22118 | VA | SRVC | 2061 | 346.3333
[13 empty] | 22119 | 22119 | VA | SRVC | 2061 | 346.3333
[13 empty] | 22121 | 22121 | VA | SRVC | 2061 | 346.3333
[13 empty] | 22122 | 22122 | VA | SRVC | 2061 | 346.3333
[13 empty] | 22124 | 22124 | VA | SRVC | 2061 | 346.3333
[13 empty] | 22125 | 22125 | VA | SRVC | 2061 | 346.3333
[13 empty] | 22134 | 22134 | VA | SRVC | 2061 | 346.3333
[13 empty] | 22135 | 22135 | VA | SRVC | 2061 | 346.3333
[13 empty] | 22150 | 22150 | VA | SRVC | 2061 | 346.3333
[13 empty] | 22151 | 22151 | VA | SRVC | 2061 | 346.3333
[13 empty] | 22152 | 22152 | VA | SRVC | 2061 | 346.3333
[13 empty] | 22153 | 22153 | VA | SRVC | 2061 | 346.3333
[13 empty] | 22156 | 22156 | VA | SRVC | 2061 | 346.3333
[13 empty] | 22158 | 22158 | VA | SRVC | 2061 | 346.3333
[13 empty] | 22159 | 22159 | VA | SRVC | 2061 | 346.3333
[13 empty] | 22160 | 22160 | VA | SRVC | 2061 | 346.3333
[13 empty] | 22161 | 22161 | VA | SRVC | 2061 | 346.3333
[13 empty] | 22172 | 22172 | VA | SRVC | 2061 | 346.3333
[13 empty] | 22180 | 22180 | VA | SRVC | 2061 | 346.3333
[13 empty] | 22181 | 22181 | VA | SRVC | 2061 | 346.3333
[13 empty] | 22182 | 22182 | VA | SRVC | 2061 | 346.3333
[13 empty] | 22183 | 22183 | VA | SRVC | 2061 | 346.3333
[13 empty] | 22185 | 22185 | VA | SRVC | 2061 | 346.3333
[13 empty] | 22191 | 22191 | VA | SRVC | 2061 | 346.3333
[13 empty] | 22192 | 22192 | VA | SRVC | 2061 | 346.3333
[13 empty] | 22193 | 22193 | VA | SRVC | 2061 | 346.3333
[13 empty] | 22194 | 22194 | VA | SRVC | 2061 | 346.3333
[13 empty] | 22195 | 22195 | VA | SRVC | 2061 | 346.3333
[13 empty] | 22199 | 22199 | VA | SRVC | 2061 | 346.3333
[13 empty] | 22201 | 22201 | VA | SRVC | 2061 | 346.3333
[13 empty] | 22202 | 22202 | VA | SRVC | 2061 | 346.3333
[13 empty] | 22203 | 22203 | VA | SRVC | 2061 | 346.3333
[13 empty] | 22204 | 22204 | VA | SRVC | 2061 | 346.3333
[13 empty] | 22205 | 22205 | VA | SRVC | 2061 | 346.3333
[13 empty] | 22206 | 22206 | VA | SRVC | 2061 | 346.3333
[13 empty] | 22207 | 22207 | VA | SRVC | 2061 | 346.3333
[13 empty] | 22209 | 22209 | VA | SRVC | 2061 | 346.3333
[13 empty] | 22210 | 22210 | VA | SRVC | 2061 | 346.3333
[13 empty] | 22211 | 22211 | VA | SRVC | 2061 | 346.3333
[13 empty] | 22212 | 22212 | VA | SRVC | 2061 | 346.3333
[13 empty] | 22213 | 22213 | VA | SRVC | 2061 | 346.3333
[13 empty] | 22214 | 22214 | VA | SRVC | 2061 | 346.3333
[13 empty] | 22215 | 22215 | VA | SRVC | 2061 | 346.3333
[13 empty] | 22216 | 22216 | VA | SRVC | 2061 | 346.3333
[13 empty] | 22217 | 22217 | VA | SRVC | 2061 | 346.3333
[13 empty] | 22219 | 22219 | VA | SRVC | 2061 | 346.3333
[13 empty] | 22222 | 22222 | VA | SRVC | 2061 | 346.3333
[13 empty] | 22225 | 22225 | VA | SRVC | 2061 | 346.3333
[13 empty] | 22226 | 22226 | VA | SRVC | 2061 | 346.3333
[13 empty] | 22227 | 22227 | VA | SRVC | 2061 | 346.3333
[13 empty] | 22230 | 22230 | VA | SRVC | 2061 | 346.3333
[13 empty] | 22240 | 22240 | VA | SRVC | 2061 | 346.3333
[13 empty] | 22241 | 22241 | VA | SRVC | 2061 | 346.3333
[13 empty] | 22242 | 22242 | VA | SRVC | 2061 | 346.3333
[13 empty] | 22243 | 22243 | VA | SRVC | 2061 | 346.3333
[13 empty] | 22244 | 22244 | VA | SRVC | 2061 | 346.3333
[13 empty] | 22245 | 22245 | VA | SRVC | 2061 | 346.3333
[13 empty] | 22246 | 22246 | VA | SRVC | 2061 | 346.3333
[13 empty] | 22301 | 22301 | VA | SRVC | 2061 | 346.3333
[13 empty] | 22302 | 22302 | VA | SRVC | 2061 | 346.3333
[13 empty] | 22303 | 22303 | VA | SRVC | 2061 | 346.3333
[13 empty] | 22304 | 22304 | VA | SRVC | 2061 | 346.3333
[13 empty] | 22305 | 22305 | VA | SRVC | 2061 | 346.3333
[13 empty] | 22306 | 22306 | VA | SRVC | 2061 | 346.3333
[13 empty] | 22307 | 22307 | VA | SRVC | 2061 | 346.3333
[13 empty] | 22308 | 22308 | VA | SRVC | 2061 | 346.3333
[13 empty] | 22309 | 22309 | VA | SRVC | 2061 | 346.3333
[13 empty] | 22310 | 22310 | VA | SRVC | 2061 | 346.3333
[13 empty] | 22311 | 22311 | VA | SRVC | 2061 | 346.3333
[13 empty] | 22312 | 22312 | VA | SRVC | 2061 | 346.3333
[13 empty] | 22313 | 22313 | VA | SRVC | 2061 | 346.3333
[13 empty] | 22314 | 22314 | VA | SRVC | 2061 | 346.3333
[13 empty] | 22315 | 22315 | VA | SRVC | 2061 | 346.3333
[13 empty] | 22320 | 22320 | VA | SRVC | 2061 | 346.3333
[13 empty] | 22331 | 22331 | VA | SRVC | 2061 | 346.3333
[13 empty] | 22332 | 22332 | VA | SRVC | 2061 | 346.3333
[13 empty] | 22333 | 22333 | VA | SRVC | 2061 | 346.3333
[13 empty] | 22334 | 22334 | VA | SRVC | 2061 | 346.3333
[13 empty] | 22350 | 22350 | VA | SRVC | 2061 | 346.3333
[13 empty] | 22401 | 22401 | VA | SRVC | 2061 | 346.3333
[13 empty] | 22402 | 22402 | VA | SRVC | 2061 | 346.3333
[13 empty] | 22403 | 22403 | VA | SRVC | 2061 | 346.3333
[13 empty] | 22404 | 22404 | VA | SRVC | 2061 | 346.3333
[13 empty] | 22405 | 22405 | VA | SRVC | 2061 | 346.3333
[13 empty] | 22406 | 22406 | VA | SRVC | 2061 | 346.3333
[13 empty] | 22407 | 22407 | VA | SRVC | 2061 | 346.3333
[13 empty] | 22408 | 22408 | VA | SRVC | 2061 | 346.3333
[13 empty] | 22412 | 22412 | VA | SRVC | 2061 | 346.3333
[13 empty] | 22427 | 22427 | VA | SRVC | 2061 | 346.3333
[13 empty] | 22428 | 22428 | VA | SRVC | 2061 | 346.3333
[13 empty] | 22430 | 22430 | VA | SRVC | 2061 | 346.3333
[13 empty] | 22432 | 22432 | VA | SRVC | 2061 | 346.3333
[13 empty] | 22433 | 22433 | VA | SRVC | 2061 | 346.3333
[13 empty] | 22435 | 22435 | VA | SRVC | 2061 | 346.3333
[13 empty] | 22436 | 22436 | VA | SRVC | 2061 | 346.3333
[13 empty] | 22437 | 22437 | VA | SRVC | 2061 | 346.3333
[13 empty] | 22438 | 22438 | VA | SRVC | 2061 | 346.3333
[13 empty] | 22442 | 22442 | VA | SRVC | 2061 | 346.3333
[13 empty] | 22443 | 22443 | VA | SRVC | 2061 | 346.3333
[13 empty] | 22446 | 22446 | VA | SRVC | 2061 | 346.3333
[13 empty] | 22448 | 22448 | VA | SRVC | 2061 | 346.3333
[13 empty] | 22451 | 22451 | VA | SRVC | 2061 | 346.3333
[13 empty] | 22454 | 22454 | VA | SRVC | 2061 | 346.3333
[13 empty] | 22456 | 22456 | VA | SRVC | 2061 | 346.3333
[13 empty] | 22460 | 22460 | VA | SRVC | 2061 | 346.3333
[13 empty] | 22463 | 22463 | VA | SRVC | 2061 | 346.3333
[13 empty] | 22469 | 22469 | VA | SRVC | 2061 | 346.3333
[13 empty] | 22471 | 22471 | VA | SRVC | 2061 | 346.3333
[13 empty] | 22472 | 22472 | VA | SRVC | 2061 | 346.3333
[13 empty] | 22473 | 22473 | VA | SRVC | 2061 | 346.3333
[13 empty] | 22476 | 22476 | VA | SRVC | 2061 | 346.3333
[13 empty] | 22480 | 22480 | VA | SRVC | 2061 | 346.3333
[13 empty] | 22481 | 22481 | VA | SRVC | 2061 | 346.3333
[13 empty] | 22482 | 22482 | VA | SRVC | 2061 | 346.3333
[13 empty] | 22485 | 22485 | VA | SRVC | 2061 | 346.3333
[13 empty] | 22488 | 22488 | VA | SRVC | 2061 | 346.3333
[13 empty] | 22501 | 22501 | VA | SRVC | 2061 | 346.3333
[13 empty] | 22503 | 22503 | VA | SRVC | 2061 | 346.3333
[13 empty] | 22504 | 22504 | VA | SRVC | 2061 | 346.3333
[13 empty] | 22507 | 22507 | VA | SRVC | 2061 | 346.3333
[13 empty] | 22508 | 22508 | VA | SRVC | 2061 | 346.3333
[13 empty] | 22509 | 22509 | VA | SRVC | 2061 | 346.3333
[13 empty] | 22511 | 22511 | VA | SRVC | 2061 | 346.3333
[13 empty] | 22513 | 22513 | VA | SRVC | 2061 | 346.3333
[13 empty] | 22514 | 22514 | VA | SRVC | 2061 | 346.3333
[13 empty] | 22517 | 22517 | VA | SRVC | 2061 | 346.3333
[13 empty] | 22520 | 22520 | VA | SRVC | 2061 | 346.3333
[13 empty] | 22523 | 22523 | VA | SRVC | 2061 | 346.3333
[13 empty] | 22524 | 22524 | VA | SRVC | 2061 | 346.3333
[13 empty] | 22526 | 22526 | VA | SRVC | 2061 | 346.3333
[13 empty] | 22528 | 22528 | VA | SRVC | 2061 | 346.3333
[13 empty] | 22529 | 22529 | VA | SRVC | 2061 | 346.3333
[13 empty] | 22530 | 22530 | VA | SRVC | 2061 | 346.3333
[13 empty] | 22534 | 22534 | VA | SRVC | 2061 | 346.3333
[13 empty] | 22535 | 22535 | VA | SRVC | 2061 | 346.3333
[13 empty] | 22538 | 22538 | VA | SRVC | 2061 | 346.3333
[13 empty] | 22539 | 22539 | VA | SRVC | 2061 | 346.3333
[13 empty] | 22542 | 22542 | VA | SRVC | 2061 | 346.3333
[13 empty] | 22544 | 22544 | VA | SRVC | 2061 | 346.3333
[13 empty] | 22545 | 22545 | VA | SRVC | 2061 | 346.3333
[13 empty] | 22546 | 22546 | VA | SRVC | 2061 | 346.3333
[13 empty] | 22547 | 22547 | VA | SRVC | 2061 | 346.3333
[13 empty] | 22548 | 22548 | VA | SRVC | 2061 | 346.3333
[13 empty] | 22551 | 22551 | VA | SRVC | 2061 | 346.3333
[13 empty] | 22552 | 22552 | VA | SRVC | 2061 | 346.3333
[13 empty] | 22553 | 22553 | VA | SRVC | 2061 | 346.3333
[13 empty] | 22554 | 22554 | VA | SRVC | 2061 | 346.3333
[13 empty] | 22555 | 22555 | VA | SRVC | 2061 | 346.3333
[13 empty] | 22556 | 22556 | VA | SRVC | 2061 | 346.3333
[13 empty] | 22558 | 22558 | VA | SRVC | 2061 | 346.3333
[13 empty] | 22560 | 22560 | VA | SRVC | 2061 | 346.3333
[13 empty] | 22565 | 22565 | VA | SRVC | 2061 | 346.3333
[13 empty] | 22567 | 22567 | VA | SRVC | 2061 | 346.3333
[13 empty] | 22570 | 22570 | VA | SRVC | 2061 | 346.3333
[13 empty] | 22572 | 22572 | VA | SRVC | 2061 | 346.3333
[13 empty] | 22576 | 22576 | VA | SRVC | 2061 | 346.3333
[13 empty] | 22577 | 22577 | VA | SRVC | 2061 | 346.3333
[13 empty] | 22578 | 22578 | VA | SRVC | 2061 | 346.3333
[13 empty] | 22579 | 22579 | VA | SRVC | 2061 | 346.3333
[13 empty] | 22580 | 22580 | VA | SRVC | 2061 | 346.3333
[13 empty] | 22581 | 22581 | VA | SRVC | 2061 | 346.3333
[13 empty] | 22601 | 22601 | VA | RFCW | 2061 | 346.3333
[13 empty] | 22602 | 22602 | VA | RFCW | 2061 | 346.3333
[13 empty] | 22603 | 22603 | VA | RFCW | 2061 | 346.3333
[13 empty] | 22604 | 22604 | VA | RFCW | 2061 | 346.3333
[13 empty] | 22610 | 22610 | VA | SRVC | 2061 | 346.3333
[13 empty] | 22611 | 22611 | VA | SRVC | 2061 | 346.3333
[13 empty] | 22620 | 22620 | VA | SRVC | 2061 | 346.3333
[13 empty] | 22622 | 22622 | VA | RFCW | 2061 | 346.3333
[13 empty] | 22623 | 22623 | VA | SRVC | 2061 | 346.3333
[13 empty] | 22624 | 22624 | VA | RFCW | 2061 | 346.3333
[13 empty] | 22625 | 22625 | VA | RFCW | 2061 | 346.3333
[13 empty] | 22626 | 22626 | VA | RFCW | 2061 | 346.3333
[13 empty] | 22627 | 22627 | VA | SRVC | 2061 | 346.3333
[13 empty] | 22630 | 22630 | VA | SRVC | 2061 | 346.3333
[13 empty] | 22637 | 22637 | VA | RFCW | 2061 | 346.3333
[13 empty] | 22639 | 22639 | VA | SRVC | 2061 | 346.3333
[13 empty] | 22640 | 22640 | VA | SRVC | 2061 | 346.3333
[13 empty] | 22641 | 22641 | VA | RFCW | 2061 | 346.3333
[13 empty] | 22642 | 22642 | VA | SRVC | 2061 | 346.3333
[13 empty] | 22643 | 22643 | VA | SRVC | 2061 | 346.3333
[13 empty] | 22644 | 22644 | VA | RFCW | 2061 | 346.3333
[13 empty] | 22645 | 22645 | VA | SRVC | 2061 | 346.3333
[13 empty] | 22646 | 22646 | VA | SRVC | 2061 | 346.3333
[13 empty] | 22649 | 22649 | VA | SRVC | 2061 | 346.3333
[13 empty] | 22650 | 22650 | VA | RFCW | 2061 | 346.3333
[13 empty] | 22652 | 22652 | VA | RFCW | 2061 | 346.3333
[13 empty] | 22654 | 22654 | VA | RFCW | 2061 | 346.3333
[13 empty] | 22655 | 22655 | VA | SRVC | 2061 | 346.3333
[13 empty] | 22656 | 22656 | VA | RFCW | 2061 | 346.3333
[13 empty] | 22657 | 22657 | VA | RFCW | 2061 | 346.3333
[13 empty] | 22660 | 22660 | VA | RFCW | 2061 | 346.3333
[13 empty] | 22663 | 22663 | VA | SRVC | 2061 | 346.3333
[13 empty] | 22664 | 22664 | VA | SRVC | 2061 | 346.3333
[13 empty] | 22701 | 22701 | VA | SRVC | 2061 | 346.3333
[13 empty] | 22709 | 22709 | VA | SRVC | 2061 | 346.3333
[13 empty] | 22711 | 22711 | VA | SRVC | 2061 | 346.3333
[13 empty] | 22712 | 22712 | VA | SRVC | 2061 | 346.3333
[13 empty] | 22713 | 22713 | VA | SRVC | 2061 | 346.3333
[13 empty] | 22714 | 22714 | VA | SRVC | 2061 | 346.3333
[13 empty] | 22715 | 22715 | VA | SRVC | 2061 | 346.3333
[13 empty] | 22716 | 22716 | VA | SRVC | 2061 | 346.3333
[13 empty] | 22718 | 22718 | VA | SRVC | 2061 | 346.3333
[13 empty] | 22719 | 22719 | VA | SRVC | 2061 | 346.3333
[13 empty] | 22720 | 22720 | VA | SRVC | 2061 | 346.3333
[13 empty] | 22721 | 22721 | VA | SRVC | 2061 | 346.3333
[13 empty] | 22722 | 22722 | VA | SRVC | 2061 | 346.3333
[13 empty] | 22723 | 22723 | VA | SRVC | 2061 | 346.3333
[13 empty] | 22724 | 22724 | VA | SRVC | 2061 | 346.3333
[13 empty] | 22725 | 22725 | VA | SRVC | 2061 | 346.3333
[13 empty] | 22726 | 22726 | VA | SRVC | 2061 | 346.3333
[13 empty] | 22727 | 22727 | VA | SRVC | 2061 | 346.3333
[13 empty] | 22728 | 22728 | VA | SRVC | 2061 | 346.3333
[13 empty] | 22729 | 22729 | VA | SRVC | 2061 | 346.3333
[13 empty] | 22730 | 22730 | VA | SRVC | 2061 | 346.3333
[13 empty] | 22731 | 22731 | VA | SRVC | 2061 | 346.3333
[13 empty] | 22732 | 22732 | VA | SRVC | 2061 | 346.3333
[13 empty] | 22733 | 22733 | VA | SRVC | 2061 | 346.3333
[13 empty] | 22734 | 22734 | VA | SRVC | 2061 | 346.3333
[13 empty] | 22735 | 22735 | VA | SRVC | 2061 | 346.3333
[13 empty] | 22736 | 22736 | VA | SRVC | 2061 | 346.3333
[13 empty] | 22737 | 22737 | VA | SRVC | 2061 | 346.3333
[13 empty] | 22738 | 22738 | VA | SRVC | 2061 | 346.3333
[13 empty] | 22739 | 22739 | VA | SRVC | 2061 | 346.3333
[13 empty] | 22740 | 22740 | VA | SRVC | 2061 | 346.3333
[13 empty] | 22741 | 22741 | VA | SRVC | 2061 | 346.3333
[13 empty] | 22742 | 22742 | VA | SRVC | 2061 | 346.3333
[13 empty] | 22743 | 22743 | VA | SRVC | 2061 | 346.3333
[13 empty] | 22746 | 22746 | VA | SRVC | 2061 | 346.3333
[13 empty] | 22747 | 22747 | VA | SRVC | 2061 | 346.3333
[13 empty] | 22748 | 22748 | VA | SRVC | 2061 | 346.3333
[13 empty] | 22749 | 22749 | VA | SRVC | 2061 | 346.3333
[13 empty] | 22801 | 22801 | VA | SRVC | 2061 | 346.3333
[13 empty] | 22802 | 22802 | VA | RFCW | 2061 | 346.3333
[13 empty] | 22803 | 22803 | VA | SRVC | 2061 | 346.3333
[13 empty] | 22807 | 22807 | VA | SRVC | 2061 | 346.3333
[13 empty] | 22810 | 22810 | VA | RFCW | 2061 | 346.3333
[13 empty] | 22811 | 22811 | VA | RFCW | 2061 | 346.3333
[13 empty] | 22812 | 22812 | VA | RFCW | 2061 | 346.3333
[13 empty] | 22815 | 22815 | VA | RFCW | 2061 | 346.3333
[13 empty] | 22820 | 22820 | VA | RFCW | 2061 | 346.3333
[13 empty] | 22821 | 22821 | VA | RFCW | 2061 | 346.3333
[13 empty] | 22824 | 22824 | VA | RFCW | 2061 | 346.3333
[13 empty] | 22827 | 22827 | VA | SRVC | 2061 | 346.3333
[13 empty] | 22830 | 22830 | VA | RFCW | 2061 | 346.3333
[13 empty] | 22831 | 22831 | VA | RFCW | 2061 | 346.3333
[13 empty] | 22832 | 22832 | VA | RFCW | 2061 | 346.3333
[13 empty] | 22833 | 22833 | VA | RFCW | 2061 | 346.3333
[13 empty] | 22834 | 22834 | VA | RFCW | 2061 | 346.3333
[13 empty] | 22835 | 22835 | VA | RFCW | 2061 | 346.3333
[13 empty] | 22840 | 22840 | VA | SRVC | 2061 | 346.3333
[13 empty] | 22841 | 22841 | VA | RFCW | 2061 | 346.3333
[13 empty] | 22842 | 22842 | VA | RFCW | 2061 | 346.3333
[13 empty] | 22843 | 22843 | VA | RFCW | 2061 | 346.3333
[13 empty] | 22844 | 22844 | VA | SRVC | 2061 | 346.3333
[13 empty] | 22845 | 22845 | VA | SRVC | 2061 | 346.3333
[13 empty] | 22846 | 22846 | VA | SRVC | 2061 | 346.3333
[13 empty] | 22847 | 22847 | VA | SRVC | 2061 | 346.3333
[13 empty] | 22848 | 22848 | VA | SRVC | 2061 | 346.3333
[13 empty] | 22849 | 22849 | VA | RFCW | 2061 | 346.3333
[13 empty] | 22850 | 22850 | VA | RFCW | 2061 | 346.3333
[13 empty] | 22851 | 22851 | VA | RFCW | 2061 | 346.3333
[13 empty] | 22853 | 22853 | VA | RFCW | 2061 | 346.3333
[13 empty] | 22901 | 22901 | VA | SRVC | 2061 | 346.3333
[13 empty] | 22902 | 22902 | VA | SRVC | 2061 | 346.3333
[13 empty] | 22903 | 22903 | VA | SRVC | 2061 | 346.3333
[13 empty] | 22904 | 22904 | VA | SRVC | 2061 | 346.3333
[13 empty] | 22905 | 22905 | VA | SRVC | 2061 | 346.3333
[13 empty] | 22906 | 22906 | VA | SRVC | 2061 | 346.3333
[13 empty] | 22907 | 22907 | VA | SRVC | 2061 | 346.3333
[13 empty] | 22908 | 22908 | VA | SRVC | 2061 | 346.3333
[13 empty] | 22909 | 22909 | VA | SRVC | 2061 | 346.3333
[13 empty] | 22910 | 22910 | VA | SRVC | 2061 | 346.3333
[13 empty] | 22911 | 22911 | VA | SRVC | 2061 | 346.3333
[13 empty] | 22920 | 22920 | VA | RFCW | 2061 | 346.3333
[13 empty] | 22922 | 22922 | VA | RFCW | 2061 | 346.3333
[13 empty] | 22923 | 22923 | VA | SRVC | 2061 | 346.3333
[13 empty] | 22924 | 22924 | VA | SRVC | 2061 | 346.3333
[13 empty] | 22931 | 22931 | VA | RFCW | 2061 | 346.3333
[13 empty] | 22932 | 22932 | VA | SRVC | 2061 | 346.3333
[13 empty] | 22935 | 22935 | VA | SRVC | 2061 | 346.3333
[13 empty] | 22936 | 22936 | VA | SRVC | 2061 | 346.3333
[13 empty] | 22937 | 22937 | VA | RFCW | 2061 | 346.3333
[13 empty] | 22938 | 22938 | VA | RFCW | 2061 | 346.3333
[13 empty] | 22939 | 22939 | VA | SRVC | 2061 | 346.3333
[13 empty] | 22940 | 22940 | VA | RFCW | 2061 | 346.3333
[13 empty] | 22942 | 22942 | VA | SRVC | 2061 | 346.3333
[13 empty] | 22943 | 22943 | VA | SRVC | 2061 | 346.3333
[13 empty] | 22945 | 22945 | VA | SRVC | 2061 | 346.3333
[13 empty] | 22946 | 22946 | VA | RFCW | 2061 | 346.3333
[13 empty] | 22947 | 22947 | VA | SRVC | 2061 | 346.3333
[13 empty] | 22948 | 22948 | VA | SRVC | 2061 | 346.3333
[13 empty] | 22949 | 22949 | VA | RFCW | 2061 | 346.3333
[13 empty] | 22952 | 22952 | VA | RFCW | 2061 | 346.3333
[13 empty] | 22957 | 22957 | VA | SRVC | 2061 | 346.3333
[13 empty] | 22958 | 22958 | VA | RFCW | 2061 | 346.3333
[13 empty] | 22959 | 22959 | VA | RFCW | 2061 | 346.3333
[13 empty] | 22960 | 22960 | VA | SRVC | 2061 | 346.3333
[13 empty] | 22963 | 22963 | VA | RFCW | 2061 | 346.3333
[13 empty] | 22964 | 22964 | VA | RFCW | 2061 | 346.3333
[13 empty] | 22965 | 22965 | VA | SRVC | 2061 | 346.3333
[13 empty] | 22967 | 22967 | VA | RFCW | 2061 | 346.3333
[13 empty] | 22968 | 22968 | VA | SRVC | 2061 | 346.3333
[13 empty] | 22969 | 22969 | VA | RFCW | 2061 | 346.3333
[13 empty] | 22971 | 22971 | VA | RFCW | 2061 | 346.3333
[13 empty] | 22972 | 22972 | VA | SRVC | 2061 | 346.3333
[13 empty] | 22973 | 22973 | VA | SRVC | 2061 | 346.3333
[13 empty] | 22974 | 22974 | VA | RFCW | 2061 | 346.3333
[13 empty] | 22976 | 22976 | VA | RFCW | 2061 | 346.3333
[13 empty] | 22980 | 22980 | VA | SRVC | 2061 | 346.3333
[13 empty] | 22987 | 22987 | VA | SRVC | 2061 | 346.3333
[13 empty] | 22989 | 22989 | VA | SRVC | 2061 | 346.3333
[13 empty] | 23001 | 23001 | VA | SRVC | 2061 | 346.3333
[13 empty] | 23002 | 23002 | VA | SRVC | 2061 | 346.3333
[13 empty] | 23003 | 23003 | VA | SRVC | 2061 | 346.3333
[13 empty] | 23004 | 23004 | VA | RFCW | 2061 | 346.3333
[13 empty] | 23005 | 23005 | VA | SRVC | 2061 | 346.3333
[13 empty] | 23009 | 23009 | VA | SRVC | 2061 | 346.3333
[13 empty] | 23011 | 23011 | VA | SRVC | 2061 | 346.3333
[13 empty] | 23014 | 23014 | VA | SRVC | 2061 | 346.3333
[13 empty] | 23015 | 23015 | VA | SRVC | 2061 | 346.3333
[13 empty] | 23018 | 23018 | VA | SRVC | 2061 | 346.3333
[13 empty] | 23021 | 23021 | VA | SRVC | 2061 | 346.3333
[13 empty] | 23022 | 23022 | VA | SRVC | 2061 | 346.3333
[13 empty] | 23023 | 23023 | VA | SRVC | 2061 | 346.3333
[13 empty] | 23024 | 23024 | VA | SRVC | 2061 | 346.3333
[13 empty] | 23025 | 23025 | VA | SRVC | 2061 | 346.3333
[13 empty] | 23027 | 23027 | VA | RFCW | 2061 | 346.3333
[13 empty] | 23030 | 23030 | VA | SRVC | 2061 | 346.3333
[13 empty] | 23031 | 23031 | VA | SRVC | 2061 | 346.3333
[13 empty] | 23032 | 23032 | VA | SRVC | 2061 | 346.3333
[13 empty] | 23035 | 23035 | VA | SRVC | 2061 | 346.3333
[13 empty] | 23038 | 23038 | VA | RFCW | 2061 | 346.3333
[13 empty] | 23039 | 23039 | VA | SRVC | 2061 | 346.3333
[13 empty] | 23040 | 23040 | VA | SRVC | 2061 | 346.3333
[13 empty] | 23043 | 23043 | VA | SRVC | 2061 | 346.3333
[13 empty] | 23045 | 23045 | VA | SRVC | 2061 | 346.3333
[13 empty] | 23047 | 23047 | VA | SRVC | 2061 | 346.3333
[13 empty] | 23050 | 23050 | VA | SRVC | 2061 | 346.3333
[13 empty] | 23055 | 23055 | VA | SRVC | 2061 | 346.3333
[13 empty] | 23056 | 23056 | VA | SRVC | 2061 | 346.3333
[13 empty] | 23058 | 23058 | VA | SRVC | 2061 | 346.3333
[13 empty] | 23059 | 23059 | VA | SRVC | 2061 | 346.3333
[13 empty] | 23060 | 23060 | VA | SRVC | 2061 | 346.3333
[13 empty] | 23061 | 23061 | VA | SRVC | 2061 | 346.3333
[13 empty] | 23062 | 23062 | VA | SRVC | 2061 | 346.3333
[13 empty] | 23063 | 23063 | VA | SRVC | 2061 | 346.3333
[13 empty] | 23064 | 23064 | VA | SRVC | 2061 | 346.3333
[13 empty] | 23065 | 23065 | VA | SRVC | 2061 | 346.3333
[13 empty] | 23066 | 23066 | VA | SRVC | 2061 | 346.3333
[13 empty] | 23067 | 23067 | VA | SRVC | 2061 | 346.3333
[13 empty] | 23068 | 23068 | VA | SRVC | 2061 | 346.3333
[13 empty] | 23069 | 23069 | VA | SRVC | 2061 | 346.3333
[13 empty] | 23070 | 23070 | VA | SRVC | 2061 | 346.3333
[13 empty] | 23071 | 23071 | VA | SRVC | 2061 | 346.3333
[13 empty] | 23072 | 23072 | VA | SRVC | 2061 | 346.3333
[13 empty] | 23075 | 23075 | VA | SRVC | 2061 | 346.3333
[13 empty] | 23076 | 23076 | VA | SRVC | 2061 | 346.3333
[13 empty] | 23079 | 23079 | VA | SRVC | 2061 | 346.3333
[13 empty] | 23081 | 23081 | VA | SRVC | 2061 | 346.3333
[13 empty] | 23083 | 23083 | VA | SRVC | 2061 | 346.3333
[13 empty] | 23084 | 23084 | VA | RFCW | 2061 | 346.3333
[13 empty] | 23085 | 23085 | VA | SRVC | 2061 | 346.3333
[13 empty] | 23086 | 23086 | VA | SRVC | 2061 | 346.3333
[13 empty] | 23089 | 23089 | VA | SRVC | 2061 | 346.3333
[13 empty] | 23090 | 23090 | VA | SRVC | 2061 | 346.3333
[13 empty] | 23091 | 23091 | VA | SRVC | 2061 | 346.3333
[13 empty] | 23092 | 23092 | VA | SRVC | 2061 | 346.3333
[13 empty] | 23093 | 23093 | VA | SRVC | 2061 | 346.3333
[13 empty] | 23101 | 23101 | VA | SRVC | 2061 | 346.3333
[13 empty] | 23102 | 23102 | VA | SRVC | 2061 | 346.3333
[13 empty] | 23103 | 23103 | VA | SRVC | 2061 | 346.3333
[13 empty] | 23105 | 23105 | VA | SRVC | 2061 | 346.3333
[13 empty] | 23106 | 23106 | VA | SRVC | 2061 | 346.3333
[13 empty] | 23107 | 23107 | VA | SRVC | 2061 | 346.3333
[13 empty] | 23108 | 23108 | VA | SRVC | 2061 | 346.3333
[13 empty] | 23109 | 23109 | VA | SRVC | 2061 | 346.3333
[13 empty] | 23110 | 23110 | VA | SRVC | 2061 | 346.3333
[13 empty] | 23111 | 23111 | VA | SRVC | 2061 | 346.3333
[13 empty] | 23112 | 23112 | VA | SRVC | 2061 | 346.3333
[13 empty] | 23113 | 23113 | VA | SRVC | 2061 | 346.3333
[13 empty] | 23114 | 23114 | VA | SRVC | 2061 | 346.3333
[13 empty] | 23115 | 23115 | VA | SRVC | 2061 | 346.3333
[13 empty] | 23116 | 23116 | VA | SRVC | 2061 | 346.3333
[13 empty] | 23117 | 23117 | VA | SRVC | 2061 | 346.3333
[13 empty] | 23119 | 23119 | VA | SRVC | 2061 | 346.3333
[13 empty] | 23120 | 23120 | VA | SRVC | 2061 | 346.3333
[13 empty] | 23123 | 23123 | VA | SRVC | 2061 | 346.3333
[13 empty] | 23124 | 23124 | VA | SRVC | 2061 | 346.3333
[13 empty] | 23125 | 23125 | VA | SRVC | 2061 | 346.3333
[13 empty] | 23126 | 23126 | VA | SRVC | 2061 | 346.3333
[13 empty] | 23127 | 23127 | VA | SRVC | 2061 | 346.3333
[13 empty] | 23128 | 23128 | VA | SRVC | 2061 | 346.3333
[13 empty] | 23129 | 23129 | VA | SRVC | 2061 | 346.3333
[13 empty] | 23130 | 23130 | VA | SRVC | 2061 | 346.3333
[13 empty] | 23131 | 23131 | VA | SRVC | 2061 | 346.3333
[13 empty] | 23138 | 23138 | VA | SRVC | 2061 | 346.3333
[13 empty] | 23139 | 23139 | VA | SRVC | 2061 | 346.3333
[13 empty] | 23140 | 23140 | VA | SRVC | 2061 | 346.3333
[13 empty] | 23141 | 23141 | VA | SRVC | 2061 | 346.3333
[13 empty] | 23146 | 23146 | VA | SRVC | 2061 | 346.3333
[13 empty] | 23147 | 23147 | VA | SRVC | 2061 | 346.3333
[13 empty] | 23148 | 23148 | VA | SRVC | 2061 | 346.3333
[13 empty] | 23149 | 23149 | VA | SRVC | 2061 | 346.3333
[13 empty] | 23150 | 23150 | VA | SRVC | 2061 | 346.3333
[13 empty] | 23153 | 23153 | VA | SRVC | 2061 | 346.3333
[13 empty] | 23154 | 23154 | VA | SRVC | 2061 | 346.3333
[13 empty] | 23155 | 23155 | VA | SRVC | 2061 | 346.3333
[13 empty] | 23156 | 23156 | VA | SRVC | 2061 | 346.3333
[13 empty] | 23160 | 23160 | VA | SRVC | 2061 | 346.3333
[13 empty] | 23161 | 23161 | VA | SRVC | 2061 | 346.3333
[13 empty] | 23162 | 23162 | VA | SRVC | 2061 | 346.3333
[13 empty] | 23163 | 23163 | VA | SRVC | 2061 | 346.3333
[13 empty] | 23168 | 23168 | VA | SRVC | 2061 | 346.3333
[13 empty] | 23169 | 23169 | VA | SRVC | 2061 | 346.3333
[13 empty] | 23170 | 23170 | VA | SRVC | 2061 | 346.3333
[13 empty] | 23173 | 23173 | VA | SRVC | 1797.3333 | 377
[13 empty] | 23175 | 23175 | VA | SRVC | 1797.3333 | 377
[13 empty] | 23176 | 23176 | VA | SRVC | 1797.3333 | 377
[13 empty] | 23177 | 23177 | VA | SRVC | 1797.3333 | 377
[13 empty] | 23178 | 23178 | VA | SRVC | 1797.3333 | 377
[13 empty] | 23180 | 23180 | VA | SRVC | 1797.3333 | 377
[13 empty] | 23181 | 23181 | VA | SRVC | 1797.3333 | 377
[13 empty] | 23183 | 23183 | VA | SRVC | 1797.3333 | 377
[13 empty] | 23184 | 23184 | VA | SRVC | 1797.3333 | 377
[13 empty] | 23185 | 23185 | VA | SRVC | 1797.3333 | 377
[13 empty] | 23186 | 23186 | VA | SRVC | 1797.3333 | 377
[13 empty] | 23187 | 23187 | VA | SRVC | 1797.3333 | 377
[13 empty] | 23188 | 23188 | VA | SRVC | 1797.3333 | 377
[13 empty] | 23190 | 23190 | VA | SRVC | 1797.3333 | 377
[13 empty] | 23192 | 23192 | VA | SRVC | 1797.3333 | 377
[13 empty] | 23218 | 23218 | VA | SRVC | 1797.3333 | 377
[13 empty] | 23219 | 23219 | VA | SRVC | 1797.3333 | 377
[13 empty] | 23220 | 23220 | VA | SRVC | 1797.3333 | 377
[13 empty] | 23221 | 23221 | VA | SRVC | 1797.3333 | 377
[13 empty] | 23222 | 23222 | VA | SRVC | 1797.3333 | 377
[13 empty] | 23223 | 23223 | VA | SRVC | 1797.3333 | 377
[13 empty] | 23224 | 23224 | VA | SRVC | 1797.3333 | 377
[13 empty] | 23225 | 23225 | VA | SRVC | 1797.3333 | 377
[13 empty] | 23226 | 23226 | VA | SRVC | 1797.3333 | 377
[13 empty] | 23227 | 23227 | VA | SRVC | 1797.3333 | 377
[13 empty] | 23228 | 23228 | VA | SRVC | 1797.3333 | 377
[13 empty] | 23229 | 23229 | VA | SRVC | 1797.3333 | 377
[13 empty] | 23230 | 23230 | VA | SRVC | 1797.3333 | 377
[13 empty] | 23231 | 23231 | VA | SRVC | 1797.3333 | 377
[13 empty] | 23232 | 23232 | VA | SRVC | 1797.3333 | 377
[13 empty] | 23233 | 23233 | VA | SRVC | 1797.3333 | 377
[13 empty] | 23234 | 23234 | VA | SRVC | 1797.3333 | 377
[13 empty] | 23235 | 23235 | VA | SRVC | 1797.3333 | 377
[13 empty] | 23236 | 23236 | VA | SRVC | 1797.3333 | 377
[13 empty] | 23237 | 23237 | VA | SRVC | 1797.3333 | 377
[13 empty] | 23238 | 23238 | VA | SRVC | 1797.3333 | 377
[13 empty] | 23241 | 23241 | VA | SRVC | 1797.3333 | 377
[13 empty] | 23242 | 23242 | VA | SRVC | 1797.3333 | 377
[13 empty] | 23249 | 23249 | VA | SRVC | 1797.3333 | 377
[13 empty] | 23250 | 23250 | VA | SRVC | 1797.3333 | 377
[13 empty] | 23255 | 23255 | VA | SRVC | 1797.3333 | 377
[13 empty] | 23260 | 23260 | VA | SRVC | 1797.3333 | 377
[13 empty] | 23261 | 23261 | VA | SRVC | 1797.3333 | 377
[13 empty] | 23269 | 23269 | VA | SRVC | 1797.3333 | 377
[13 empty] | 23273 | 23273 | VA | SRVC | 1797.3333 | 377
[13 empty] | 23274 | 23274 | VA | SRVC | 1797.3333 | 377
[13 empty] | 23276 | 23276 | VA | SRVC | 1797.3333 | 377
[13 empty] | 23278 | 23278 | VA | SRVC | 1797.3333 | 377
[13 empty] | 23279 | 23279 | VA | SRVC | 1797.3333 | 377
[13 empty] | 23282 | 23282 | VA | SRVC | 1797.3333 | 377
[13 empty] | 23284 | 23284 | VA | SRVC | 1797.3333 | 377
[13 empty] | 23285 | 23285 | VA | SRVC | 1797.3333 | 377
[13 empty] | 23286 | 23286 | VA | SRVC | 1797.3333 | 377
[13 empty] | 23288 | 23288 | VA | SRVC | 1797.3333 | 377
[13 empty] | 23289 | 23289 | VA | SRVC | 1797.3333 | 377
[13 empty] | 23290 | 23290 | VA | SRVC | 1797.3333 | 377
[13 empty] | 23291 | 23291 | VA | SRVC | 1797.3333 | 377
[13 empty] | 23292 | 23292 | VA | SRVC | 1797.3333 | 377
[13 empty] | 23293 | 23293 | VA | SRVC | 1797.3333 | 377
[13 empty] | 23294 | 23294 | VA | SRVC | 1797.3333 | 377
[13 empty] | 23295 | 23295 | VA | SRVC | 1797.3333 | 377
[13 empty] | 23297 | 23297 | VA | SRVC | 1797.3333 | 377
[13 empty] | 23298 | 23298 | VA | SRVC | 1797.3333 | 377
[13 empty] | 23301 | 23301 | VA | RFCE | 1797.3333 | 377
[13 empty] | 23302 | 23302 | VA | RFCE | 1797.3333 | 377
[13 empty] | 23303 | 23303 | VA | RFCE | 1797.3333 | 377
[13 empty] | 23304 | 23304 | VA | SRVC | 1797.3333 | 377
[13 empty] | 23306 | 23306 | VA | RFCE | 1797.3333 | 377
[13 empty] | 23307 | 23307 | VA | RFCE | 1797.3333 | 377
[13 empty] | 23308 | 23308 | VA | RFCE | 1797.3333 | 377
[13 empty] | 23310 | 23310 | VA | RFCE | 1797.3333 | 377
[13 empty] | 23313 | 23313 | VA | RFCE | 1797.3333 | 377
[13 empty] | 23314 | 23314 | VA | SRVC | 1797.3333 | 377
[13 empty] | 23315 | 23315 | VA | SRVC | 1797.3333 | 377
[13 empty] | 23316 | 23316 | VA | RFCE | 1797.3333 | 377
[13 empty] | 23320 | 23320 | VA | SRVC | 1797.3333 | 377
[13 empty] | 23321 | 23321 | VA | SRVC | 1797.3333 | 377
[13 empty] | 23322 | 23322 | VA | SRVC | 1797.3333 | 377
[13 empty] | 23323 | 23323 | VA | SRVC | 1797.3333 | 377
[13 empty] | 23324 | 23324 | VA | SRVC | 1797.3333 | 377
[13 empty] | 23325 | 23325 | VA | SRVC | 1797.3333 | 377
[13 empty] | 23326 | 23326 | VA | SRVC | 1797.3333 | 377
[13 empty] | 23327 | 23327 | VA | SRVC | 1797.3333 | 377
[13 empty] | 23328 | 23328 | VA | SRVC | 1797.3333 | 377
[13 empty] | 23336 | 23336 | VA | RFCE | 1797.3333 | 377
[13 empty] | 23337 | 23337 | VA | RFCE | 1797.3333 | 377
[13 empty] | 23341 | 23341 | VA | RFCE | 1797.3333 | 377
[13 empty] | 23345 | 23345 | VA | RFCE | 1797.3333 | 377
[13 empty] | 23347 | 23347 | VA | RFCE | 1797.3333 | 377
[13 empty] | 23350 | 23350 | VA | RFCE | 1797.3333 | 377
[13 empty] | 23354 | 23354 | VA | RFCE | 1797.3333 | 377
[13 empty] | 23356 | 23356 | VA | RFCE | 1797.3333 | 377
[13 empty] | 23357 | 23357 | VA | RFCE | 1797.3333 | 377
[13 empty] | 23358 | 23358 | VA | RFCE | 1797.3333 | 377
[13 empty] | 23359 | 23359 | VA | RFCE | 1797.3333 | 377
[13 empty] | 23389 | 23389 | VA | RFCE | 1797.3333 | 377
[13 empty] | 23395 | 23395 | VA | RFCE | 1797.3333 | 377
[13 empty] | 23396 | 23396 | VA | RFCE | 1797.3333 | 377
[13 empty] | 23397 | 23397 | VA | SRVC | 1797.3333 | 377
[13 empty] | 23398 | 23398 | VA | RFCE | 1797.3333 | 377
[13 empty] | 23399 | 23399 | VA | RFCE | 1797.3333 | 377
[13 empty] | 23401 | 23401 | VA | RFCE | 1797.3333 | 377
[13 empty] | 23404 | 23404 | VA | RFCE | 1797.3333 | 377
[13 empty] | 23405 | 23405 | VA | RFCE | 1797.3333 | 377
[13 empty] | 23407 | 23407 | VA | RFCE | 1797.3333 | 377
[13 empty] | 23408 | 23408 | VA | RFCE | 1797.3333 | 377
[13 empty] | 23409 | 23409 | VA | RFCE | 1797.3333 | 377
[13 empty] | 23410 | 23410 | VA | RFCE | 1797.3333 | 377
[13 empty] | 23412 | 23412 | VA | RFCE | 1797.3333 | 377
[13 empty] | 23413 | 23413 | VA | RFCE | 1797.3333 | 377
[13 empty] | 23414 | 23414 | VA | RFCE | 1797.3333 | 377
[13 empty] | 23415 | 23415 | VA | RFCE | 1797.3333 | 377
[13 empty] | 23416 | 23416 | VA | RFCE | 1797.3333 | 377
[13 empty] | 23417 | 23417 | VA | RFCE | 1797.3333 | 377
[13 empty] | 23418 | 23418 | VA | RFCE | 1797.3333 | 377
[13 empty] | 23419 | 23419 | VA | RFCE | 1797.3333 | 377
[13 empty] | 23420 | 23420 | VA | RFCE | 1797.3333 | 377
[13 empty] | 23421 | 23421 | VA | RFCE | 1797.3333 | 377
[13 empty] | 23422 | 23422 | VA | RFCE | 1797.3333 | 377
[13 empty] | 23423 | 23423 | VA | RFCE | 1797.3333 | 377
[13 empty] | 23424 | 23424 | VA | SRVC | 1797.3333 | 377
[13 empty] | 23426 | 23426 | VA | RFCE | 1797.3333 | 377
[13 empty] | 23427 | 23427 | VA | RFCE | 1797.3333 | 377
[13 empty] | 23429 | 23429 | VA | RFCE | 1797.3333 | 377
[13 empty] | 23430 | 23430 | VA | SRVC | 1797.3333 | 377
[13 empty] | 23431 | 23431 | VA | SRVC | 1797.3333 | 377
[13 empty] | 23432 | 23432 | VA | SRVC | 1797.3333 | 377
[13 empty] | 23433 | 23433 | VA | SRVC | 1797.3333 | 377
[13 empty] | 23434 | 23434 | VA | SRVC | 1797.3333 | 377
[13 empty] | 23435 | 23435 | VA | SRVC | 1797.3333 | 377
[13 empty] | 23436 | 23436 | VA | SRVC | 1797.3333 | 377
[13 empty] | 23437 | 23437 | VA | SRVC | 1797.3333 | 377
[13 empty] | 23438 | 23438 | VA | SRVC | 1797.3333 | 377
[13 empty] | 23439 | 23439 | VA | SRVC | 1797.3333 | 377
[13 empty] | 23440 | 23440 | VA | RFCE | 1797.3333 | 377
[13 empty] | 23441 | 23441 | VA | RFCE | 1797.3333 | 377
[13 empty] | 23442 | 23442 | VA | RFCE | 1797.3333 | 377
[13 empty] | 23443 | 23443 | VA | RFCE | 1797.3333 | 377
[13 empty] | 23450 | 23450 | VA | SRVC | 1797.3333 | 377
[13 empty] | 23451 | 23451 | VA | SRVC | 1797.3333 | 377
[13 empty] | 23452 | 23452 | VA | SRVC | 1797.3333 | 377
[13 empty] | 23453 | 23453 | VA | SRVC | 1797.3333 | 377
[13 empty] | 23454 | 23454 | VA | SRVC | 1797.3333 | 377
[13 empty] | 23455 | 23455 | VA | SRVC | 1797.3333 | 377
[13 empty] | 23456 | 23456 | VA | SRVC | 1797.3333 | 377
[13 empty] | 23457 | 23457 | VA | SRVC | 1797.3333 | 377
[13 empty] | 23458 | 23458 | VA | SRVC | 1797.3333 | 377
[13 empty] | 23459 | 23459 | VA | SRVC | 1797.3333 | 377
[13 empty] | 23460 | 23460 | VA | SRVC | 1797.3333 | 377
[13 empty] | 23461 | 23461 | VA | SRVC | 1797.3333 | 377
[13 empty] | 23462 | 23462 | VA | SRVC | 1797.3333 | 377
[13 empty] | 23463 | 23463 | VA | SRVC | 1797.3333 | 377
[13 empty] | 23464 | 23464 | VA | SRVC | 1797.3333 | 377
[13 empty] | 23465 | 23465 | VA | SRVC | 1797.3333 | 377
[13 empty] | 23466 | 23466 | VA | SRVC | 1797.3333 | 377
[13 empty] | 23467 | 23467 | VA | SRVC | 1797.3333 | 377
[13 empty] | 23471 | 23471 | VA | SRVC | 1797.3333 | 377
[13 empty] | 23479 | 23479 | VA | SRVC | 1797.3333 | 377
[13 empty] | 23480 | 23480 | VA | RFCE | 1797.3333 | 377
[13 empty] | 23482 | 23482 | VA | RFCE | 1797.3333 | 377
[13 empty] | 23483 | 23483 | VA | RFCE | 1797.3333 | 377
[13 empty] | 23486 | 23486 | VA | RFCE | 1797.3333 | 377
[13 empty] | 23487 | 23487 | VA | SRVC | 1797.3333 | 377
[13 empty] | 23488 | 23488 | VA | RFCE | 1797.3333 | 377
[13 empty] | 23501 | 23501 | VA | SRVC | 1797.3333 | 377
[13 empty] | 23502 | 23502 | VA | SRVC | 1797.3333 | 377
[13 empty] | 23503 | 23503 | VA | SRVC | 1797.3333 | 377
[13 empty] | 23504 | 23504 | VA | SRVC | 1797.3333 | 377
[13 empty] | 23505 | 23505 | VA | SRVC | 1797.3333 | 377
[13 empty] | 23506 | 23506 | VA | SRVC | 1797.3333 | 377
[13 empty] | 23507 | 23507 | VA | SRVC | 1797.3333 | 377
[13 empty] | 23508 | 23508 | VA | SRVC | 1797.3333 | 377
[13 empty] | 23509 | 23509 | VA | SRVC | 1797.3333 | 377
[13 empty] | 23510 | 23510 | VA | SRVC | 1797.3333 | 377
[13 empty] | 23511 | 23511 | VA | SRVC | 1797.3333 | 377
[13 empty] | 23512 | 23512 | VA | SRVC | 1797.3333 | 377
[13 empty] | 23513 | 23513 | VA | SRVC | 1797.3333 | 377
[13 empty] | 23514 | 23514 | VA | SRVC | 1797.3333 | 377
[13 empty] | 23515 | 23515 | VA | SRVC | 1797.3333 | 377
[13 empty] | 23517 | 23517 | VA | SRVC | 1797.3333 | 377
[13 empty] | 23518 | 23518 | VA | SRVC | 1797.3333 | 377
[13 empty] | 23519 | 23519 | VA | SRVC | 1797.3333 | 377
[13 empty] | 23520 | 23520 | VA | SRVC | 1797.3333 | 377
[13 empty] | 23521 | 23521 | VA | SRVC | 1797.3333 | 377
[13 empty] | 23523 | 23523 | VA | SRVC | 1797.3333 | 377
[13 empty] | 23529 | 23529 | VA | SRVC | 1797.3333 | 377
[13 empty] | 23541 | 23541 | VA | SRVC | 1797.3333 | 377
[13 empty] | 23551 | 23551 | VA | SRVC | 1797.3333 | 377
[13 empty] | 23601 | 23601 | VA | SRVC | 1797.3333 | 377
[13 empty] | 23602 | 23602 | VA | SRVC | 1797.3333 | 377
[13 empty] | 23603 | 23603 | VA | SRVC | 1797.3333 | 377
[13 empty] | 23604 | 23604 | VA | SRVC | 1797.3333 | 377
[13 empty] | 23605 | 23605 | VA | SRVC | 1797.3333 | 377
[13 empty] | 23606 | 23606 | VA | SRVC | 1797.3333 | 377
[13 empty] | 23607 | 23607 | VA | SRVC | 1797.3333 | 377
[13 empty] | 23608 | 23608 | VA | SRVC | 1797.3333 | 377
[13 empty] | 23609 | 23609 | VA | SRVC | 1797.3333 | 377
[13 empty] | 23612 | 23612 | VA | SRVC | 1797.3333 | 377
[13 empty] | 23628 | 23628 | VA | SRVC | 1797.3333 | 377
[13 empty] | 23630 | 23630 | VA | SRVC | 1797.3333 | 377
[13 empty] | 23651 | 23651 | VA | SRVC | 1797.3333 | 377
[13 empty] | 23661 | 23661 | VA | SRVC | 1797.3333 | 377
[13 empty] | 23662 | 23662 | VA | SRVC | 1797.3333 | 377
[13 empty] | 23663 | 23663 | VA | SRVC | 1797.3333 | 377
[13 empty] | 23664 | 23664 | VA | SRVC | 1797.3333 | 377
[13 empty] | 23665 | 23665 | VA | SRVC | 1797.3333 | 377
[13 empty] | 23666 | 23666 | VA | SRVC | 1797.3333 | 377
[13 empty] | 23667 | 23667 | VA | SRVC | 1797.3333 | 377
[13 empty] | 23668 | 23668 | VA | SRVC | 1797.3333 | 377
[13 empty] | 23669 | 23669 | VA | SRVC | 1797.3333 | 377
[13 empty] | 23670 | 23670 | VA | SRVC | 1797.3333 | 377
[13 empty] | 23681 | 23681 | VA | SRVC | 1797.3333 | 377
[13 empty] | 23690 | 23690 | VA | SRVC | 1797.3333 | 377
[13 empty] | 23691 | 23691 | VA | SRVC | 1797.3333 | 377
[13 empty] | 23692 | 23692 | VA | SRVC | 1797.3333 | 377
[13 empty] | 23693 | 23693 | VA | SRVC | 1797.3333 | 377
[13 empty] | 23694 | 23694 | VA | SRVC | 1797.3333 | 377
[13 empty] | 23696 | 23696 | VA | SRVC | 1797.3333 | 377
[13 empty] | 23701 | 23701 | VA | SRVC | 1797.3333 | 377
[13 empty] | 23702 | 23702 | VA | SRVC | 1797.3333 | 377
[13 empty] | 23703 | 23703 | VA | SRVC | 1797.3333 | 377
[13 empty] | 23704 | 23704 | VA | SRVC | 1797.3333 | 377
[13 empty] | 23705 | 23705 | VA | SRVC | 1797.3333 | 377
[13 empty] | 23707 | 23707 | VA | SRVC | 1797.3333 | 377
[13 empty] | 23708 | 23708 | VA | SRVC | 1797.3333 | 377
[13 empty] | 23709 | 23709 | VA | SRVC | 1797.3333 | 377
[13 empty] | 23801 | 23801 | VA | SRVC | 1797.3333 | 377
[13 empty] | 23803 | 23803 | VA | SRVC | 1797.3333 | 377
[13 empty] | 23804 | 23804 | VA | SRVC | 1797.3333 | 377
[13 empty] | 23805 | 23805 | VA | SRVC | 1797.3333 | 377
[13 empty] | 23806 | 23806 | VA | SRVC | 1797.3333 | 377
[13 empty] | 23821 | 23821 | VA | SRVC | 1797.3333 | 377
[13 empty] | 23822 | 23822 | VA | SRVC | 1797.3333 | 377
[13 empty] | 23824 | 23824 | VA | SRVC | 1797.3333 | 377
[13 empty] | 23827 | 23827 | VA | SRVC | 1797.3333 | 377
[13 empty] | 23828 | 23828 | VA | SRVC | 1797.3333 | 377
[13 empty] | 23829 | 23829 | VA | SRVC | 1797.3333 | 377
[13 empty] | 23830 | 23830 | VA | SRVC | 1797.3333 | 377
[13 empty] | 23831 | 23831 | VA | SRVC | 1797.3333 | 377
[13 empty] | 23832 | 23832 | VA | SRVC | 1797.3333 | 377
[13 empty] | 23833 | 23833 | VA | SRVC | 1797.3333 | 377
[13 empty] | 23834 | 23834 | VA | SRVC | 1797.3333 | 377
[13 empty] | 23836 | 23836 | VA | SRVC | 1797.3333 | 377
[13 empty] | 23837 | 23837 | VA | SRVC | 1797.3333 | 377
[13 empty] | 23838 | 23838 | VA | SRVC | 1797.3333 | 377
[13 empty] | 23839 | 23839 | VA | SRVC | 1797.3333 | 377
[13 empty] | 23840 | 23840 | VA | SRVC | 1797.3333 | 377
[13 empty] | 23841 | 23841 | VA | SRVC | 1797.3333 | 377
[13 empty] | 23842 | 23842 | VA | SRVC | 1797.3333 | 377
[13 empty] | 23843 | 23843 | VA | SRVC | 1797.3333 | 377
[13 empty] | 23844 | 23844 | VA | SRVC | 1797.3333 | 377
[13 empty] | 23845 | 23845 | VA | SRVC | 1797.3333 | 377
[13 empty] | 23846 | 23846 | VA | SRVC | 1797.3333 | 377
[13 empty] | 23847 | 23847 | VA | SRVC | 1797.3333 | 377
[13 empty] | 23850 | 23850 | VA | SRVC | 1797.3333 | 377
[13 empty] | 23851 | 23851 | VA | SRVC | 1797.3333 | 377
[13 empty] | 23856 | 23856 | VA | SRVC | 1797.3333 | 377
[13 empty] | 23857 | 23857 | VA | SRVC | 1797.3333 | 377
[13 empty] | 23860 | 23860 | VA | SRVC | 1797.3333 | 377
[13 empty] | 23866 | 23866 | VA | SRVC | 1797.3333 | 377
[13 empty] | 23867 | 23867 | VA | SRVC | 1797.3333 | 377
[13 empty] | 23868 | 23868 | VA | SRVC | 1797.3333 | 377
[13 empty] | 23870 | 23870 | VA | SRVC | 1797.3333 | 377
[13 empty] | 23872 | 23872 | VA | SRVC | 1797.3333 | 377
[13 empty] | 23873 | 23873 | VA | SRVC | 1797.3333 | 377
[13 empty] | 23874 | 23874 | VA | SRVC | 1797.3333 | 377
[13 empty] | 23875 | 23875 | VA | SRVC | 1797.3333 | 377
[13 empty] | 23876 | 23876 | VA | SRVC | 1797.3333 | 377
[13 empty] | 23878 | 23878 | VA | SRVC | 1797.3333 | 377
[13 empty] | 23879 | 23879 | VA | SRVC | 1797.3333 | 377
[13 empty] | 23881 | 23881 | VA | SRVC | 1797.3333 | 377
[13 empty] | 23882 | 23882 | VA | SRVC | 1797.3333 | 377
[13 empty] | 23883 | 23883 | VA | SRVC | 1797.3333 | 377
[13 empty] | 23884 | 23884 | VA | SRVC | 1797.3333 | 377
[13 empty] | 23885 | 23885 | VA | SRVC | 1797.3333 | 377
[13 empty] | 23887 | 23887 | VA | SRVC | 1797.3333 | 377
[13 empty] | 23888 | 23888 | VA | SRVC | 1797.3333 | 377
[13 empty] | 23889 | 23889 | VA | SRVC | 1797.3333 | 377
[13 empty] | 23890 | 23890 | VA | SRVC | 1797.3333 | 377
[13 empty] | 23891 | 23891 | VA | SRVC | 1797.3333 | 377
[13 empty] | 23893 | 23893 | VA | SRVC | 1797.3333 | 377
[13 empty] | 23894 | 23894 | VA | SRVC | 1797.3333 | 377
[13 empty] | 23897 | 23897 | VA | SRVC | 1797.3333 | 377
[13 empty] | 23898 | 23898 | VA | SRVC | 1797.3333 | 377
[13 empty] | 23899 | 23899 | VA | SRVC | 1797.3333 | 377
[13 empty] | 23901 | 23901 | VA | SRVC | 1797.3333 | 377
[13 empty] | 23909 | 23909 | VA | SRVC | 1797.3333 | 377
[13 empty] | 23915 | 23915 | VA | SRVC | 1797.3333 | 377
[13 empty] | 23917 | 23917 | VA | SRVC | 1797.3333 | 377
[13 empty] | 23919 | 23919 | VA | SRVC | 1797.3333 | 377
[13 empty] | 23920 | 23920 | VA | SRVC | 1797.3333 | 377
[13 empty] | 23921 | 23921 | VA | RFCW | 1797.3333 | 377
[13 empty] | 23922 | 23922 | VA | SRVC | 1797.3333 | 377
[13 empty] | 23923 | 23923 | VA | SRVC | 1797.3333 | 377
[13 empty] | 23924 | 23924 | VA | SRVC | 1797.3333 | 377
[13 empty] | 23927 | 23927 | VA | SRVC | 1797.3333 | 377
[13 empty] | 23930 | 23930 | VA | SRVC | 1797.3333 | 377
[13 empty] | 23934 | 23934 | VA | SRVC | 1797.3333 | 377
[13 empty] | 23936 | 23936 | VA | RFCW | 1797.3333 | 377
[13 empty] | 23937 | 23937 | VA | SRVC | 1797.3333 | 377
[13 empty] | 23938 | 23938 | VA | SRVC | 1797.3333 | 377
[13 empty] | 23939 | 23939 | VA | SRVC | 1797.3333 | 377
[13 empty] | 23941 | 23941 | VA | SRVC | 1797.3333 | 377
[13 empty] | 23942 | 23942 | VA | SRVC | 1797.3333 | 377
[13 empty] | 23943 | 23943 | VA | SRVC | 1797.3333 | 377
[13 empty] | 23944 | 23944 | VA | SRVC | 1797.3333 | 377
[13 empty] | 23947 | 23947 | VA | SRVC | 1797.3333 | 377
[13 empty] | 23950 | 23950 | VA | SRVC | 1797.3333 | 377
[13 empty] | 23952 | 23952 | VA | SRVC | 1797.3333 | 377
[13 empty] | 23954 | 23954 | VA | SRVC | 1797.3333 | 377
[13 empty] | 23955 | 23955 | VA | SRVC | 1797.3333 | 377
[13 empty] | 23958 | 23958 | VA | SRVC | 1797.3333 | 377
[13 empty] | 23959 | 23959 | VA | SRVC | 1797.3333 | 377
[13 empty] | 23960 | 23960 | VA | SRVC | 1797.3333 | 377
[13 empty] | 23962 | 23962 | VA | SRVC | 1797.3333 | 377
[13 empty] | 23963 | 23963 | VA | SRVC | 1797.3333 | 377
[13 empty] | 23964 | 23964 | VA | SRVC | 1797.3333 | 377
[13 empty] | 23966 | 23966 | VA | SRVC | 1797.3333 | 377
[13 empty] | 23967 | 23967 | VA | SRVC | 1797.3333 | 377
[13 empty] | 23968 | 23968 | VA | SRVC | 1797.3333 | 377
[13 empty] | 23970 | 23970 | VA | SRVC | 1797.3333 | 377
[13 empty] | 23974 | 23974 | VA | SRVC | 1797.3333 | 377
[13 empty] | 23976 | 23976 | VA | SRVC | 1797.3333 | 377
[13 empty] | 24001 | 24001 | VA | RFCW | 1797.3333 | 377
[13 empty] | 24002 | 24002 | VA | RFCW | 1797.3333 | 377
[13 empty] | 24003 | 24003 | VA | RFCW | 1797.3333 | 377
[13 empty] | 24004 | 24004 | VA | RFCW | 1797.3333 | 377
[13 empty] | 24005 | 24005 | VA | RFCW | 1797.3333 | 377
[13 empty] | 24006 | 24006 | VA | RFCW | 1797.3333 | 377
[13 empty] | 24007 | 24007 | VA | RFCW | 1797.3333 | 377
[13 empty] | 24008 | 24008 | VA | RFCW | 1797.3333 | 377
[13 empty] | 24009 | 24009 | VA | RFCW | 1797.3333 | 377
[13 empty] | 24010 | 24010 | VA | RFCW | 1797.3333 | 377
[13 empty] | 24011 | 24011 | VA | RFCW | 1797.3333 | 377
[13 empty] | 24012 | 24012 | VA | RFCW | 1797.3333 | 377
[13 empty] | 24013 | 24013 | VA | RFCW | 1797.3333 | 377
[13 empty] | 24014 | 24014 | VA | RFCW | 1797.3333 | 377
[13 empty] | 24015 | 24015 | VA | RFCW | 1797.3333 | 377
[13 empty] | 24016 | 24016 | VA | RFCW | 1797.3333 | 377
[13 empty] | 24017 | 24017 | VA | RFCW | 1797.3333 | 377
[13 empty] | 24018 | 24018 | VA | RFCW | 1797.3333 | 377
[13 empty] | 24019 | 24019 | VA | RFCW | 1797.3333 | 377
[13 empty] | 24020 | 24020 | VA | RFCW | 1797.3333 | 377
[13 empty] | 24022 | 24022 | VA | RFCW | 1797.3333 | 377
[13 empty] | 24023 | 24023 | VA | RFCW | 1797.3333 | 377
[13 empty] | 24024 | 24024 | VA | RFCW | 1797.3333 | 377
[13 empty] | 24025 | 24025 | VA | RFCW | 1797.3333 | 377
[13 empty] | 24026 | 24026 | VA | RFCW | 1797.3333 | 377
[13 empty] | 24027 | 24027 | VA | RFCW | 1797.3333 | 377
[13 empty] | 24028 | 24028 | VA | RFCW | 1797.3333 | 377
[13 empty] | 24029 | 24029 | VA | RFCW | 1797.3333 | 377
[13 empty] | 24030 | 24030 | VA | RFCW | 1797.3333 | 377
[13 empty] | 24031 | 24031 | VA | RFCW | 1797.3333 | 377
[13 empty] | 24032 | 24032 | VA | RFCW | 1797.3333 | 377
[13 empty] | 24033 | 24033 | VA | RFCW | 1797.3333 | 377
[13 empty] | 24034 | 24034 | VA | RFCW | 1797.3333 | 377
[13 empty] | 24035 | 24035 | VA | RFCW | 1797.3333 | 377
[13 empty] | 24036 | 24036 | VA | RFCW | 1797.3333 | 377
[13 empty] | 24037 | 24037 | VA | RFCW | 1797.3333 | 377
[13 empty] | 24038 | 24038 | VA | RFCW | 1797.3333 | 377
[13 empty] | 24040 | 24040 | VA | RFCW | 1797.3333 | 377
[13 empty] | 24042 | 24042 | VA | RFCW | 1797.3333 | 377
[13 empty] | 24043 | 24043 | VA | RFCW | 1797.3333 | 377
[13 empty] | 24050 | 24050 | VA | RFCW | 1797.3333 | 377
[13 empty] | 24053 | 24053 | VA | RFCW | 1797.3333 | 377
[13 empty] | 24054 | 24054 | VA | RFCW | 1797.3333 | 377
[13 empty] | 24055 | 24055 | VA | RFCW | 1797.3333 | 377
[13 empty] | 24058 | 24058 | VA | RFCW | 1797.3333 | 377
[13 empty] | 24059 | 24059 | VA | RFCW | 1797.3333 | 377
[13 empty] | 24060 | 24060 | VA | RFCW | 1797.3333 | 377
[13 empty] | 24061 | 24061 | VA | RFCW | 1797.3333 | 377
[13 empty] | 24062 | 24062 | VA | RFCW | 1797.3333 | 377
[13 empty] | 24063 | 24063 | VA | RFCW | 1797.3333 | 377
[13 empty] | 24064 | 24064 | VA | RFCW | 1797.3333 | 377
[13 empty] | 24065 | 24065 | VA | RFCW | 1797.3333 | 377
[13 empty] | 24066 | 24066 | VA | SRVC | 1797.3333 | 377
[13 empty] | 24067 | 24067 | VA | RFCW | 1797.3333 | 377
[13 empty] | 24068 | 24068 | VA | RFCW | 1797.3333 | 377
[13 empty] | 24069 | 24069 | VA | RFCW | 1797.3333 | 377
[13 empty] | 24070 | 24070 | VA | SRVC | 1797.3333 | 377
[13 empty] | 24072 | 24072 | VA | RFCW | 1797.3333 | 377
[13 empty] | 24073 | 24073 | VA | RFCW | 1797.3333 | 377
[13 empty] | 24076 | 24076 | VA | RFCW | 1797.3333 | 377
[13 empty] | 24077 | 24077 | VA | RFCW | 1797.3333 | 377
[13 empty] | 24078 | 24078 | VA | RFCW | 1797.3333 | 377
[13 empty] | 24079 | 24079 | VA | RFCW | 1797.3333 | 377
[13 empty] | 24082 | 24082 | VA | RFCW | 1797.3333 | 377
[13 empty] | 24083 | 24083 | VA | RFCW | 1797.3333 | 377
[13 empty] | 24084 | 24084 | VA | RFCW | 1797.3333 | 377
[13 empty] | 24085 | 24085 | VA | SRVC | 1797.3333 | 377
[13 empty] | 24086 | 24086 | VA | RFCW | 1797.3333 | 377
[13 empty] | 24087 | 24087 | VA | RFCW | 1797.3333 | 377
[13 empty] | 24088 | 24088 | VA | RFCW | 1797.3333 | 377
[13 empty] | 24089 | 24089 | VA | RFCW | 1797.3333 | 377
[13 empty] | 24090 | 24090 | VA | RFCW | 1797.3333 | 377
[13 empty] | 24091 | 24091 | VA | RFCW | 1797.3333 | 377
[13 empty] | 24092 | 24092 | VA | RFCW | 1797.3333 | 377
[13 empty] | 24093 | 24093 | VA | RFCW | 1797.3333 | 377
[13 empty] | 24095 | 24095 | VA | RFCW | 1797.3333 | 377
[13 empty] | 24101 | 24101 | VA | RFCW | 1797.3333 | 377
[13 empty] | 24102 | 24102 | VA | RFCW | 1797.3333 | 377
[13 empty] | 24104 | 24104 | VA | SRVC | 1797.3333 | 377
[13 empty] | 24105 | 24105 | VA | RFCW | 1797.3333 | 377
[13 empty] | 24111 | 24111 | VA | RFCW | 1797.3333 | 377
[13 empty] | 24112 | 24112 | VA | RFCW | 1797.3333 | 377
[13 empty] | 24113 | 24113 | VA | RFCW | 1797.3333 | 377
[13 empty] | 24114 | 24114 | VA | RFCW | 1797.3333 | 377
[13 empty] | 24115 | 24115 | VA | RFCW | 1797.3333 | 377
[13 empty] | 24120 | 24120 | VA | RFCW | 1797.3333 | 377
[13 empty] | 24121 | 24121 | VA | RFCW | 1797.3333 | 377
[13 empty] | 24122 | 24122 | VA | RFCW | 1797.3333 | 377
[13 empty] | 24124 | 24124 | VA | RFCW | 1797.3333 | 377
[13 empty] | 24126 | 24126 | VA | RFCW | 1797.3333 | 377
[13 empty] | 24127 | 24127 | VA | SRVC | 1797.3333 | 377
[13 empty] | 24128 | 24128 | VA | RFCW | 1797.3333 | 377
[13 empty] | 24129 | 24129 | VA | RFCW | 1797.3333 | 377
[13 empty] | 24130 | 24130 | VA | SRVC | 1797.3333 | 377
[13 empty] | 24131 | 24131 | VA | SRVC | 1797.3333 | 377
[13 empty] | 24132 | 24132 | VA | RFCW | 1797.3333 | 377
[13 empty] | 24133 | 24133 | VA | RFCW | 1797.3333 | 377
[13 empty] | 24134 | 24134 | VA | RFCW | 1797.3333 | 377
[13 empty] | 24136 | 24136 | VA | RFCW | 1797.3333 | 377
[13 empty] | 24137 | 24137 | VA | RFCW | 1797.3333 | 377
[13 empty] | 24138 | 24138 | VA | RFCW | 1797.3333 | 377
[13 empty] | 24139 | 24139 | VA | SRVC | 1797.3333 | 377
[13 empty] | 24141 | 24141 | VA | RFCW | 1797.3333 | 377
[13 empty] | 24142 | 24142 | VA | RFCW | 1797.3333 | 377
[13 empty] | 24143 | 24143 | VA | RFCW | 1797.3333 | 377
[13 empty] | 24146 | 24146 | VA | RFCW | 1797.3333 | 377
[13 empty] | 24147 | 24147 | VA | RFCW | 1797.3333 | 377
[13 empty] | 24148 | 24148 | VA | RFCW | 1797.3333 | 377
[13 empty] | 24149 | 24149 | VA | RFCW | 1797.3333 | 377
[13 empty] | 24150 | 24150 | VA | RFCW | 1797.3333 | 377
[13 empty] | 24151 | 24151 | VA | RFCW | 1797.3333 | 377
[13 empty] | 24153 | 24153 | VA | RFCW | 1797.3333 | 377
[13 empty] | 24155 | 24155 | VA | RFCW | 1797.3333 | 377
[13 empty] | 24157 | 24157 | VA | RFCW | 1797.3333 | 377
[13 empty] | 24161 | 24161 | VA | SRVC | 1797.3333 | 377
[13 empty] | 24162 | 24162 | VA | RFCW | 1797.3333 | 377
[13 empty] | 24165 | 24165 | VA | RFCW | 1797.3333 | 377
[13 empty] | 24167 | 24167 | VA | RFCW | 1797.3333 | 377
[13 empty] | 24168 | 24168 | VA | RFCW | 1797.3333 | 377
[13 empty] | 24171 | 24171 | VA | RFCW | 1797.3333 | 377
[13 empty] | 24174 | 24174 | VA | RFCW | 1797.3333 | 377
[13 empty] | 24175 | 24175 | VA | RFCW | 1797.3333 | 377
[13 empty] | 24176 | 24176 | VA | RFCW | 1797.3333 | 377
[13 empty] | 24177 | 24177 | VA | RFCW | 1797.3333 | 377
[13 empty] | 24178 | 24178 | VA | RFCW | 1797.3333 | 377
[13 empty] | 24179 | 24179 | VA | RFCW | 1797.3333 | 377
[13 empty] | 24184 | 24184 | VA | RFCW | 1797.3333 | 377
[13 empty] | 24185 | 24185 | VA | RFCW | 1797.3333 | 377
[13 empty] | 24201 | 24201 | VA | SRTV | 1797.3333 | 377
[13 empty] | 24202 | 24202 | VA | SRTV | 1797.3333 | 377
[13 empty] | 24203 | 24203 | VA | SRTV | 1797.3333 | 377
[13 empty] | 24205 | 24205 | VA | SRTV | 1797.3333 | 377
[13 empty] | 24209 | 24209 | VA | SRTV | 1797.3333 | 377
[13 empty] | 24210 | 24210 | VA | RFCW | 1797.3333 | 377
[13 empty] | 24211 | 24211 | VA | RFCW | 1797.3333 | 377
[13 empty] | 24212 | 24212 | VA | RFCW | 1797.3333 | 377
[13 empty] | 24215 | 24215 | VA | SRTV | 1797.3333 | 377
[13 empty] | 24216 | 24216 | VA | SRTV | 1797.3333 | 377
[13 empty] | 24217 | 24217 | VA | RFCW | 1797.3333 | 377
[13 empty] | 24218 | 24218 | VA | SRTV | 1797.3333 | 377
[13 empty] | 24219 | 24219 | VA | SRTV | 1797.3333 | 377
[13 empty] | 24220 | 24220 | VA | RFCW | 1797.3333 | 377
[13 empty] | 24221 | 24221 | VA | SRTV | 1797.3333 | 377
[13 empty] | 24224 | 24224 | VA | SRTV | 1797.3333 | 377
[13 empty] | 24225 | 24225 | VA | RFCW | 1797.3333 | 377
[13 empty] | 24226 | 24226 | VA | RFCW | 1797.3333 | 377
[13 empty] | 24228 | 24228 | VA | SRTV | 1797.3333 | 377
[13 empty] | 24230 | 24230 | VA | SRTV | 1797.3333 | 377
[13 empty] | 24236 | 24236 | VA | RFCW | 1797.3333 | 377
[13 empty] | 24237 | 24237 | VA | RFCW | 1797.3333 | 377
[13 empty] | 24239 | 24239 | VA | RFCW | 1797.3333 | 377
[13 empty] | 24243 | 24243 | VA | SRTV | 1797.3333 | 377
[13 empty] | 24244 | 24244 | VA | SRTV | 1797.3333 | 377
[13 empty] | 24245 | 24245 | VA | SRTV | 1797.3333 | 377
[13 empty] | 24246 | 24246 | VA | SRTV | 1797.3333 | 377
[13 empty] | 24248 | 24248 | VA | SRTV | 1797.3333 | 377
[13 empty] | 24250 | 24250 | VA | SRTV | 1797.3333 | 377
[13 empty] | 24251 | 24251 | VA | SRTV | 1797.3333 | 377
[13 empty] | 24256 | 24256 | VA | SRTV | 1797.3333 | 377
[13 empty] | 24258 | 24258 | VA | SRTV | 1797.3333 | 377
[13 empty] | 24260 | 24260 | VA | RFCW | 1797.3333 | 377
[13 empty] | 24263 | 24263 | VA | SRTV | 1797.3333 | 377
[13 empty] | 24265 | 24265 | VA | SRTV | 1797.3333 | 377
[13 empty] | 24266 | 24266 | VA | RFCW | 1797.3333 | 377
[13 empty] | 24269 | 24269 | VA | RFCW | 1797.3333 | 377
[13 empty] | 24270 | 24270 | VA | RFCW | 1797.3333 | 377
[13 empty] | 24271 | 24271 | VA | RFCW | 1797.3333 | 377
[13 empty] | 24272 | 24272 | VA | SRTV | 1797.3333 | 377
[13 empty] | 24273 | 24273 | VA | SRTV | 1797.3333 | 377
[13 empty] | 24277 | 24277 | VA | SRTV | 1797.3333 | 377
[13 empty] | 24279 | 24279 | VA | SRTV | 1797.3333 | 377
[13 empty] | 24280 | 24280 | VA | RFCW | 1797.3333 | 377
[13 empty] | 24281 | 24281 | VA | SRTV | 1797.3333 | 377
[13 empty] | 24282 | 24282 | VA | SRTV | 1797.3333 | 377
[13 empty] | 24283 | 24283 | VA | SRTV | 1797.3333 | 377
[13 empty] | 24290 | 24290 | VA | SRTV | 1797.3333 | 377
[13 empty] | 24292 | 24292 | VA | RFCW | 1797.3333 | 377
[13 empty] | 24293 | 24293 | VA | SRTV | 1797.3333 | 377
[13 empty] | 24301 | 24301 | VA | RFCW | 1797.3333 | 377
[13 empty] | 24311 | 24311 | VA | RFCW | 1797.3333 | 377
[13 empty] | 24312 | 24312 | VA | RFCW | 1797.3333 | 377
[13 empty] | 24313 | 24313 | VA | RFCW | 1797.3333 | 377
[13 empty] | 24314 | 24314 | VA | RFCW | 1797.3333 | 377
[13 empty] | 24315 | 24315 | VA | RFCW | 1797.3333 | 377
[13 empty] | 24316 | 24316 | VA | RFCW | 1797.3333 | 377
[13 empty] | 24317 | 24317 | VA | RFCW | 1797.3333 | 377
[13 empty] | 24318 | 24318 | VA | RFCW | 1797.3333 | 377
[13 empty] | 24319 | 24319 | VA | RFCW | 1797.3333 | 377
[13 empty] | 24322 | 24322 | VA | RFCW | 1797.3333 | 377
[13 empty] | 24323 | 24323 | VA | RFCW | 1797.3333 | 377
[13 empty] | 24324 | 24324 | VA | RFCW | 1797.3333 | 377
[13 empty] | 24325 | 24325 | VA | RFCW | 1797.3333 | 377
[13 empty] | 24326 | 24326 | VA | RFCW | 1797.3333 | 377
[13 empty] | 24327 | 24327 | VA | RFCW | 1797.3333 | 377
[13 empty] | 24328 | 24328 | VA | RFCW | 1797.3333 | 377
[13 empty] | 24330 | 24330 | VA | RFCW | 1797.3333 | 377
[13 empty] | 24333 | 24333 | VA | RFCW | 1797.3333 | 377
[13 empty] | 24340 | 24340 | VA | RFCW | 1797.3333 | 377
[13 empty] | 24343 | 24343 | VA | RFCW | 1797.3333 | 377
[13 empty] | 24347 | 24347 | VA | RFCW | 1797.3333 | 377
[13 empty] | 24348 | 24348 | VA | RFCW | 1797.3333 | 377
[13 empty] | 24350 | 24350 | VA | RFCW | 1797.3333 | 377
[13 empty] | 24351 | 24351 | VA | RFCW | 1797.3333 | 377
[13 empty] | 24352 | 24352 | VA | RFCW | 1797.3333 | 377
[13 empty] | 24354 | 24354 | VA | RFCW | 1797.3333 | 377
[13 empty] | 24360 | 24360 | VA | RFCW | 1797.3333 | 377
[13 empty] | 24361 | 24361 | VA | RFCW | 1797.3333 | 377
[13 empty] | 24363 | 24363 | VA | RFCW | 1797.3333 | 377
[13 empty] | 24366 | 24366 | VA | RFCW | 1797.3333 | 377
[13 empty] | 24368 | 24368 | VA | RFCW | 1797.3333 | 377
[13 empty] | 24370 | 24370 | VA | RFCW | 1797.3333 | 377
[13 empty] | 24374 | 24374 | VA | RFCW | 1797.3333 | 377
[13 empty] | 24375 | 24375 | VA | RFCW | 1797.3333 | 377
[13 empty] | 24377 | 24377 | VA | RFCW | 1797.3333 | 377
[13 empty] | 24378 | 24378 | VA | RFCW | 1797.3333 | 377
[13 empty] | 24380 | 24380 | VA | RFCW | 1797.3333 | 377
[13 empty] | 24381 | 24381 | VA | RFCW | 1797.3333 | 377
[13 empty] | 24382 | 24382 | VA | RFCW | 1797.3333 | 377
[13 empty] | 24401 | 24401 | VA | RFCW | 1797.3333 | 377
[13 empty] | 24402 | 24402 | VA | SRVC | 1797.3333 | 377
[13 empty] | 24411 | 24411 | VA | SRVC | 1797.3333 | 377
[13 empty] | 24412 | 24412 | VA | SRVC | 1797.3333 | 377
[13 empty] | 24413 | 24413 | VA | RFCW | 1797.3333 | 377
[13 empty] | 24415 | 24415 | VA | SRVC | 1797.3333 | 377
[13 empty] | 24416 | 24416 | VA | SRVC | 1797.3333 | 377
[13 empty] | 24421 | 24421 | VA | RFCW | 1797.3333 | 377
[13 empty] | 24422 | 24422 | VA | SRVC | 1797.3333 | 377
[13 empty] | 24426 | 24426 | VA | SRVC | 1797.3333 | 377
[13 empty] | 24430 | 24430 | VA | SRVC | 1797.3333 | 377
[13 empty] | 24431 | 24431 | VA | RFCW | 1797.3333 | 377
[13 empty] | 24432 | 24432 | VA | RFCW | 1797.3333 | 377
[13 empty] | 24433 | 24433 | VA | SRVC | 1797.3333 | 377
[13 empty] | 24435 | 24435 | VA | SRVC | 1797.3333 | 377
[13 empty] | 24437 | 24437 | VA | RFCW | 1797.3333 | 377
[13 empty] | 24438 | 24438 | VA | SRVC | 1797.3333 | 377
[13 empty] | 24439 | 24439 | VA | SRVC | 1797.3333 | 377
[13 empty] | 24440 | 24440 | VA | RFCW | 1797.3333 | 377
[13 empty] | 24441 | 24441 | VA | SRVC | 1797.3333 | 377
[13 empty] | 24442 | 24442 | VA | SRVC | 1797.3333 | 377
[13 empty] | 24445 | 24445 | VA | SRVC | 1797.3333 | 377
[13 empty] | 24448 | 24448 | VA | SRVC | 1797.3333 | 377
[13 empty] | 24450 | 24450 | VA | SRVC | 1797.3333 | 377
[13 empty] | 24457 | 24457 | VA | SRVC | 1797.3333 | 377
[13 empty] | 24458 | 24458 | VA | SRVC | 1797.3333 | 377
[13 empty] | 24459 | 24459 | VA | RFCW | 1797.3333 | 377
[13 empty] | 24460 | 24460 | VA | SRVC | 1797.3333 | 377
[13 empty] | 24463 | 24463 | VA | SRVC | 1797.3333 | 377
[13 empty] | 24464 | 24464 | VA | RFCW | 1797.3333 | 377
[13 empty] | 24465 | 24465 | VA | RFCW | 1797.3333 | 377
[13 empty] | 24467 | 24467 | VA | RFCW | 1797.3333 | 377
[13 empty] | 24468 | 24468 | VA | SRVC | 1797.3333 | 377
[13 empty] | 24469 | 24469 | VA | SRVC | 1797.3333 | 377
[13 empty] | 24471 | 24471 | VA | SRVC | 1797.3333 | 377
[13 empty] | 24472 | 24472 | VA | RFCW | 1797.3333 | 377
[13 empty] | 24473 | 24473 | VA | SRVC | 1797.3333 | 377
[13 empty] | 24474 | 24474 | VA | SRVC | 1797.3333 | 377
[13 empty] | 24476 | 24476 | VA | SRVC | 1797.3333 | 377
[13 empty] | 24477 | 24477 | VA | RFCW | 1797.3333 | 377
[13 empty] | 24479 | 24479 | VA | RFCW | 1797.3333 | 377
[13 empty] | 24482 | 24482 | VA | RFCW | 1797.3333 | 377
[13 empty] | 24483 | 24483 | VA | SRVC | 1797.3333 | 377
[13 empty] | 24484 | 24484 | VA | SRVC | 1797.3333 | 377
[13 empty] | 24485 | 24485 | VA | RFCW | 1797.3333 | 377
[13 empty] | 24486 | 24486 | VA | RFCW | 1797.3333 | 377
[13 empty] | 24487 | 24487 | VA | SRVC | 1797.3333 | 377
[13 empty] | 24501 | 24501 | VA | RFCW | 1797.3333 | 377
[13 empty] | 24502 | 24502 | VA | RFCW | 1797.3333 | 377
[13 empty] | 24503 | 24503 | VA | RFCW | 1797.3333 | 377
[13 empty] | 24504 | 24504 | VA | RFCW | 1797.3333 | 377
[13 empty] | 24505 | 24505 | VA | RFCW | 1797.3333 | 377
[13 empty] | 24506 | 24506 | VA | RFCW | 1797.3333 | 377
[13 empty] | 24513 | 24513 | VA | RFCW | 1797.3333 | 377
[13 empty] | 24514 | 24514 | VA | RFCW | 1797.3333 | 377
[13 empty] | 24515 | 24515 | VA | RFCW | 1797.3333 | 377
[13 empty] | 24517 | 24517 | VA | SRVC | 1797.3333 | 377
[13 empty] | 24520 | 24520 | VA | SRVC | 1797.3333 | 377
[13 empty] | 24521 | 24521 | VA | RFCW | 1797.3333 | 377
[13 empty] | 24522 | 24522 | VA | RFCW | 1797.3333 | 377
[13 empty] | 24523 | 24523 | VA | RFCW | 1797.3333 | 377
[13 empty] | 24526 | 24526 | VA | RFCW | 1797.3333 | 377
[13 empty] | 24527 | 24527 | VA | RFCW | 1797.3333 | 377
[13 empty] | 24528 | 24528 | VA | SRVC | 1797.3333 | 377
[13 empty] | 24529 | 24529 | VA | SRVC | 1797.3333 | 377
[13 empty] | 24530 | 24530 | VA | RFCW | 1797.3333 | 377
[13 empty] | 24531 | 24531 | VA | SRVC | 1797.3333 | 377
[13 empty] | 24533 | 24533 | VA | RFCW | 1797.3333 | 377
[13 empty] | 24534 | 24534 | VA | SRVC | 1797.3333 | 377
[13 empty] | 24535 | 24535 | VA | SRVC | 1797.3333 | 377
[13 empty] | 24536 | 24536 | VA | RFCW | 1797.3333 | 377
[13 empty] | 24538 | 24538 | VA | RFCW | 1797.3333 | 377
[13 empty] | 24539 | 24539 | VA | SRVC | 1797.3333 | 377
[13 empty] | 24540 | 24540 | VA | RFCW | 1797.3333 | 377
[13 empty] | 24541 | 24541 | VA | RFCW | 1797.3333 | 377
[13 empty] | 24543 | 24543 | VA | SRVC | 1797.3333 | 377
[13 empty] | 24549 | 24549 | VA | RFCW | 1797.3333 | 377
[13 empty] | 24550 | 24550 | VA | SRVC | 1797.3333 | 377
[13 empty] | 24551 | 24551 | VA | RFCW | 1797.3333 | 377
[13 empty] | 24553 | 24553 | VA | RFCW | 1797.3333 | 377
[13 empty] | 24554 | 24554 | VA | SRVC | 1797.3333 | 377
[13 empty] | 24555 | 24555 | VA | SRVC | 1797.3333 | 377
[13 empty] | 24556 | 24556 | VA | RFCW | 1797.3333 | 377
[13 empty] | 24557 | 24557 | VA | SRVC | 1797.3333 | 377
[13 empty] | 24558 | 24558 | VA | SRVC | 1797.3333 | 377
[13 empty] | 24562 | 24562 | VA | RFCW | 1797.3333 | 377
[13 empty] | 24563 | 24563 | VA | SRVC | 1797.3333 | 377
[13 empty] | 24565 | 24565 | VA | SRVC | 1797.3333 | 377
[13 empty] | 24566 | 24566 | VA | RFCW | 1797.3333 | 377
[13 empty] | 24569 | 24569 | VA | SRVC | 1797.3333 | 377
[13 empty] | 24570 | 24570 | VA | RFCW | 1797.3333 | 377
[13 empty] | 24571 | 24571 | VA | SRVC | 1797.3333 | 377
[13 empty] | 24572 | 24572 | VA | RFCW | 1797.3333 | 377
[13 empty] | 24574 | 24574 | VA | RFCW | 1797.3333 | 377
[13 empty] | 24576 | 24576 | VA | SRVC | 1797.3333 | 377
[13 empty] | 24577 | 24577 | VA | SRVC | 1797.3333 | 377
[13 empty] | 24578 | 24578 | VA | SRVC | 1797.3333 | 377
[13 empty] | 24579 | 24579 | VA | SRVC | 1797.3333 | 377
[13 empty] | 24580 | 24580 | VA | SRVC | 1797.3333 | 377
[13 empty] | 24581 | 24581 | VA | RFCW | 1797.3333 | 377
[13 empty] | 24586 | 24586 | VA | RFCW | 1797.3333 | 377
[13 empty] | 24588 | 24588 | VA | RFCW | 1797.3333 | 377
[13 empty] | 24589 | 24589 | VA | SRVC | 1797.3333 | 377
[13 empty] | 24590 | 24590 | VA | RFCW | 1797.3333 | 377
[13 empty] | 24592 | 24592 | VA | SRVC | 1797.3333 | 377
[13 empty] | 24593 | 24593 | VA | SRVC | 1797.3333 | 377
[13 empty] | 24594 | 24594 | VA | RFCW | 1797.3333 | 377
[13 empty] | 24595 | 24595 | VA | RFCW | 1797.3333 | 377
[13 empty] | 24597 | 24597 | VA | SRVC | 1797.3333 | 377
[13 empty] | 24598 | 24598 | VA | SRVC | 1797.3333 | 377
[13 empty] | 24599 | 24599 | VA | RFCW | 1797.3333 | 377
[13 empty] | 24601 | 24601 | VA | RFCW | 1797.3333 | 377
[13 empty] | 24602 | 24602 | VA | RFCW | 1797.3333 | 377
[13 empty] | 24603 | 24603 | VA | SRTV | 1797.3333 | 377
[13 empty] | 24604 | 24604 | VA | RFCW | 1797.3333 | 377
[13 empty] | 24605 | 24605 | VA | RFCW | 1797.3333 | 377
[13 empty] | 24606 | 24606 | VA | RFCW | 1797.3333 | 377
[13 empty] | 24607 | 24607 | VA | SRTV | 1797.3333 | 377
[13 empty] | 24608 | 24608 | VA | RFCW | 1797.3333 | 377
[13 empty] | 24609 | 24609 | VA | RFCW | 1797.3333 | 377
[13 empty] | 24612 | 24612 | VA | SRTV | 1797.3333 | 377
[13 empty] | 24613 | 24613 | VA | RFCW | 1797.3333 | 377
[13 empty] | 24614 | 24614 | VA | SRTV | 1797.3333 | 377
[13 empty] | 24619 | 24619 | VA | RFCW | 1797.3333 | 377
[13 empty] | 24620 | 24620 | VA | RFCW | 1797.3333 | 377
[13 empty] | 24622 | 24622 | VA | RFCW | 1797.3333 | 377
[13 empty] | 24624 | 24624 | VA | RFCW | 1797.3333 | 377
[13 empty] | 24627 | 24627 | VA | RFCW | 1797.3333 | 377
[13 empty] | 24628 | 24628 | VA | SRTV | 1797.3333 | 377
[13 empty] | 24630 | 24630 | VA | RFCW | 1797.3333 | 377
[13 empty] | 24631 | 24631 | VA | RFCW | 1797.3333 | 377
[13 empty] | 24634 | 24634 | VA | RFCW | 1797.3333 | 377
[13 empty] | 24635 | 24635 | VA | RFCW | 1797.3333 | 377
[13 empty] | 24637 | 24637 | VA | RFCW | 1797.3333 | 377
[13 empty] | 24639 | 24639 | VA | RFCW | 1797.3333 | 377
[13 empty] | 24640 | 24640 | VA | RFCW | 1797.3333 | 377
[13 empty] | 24641 | 24641 | VA | SRTV | 1797.3333 | 377
[13 empty] | 24646 | 24646 | VA | RFCW | 1797.3333 | 377
[13 empty] | 24647 | 24647 | VA | RFCW | 1797.3333 | 377
[13 empty] | 24649 | 24649 | VA | RFCW | 1797.3333 | 377
[13 empty] | 24651 | 24651 | VA | RFCW | 1797.3333 | 377
[13 empty] | 24656 | 24656 | VA | RFCW | 1797.3333 | 377
[13 empty] | 24657 | 24657 | VA | RFCW | 1797.3333 | 377
[13 empty] | 24658 | 24658 | VA | RFCW | 1797.3333 | 377
[13 empty] | 24701 | 24701 | WV | RFCW | 1797.3333 | 377
[13 empty] | 24712 | 24712 | WV | RFCW | 1797.3333 | 377
[13 empty] | 24714 | 24714 | WV | RFCW | 1797.3333 | 377
[13 empty] | 24715 | 24715 | WV | RFCW | 1797.3333 | 377
[13 empty] | 24716 | 24716 | WV | RFCW | 1797.3333 | 377
[13 empty] | 24719 | 24719 | WV | RFCW | 1797.3333 | 377
[13 empty] | 24724 | 24724 | WV | RFCW | 1797.3333 | 377
[13 empty] | 24726 | 24726 | WV | RFCW | 1797.3333 | 377
[13 empty] | 24729 | 24729 | WV | RFCW | 1797.3333 | 377
[13 empty] | 24731 | 24731 | WV | RFCW | 1797.3333 | 377
[13 empty] | 24732 | 24732 | WV | RFCW | 1797.3333 | 377
[13 empty] | 24733 | 24733 | WV | RFCW | 1797.3333 | 377
[13 empty] | 24736 | 24736 | WV | RFCW | 1797.3333 | 377
[13 empty] | 24737 | 24737 | WV | RFCW | 1797.3333 | 377
[13 empty] | 24738 | 24738 | WV | RFCW | 1797.3333 | 377
[13 empty] | 24739 | 24739 | WV | RFCW | 1797.3333 | 377
[13 empty] | 24740 | 24740 | WV | RFCW | 1797.3333 | 377
[13 empty] | 24747 | 24747 | WV | RFCW | 1797.3333 | 377
[13 empty] | 24751 | 24751 | WV | RFCW | 1797.3333 | 377
[13 empty] | 24801 | 24801 | WV | RFCW | 1797.3333 | 377
[13 empty] | 24808 | 24808 | WV | RFCW | 1797.3333 | 377
[13 empty] | 24811 | 24811 | WV | RFCW | 1797.3333 | 377
[13 empty] | 24813 | 24813 | WV | RFCW | 1797.3333 | 377
[13 empty] | 24815 | 24815 | WV | RFCW | 1797.3333 | 377
[13 empty] | 24816 | 24816 | WV | RFCW | 1797.3333 | 377
[13 empty] | 24817 | 24817 | WV | RFCW | 1797.3333 | 377
[13 empty] | 24818 | 24818 | WV | RFCW | 1797.3333 | 377
[13 empty] | 24822 | 24822 | WV | RFCW | 1797.3333 | 377
[13 empty] | 24823 | 24823 | WV | RFCW | 1797.3333 | 377
[13 empty] | 24826 | 24826 | WV | RFCW | 1797.3333 | 377
[13 empty] | 24827 | 24827 | WV | RFCW | 1797.3333 | 377
[13 empty] | 24828 | 24828 | WV | RFCW | 1797.3333 | 377
[13 empty] | 24829 | 24829 | WV | RFCW | 1797.3333 | 377
[13 empty] | 24830 | 24830 | WV | RFCW | 1797.3333 | 377
[13 empty] | 24831 | 24831 | WV | RFCW | 1797.3333 | 377
[13 empty] | 24834 | 24834 | WV | RFCW | 1797.3333 | 377
[13 empty] | 24836 | 24836 | WV | RFCW | 1797.3333 | 377
[13 empty] | 24839 | 24839 | WV | RFCW | 1797.3333 | 377
[13 empty] | 24843 | 24843 | WV | RFCW | 1797.3333 | 377
[13 empty] | 24844 | 24844 | WV | RFCW | 1797.3333 | 377
[13 empty] | 24845 | 24845 | WV | RFCW | 1797.3333 | 377
[13 empty] | 24846 | 24846 | WV | RFCW | 1797.3333 | 377
[13 empty] | 24847 | 24847 | WV | RFCW | 1797.3333 | 377
[13 empty] | 24848 | 24848 | WV | RFCW | 1797.3333 | 377
[13 empty] | 24849 | 24849 | WV | RFCW | 1797.3333 | 377
[13 empty] | 24850 | 24850 | WV | RFCW | 1797.3333 | 377
[13 empty] | 24851 | 24851 | WV | RFCW | 1797.3333 | 377
[13 empty] | 24853 | 24853 | WV | RFCW | 1797.3333 | 377
[13 empty] | 24854 | 24854 | WV | RFCW | 1797.3333 | 377
[13 empty] | 24855 | 24855 | WV | RFCW | 1797.3333 | 377
[13 empty] | 24857 | 24857 | WV | RFCW | 1797.3333 | 377
[13 empty] | 24859 | 24859 | WV | RFCW | 1797.3333 | 377
[13 empty] | 24860 | 24860 | WV | RFCW | 1797.3333 | 377
[13 empty] | 24861 | 24861 | WV | RFCW | 1797.3333 | 377
[13 empty] | 24862 | 24862 | WV | RFCW | 1797.3333 | 377
[13 empty] | 24866 | 24866 | WV | RFCW | 1797.3333 | 377
[13 empty] | 24867 | 24867 | WV | RFCW | 1797.3333 | 377
[13 empty] | 24868 | 24868 | WV | RFCW | 1797.3333 | 377
[13 empty] | 24869 | 24869 | WV | RFCW | 1797.3333 | 377
[13 empty] | 24870 | 24870 | WV | RFCW | 1797.3333 | 377
[13 empty] | 24871 | 24871 | WV | RFCW | 1797.3333 | 377
[13 empty] | 24872 | 24872 | WV | RFCW | 1797.3333 | 377
[13 empty] | 24873 | 24873 | WV | RFCW | 1797.3333 | 377
[13 empty] | 24874 | 24874 | WV | RFCW | 1797.3333 | 377
[13 empty] | 24878 | 24878 | WV | RFCW | 1797.3333 | 377
[13 empty] | 24879 | 24879 | WV | RFCW | 1797.3333 | 377
[13 empty] | 24880 | 24880 | WV | RFCW | 1797.3333 | 377
[13 empty] | 24881 | 24881 | WV | RFCW | 1797.3333 | 377
[13 empty] | 24882 | 24882 | WV | RFCW | 1797.3333 | 377
[13 empty] | 24884 | 24884 | WV | RFCW | 1797.3333 | 377
[13 empty] | 24887 | 24887 | WV | RFCW | 1797.3333 | 377
[13 empty] | 24888 | 24888 | WV | RFCW | 1797.3333 | 377
[13 empty] | 24892 | 24892 | WV | RFCW | 1797.3333 | 377
[13 empty] | 24894 | 24894 | WV | RFCW | 1797.3333 | 377
[13 empty] | 24895 | 24895 | WV | RFCW | 1797.3333 | 377
[13 empty] | 24898 | 24898 | WV | RFCW | 1797.3333 | 377
[13 empty] | 24901 | 24901 | WV | RFCW | 1797.3333 | 377
[13 empty] | 24902 | 24902 | WV | RFCW | 1797.3333 | 377
[13 empty] | 24910 | 24910 | WV | RFCW | 1797.3333 | 377
[13 empty] | 24915 | 24915 | WV | RFCW | 1797.3333 | 377
[13 empty] | 24916 | 24916 | WV | RFCW | 1797.3333 | 377
[13 empty] | 24918 | 24918 | WV | SRVC | 1797.3333 | 377
[13 empty] | 24920 | 24920 | WV | RFCW | 1797.3333 | 377
[13 empty] | 24924 | 24924 | WV | RFCW | 1797.3333 | 377
[13 empty] | 24925 | 24925 | WV | RFCW | 1797.3333 | 377
[13 empty] | 24927 | 24927 | WV | RFCW | 1797.3333 | 377
[13 empty] | 24931 | 24931 | WV | RFCW | 1797.3333 | 377
[13 empty] | 24934 | 24934 | WV | RFCW | 1797.3333 | 377
[13 empty] | 24935 | 24935 | WV | RFCW | 1797.3333 | 377
[13 empty] | 24938 | 24938 | WV | RFCW | 1797.3333 | 377
[13 empty] | 24941 | 24941 | WV | SRVC | 1797.3333 | 377
[13 empty] | 24943 | 24943 | WV | RFCW | 1797.3333 | 377
[13 empty] | 24944 | 24944 | WV | RFCW | 1797.3333 | 377
[13 empty] | 24945 | 24945 | WV | SRVC | 1797.3333 | 377
[13 empty] | 24946 | 24946 | WV | RFCW | 1797.3333 | 377
[13 empty] | 24951 | 24951 | WV | SRVC | 1797.3333 | 377
[13 empty] | 24954 | 24954 | WV | RFCW | 1797.3333 | 377
[13 empty] | 24957 | 24957 | WV | RFCW | 1797.3333 | 377
[13 empty] | 24962 | 24962 | WV | RFCW | 1797.3333 | 377
[13 empty] | 24963 | 24963 | WV | RFCW | 1797.3333 | 377
[13 empty] | 24966 | 24966 | WV | RFCW | 1797.3333 | 377
[13 empty] | 24970 | 24970 | WV | RFCW | 1797.3333 | 377
[13 empty] | 24974 | 24974 | WV | RFCW | 1797.3333 | 377
[13 empty] | 24976 | 24976 | WV | RFCW | 1797.3333 | 377
[13 empty] | 24977 | 24977 | WV | RFCW | 1797.3333 | 377
[13 empty] | 24981 | 24981 | WV | RFCW | 1797.3333 | 377
[13 empty] | 24983 | 24983 | WV | SRVC | 1797.3333 | 377
[13 empty] | 24984 | 24984 | WV | SRVC | 1797.3333 | 377
[13 empty] | 24985 | 24985 | WV | RFCW | 1797.3333 | 377
[13 empty] | 24986 | 24986 | WV | RFCW | 1797.3333 | 377
[13 empty] | 24991 | 24991 | WV | RFCW | 1797.3333 | 377
[13 empty] | 24993 | 24993 | WV | RFCW | 1797.3333 | 377
[13 empty] | 25002 | 25002 | WV | RFCW | 1797.3333 | 377
[13 empty] | 25003 | 25003 | WV | RFCW | 1797.3333 | 377
[13 empty] | 25005 | 25005 | WV | RFCW | 1797.3333 | 377
[13 empty] | 25007 | 25007 | WV | RFCW | 1797.3333 | 377
[13 empty] | 25008 | 25008 | WV | RFCW | 1797.3333 | 377
[13 empty] | 25009 | 25009 | WV | RFCW | 1797.3333 | 377
[13 empty] | 25011 | 25011 | WV | RFCW | 1797.3333 | 377
[13 empty] | 25015 | 25015 | WV | RFCW | 1797.3333 | 377
[13 empty] | 25019 | 25019 | WV | RFCW | 1797.3333 | 377
[13 empty] | 25021 | 25021 | WV | RFCW | 1797.3333 | 377
[13 empty] | 25022 | 25022 | WV | RFCW | 1797.3333 | 377
[13 empty] | 25024 | 25024 | WV | RFCW | 1797.3333 | 377
[13 empty] | 25025 | 25025 | WV | RFCW | 1797.3333 | 377
[13 empty] | 25026 | 25026 | WV | RFCW | 1797.3333 | 377
[13 empty] | 25028 | 25028 | WV | RFCW | 1797.3333 | 377
[13 empty] | 25030 | 25030 | WV | RFCW | 1797.3333 | 377
[13 empty] | 25031 | 25031 | WV | RFCW | 1797.3333 | 377
[13 empty] | 25033 | 25033 | WV | RFCW | 1797.3333 | 377
[13 empty] | 25035 | 25035 | WV | RFCW | 1797.3333 | 377
[13 empty] | 25036 | 25036 | WV | RFCW | 1797.3333 | 377
[13 empty] | 25039 | 25039 | WV | RFCW | 1797.3333 | 377
[13 empty] | 25040 | 25040 | WV | RFCW | 1797.3333 | 377
[13 empty] | 25043 | 25043 | WV | RFCW | 1797.3333 | 377
[13 empty] | 25044 | 25044 | WV | RFCW | 1797.3333 | 377
[13 empty] | 25045 | 25045 | WV | RFCW | 1797.3333 | 377
[13 empty] | 25047 | 25047 | WV | RFCW | 1797.3333 | 377
[13 empty] | 25048 | 25048 | WV | RFCW | 1797.3333 | 377
[13 empty] | 25049 | 25049 | WV | RFCW | 1797.3333 | 377
[13 empty] | 25051 | 25051 | WV | RFCW | 1797.3333 | 377
[13 empty] | 25053 | 25053 | WV | RFCW | 1797.3333 | 377
[13 empty] | 25054 | 25054 | WV | RFCW | 1797.3333 | 377
[13 empty] | 25057 | 25057 | WV | RFCW | 1797.3333 | 377
[13 empty] | 25059 | 25059 | WV | RFCW | 1797.3333 | 377
[13 empty] | 25060 | 25060 | WV | RFCW | 1797.3333 | 377
[13 empty] | 25061 | 25061 | WV | RFCW | 1797.3333 | 377
[13 empty] | 25062 | 25062 | WV | RFCW | 1797.3333 | 377
[13 empty] | 25063 | 25063 | WV | RFCW | 1797.3333 | 377
[13 empty] | 25064 | 25064 | WV | RFCW | 1797.3333 | 377
[13 empty] | 25067 | 25067 | WV | RFCW | 1797.3333 | 377
[13 empty] | 25070 | 25070 | WV | RFCW | 1797.3333 | 377
[13 empty] | 25071 | 25071 | WV | RFCW | 1797.3333 | 377
[13 empty] | 25075 | 25075 | WV | RFCW | 1797.3333 | 377
[13 empty] | 25076 | 25076 | WV | RFCW | 1797.3333 | 377
[13 empty] | 25079 | 25079 | WV | RFCW | 1797.3333 | 377
[13 empty] | 25081 | 25081 | WV | RFCW | 1797.3333 | 377
[13 empty] | 25082 | 25082 | WV | RFCW | 1797.3333 | 377
[13 empty] | 25083 | 25083 | WV | RFCW | 1797.3333 | 377
[13 empty] | 25085 | 25085 | WV | RFCW | 1797.3333 | 377
[13 empty] | 25086 | 25086 | WV | RFCW | 1797.3333 | 377
[13 empty] | 25088 | 25088 | WV | RFCW | 1797.3333 | 377
[13 empty] | 25090 | 25090 | WV | RFCW | 1797.3333 | 377
[13 empty] | 25093 | 25093 | WV | RFCW | 1797.3333 | 377
[13 empty] | 25102 | 25102 | WV | RFCW | 1797.3333 | 377
[13 empty] | 25103 | 25103 | WV | RFCW | 1797.3333 | 377
[13 empty] | 25106 | 25106 | WV | RFCW | 1797.3333 | 377
[13 empty] | 25107 | 25107 | WV | RFCW | 1797.3333 | 377
[13 empty] | 25108 | 25108 | WV | RFCW | 1797.3333 | 377
[13 empty] | 25109 | 25109 | WV | RFCW | 1797.3333 | 377
[13 empty] | 25110 | 25110 | WV | RFCW | 1797.3333 | 377
[13 empty] | 25111 | 25111 | WV | RFCW | 1797.3333 | 377
[13 empty] | 25112 | 25112 | WV | RFCW | 1797.3333 | 377
[13 empty] | 25113 | 25113 | WV | RFCW | 1797.3333 | 377
[13 empty] | 25114 | 25114 | WV | RFCW | 1797.3333 | 377
[13 empty] | 25115 | 25115 | WV | RFCW | 1797.3333 | 377
[13 empty] | 25118 | 25118 | WV | RFCW | 1797.3333 | 377
[13 empty] | 25119 | 25119 | WV | RFCW | 1797.3333 | 377
[13 empty] | 25121 | 25121 | WV | RFCW | 1797.3333 | 377
[13 empty] | 25123 | 25123 | WV | RFCW | 1797.3333 | 377
[13 empty] | 25124 | 25124 | WV | RFCW | 1797.3333 | 377
[13 empty] | 25125 | 25125 | WV | RFCW | 1797.3333 | 377
[13 empty] | 25126 | 25126 | WV | RFCW | 1797.3333 | 377
[13 empty] | 25130 | 25130 | WV | RFCW | 1797.3333 | 377
[13 empty] | 25132 | 25132 | WV | RFCW | 1797.3333 | 377
[13 empty] | 25133 | 25133 | WV | RFCW | 1797.3333 | 377
[13 empty] | 25134 | 25134 | WV | RFCW | 1797.3333 | 377
[13 empty] | 25136 | 25136 | WV | RFCW | 1797.3333 | 377
[13 empty] | 25139 | 25139 | WV | RFCW | 1797.3333 | 377
[13 empty] | 25140 | 25140 | WV | RFCW | 1797.3333 | 377
[13 empty] | 25141 | 25141 | WV | RFCW | 1797.3333 | 377
[13 empty] | 25142 | 25142 | WV | RFCW | 1797.3333 | 377
[13 empty] | 25143 | 25143 | WV | RFCW | 1797.3333 | 377
[13 empty] | 25148 | 25148 | WV | RFCW | 1797.3333 | 377
[13 empty] | 25149 | 25149 | WV | RFCW | 1797.3333 | 377
[13 empty] | 25152 | 25152 | WV | RFCW | 1797.3333 | 377
[13 empty] | 25154 | 25154 | WV | RFCW | 1797.3333 | 377
[13 empty] | 25156 | 25156 | WV | RFCW | 1797.3333 | 377
[13 empty] | 25159 | 25159 | WV | RFCW | 1797.3333 | 377
[13 empty] | 25160 | 25160 | WV | RFCW | 1797.3333 | 377
[13 empty] | 25161 | 25161 | WV | RFCW | 1797.3333 | 377
[13 empty] | 25162 | 25162 | WV | RFCW | 1797.3333 | 377
[13 empty] | 25164 | 25164 | WV | RFCW | 1797.3333 | 377
[13 empty] | 25165 | 25165 | WV | RFCW | 1797.3333 | 377
[13 empty] | 25168 | 25168 | WV | RFCW | 1797.3333 | 377
[13 empty] | 25169 | 25169 | WV | RFCW | 1797.3333 | 377
[13 empty] | 25173 | 25173 | WV | RFCW | 1797.3333 | 377
[13 empty] | 25174 | 25174 | WV | RFCW | 1797.3333 | 377
[13 empty] | 25177 | 25177 | WV | RFCW | 1797.3333 | 377
[13 empty] | 25180 | 25180 | WV | RFCW | 1797.3333 | 377
[13 empty] | 25181 | 25181 | WV | RFCW | 1797.3333 | 377
[13 empty] | 25183 | 25183 | WV | RFCW | 1797.3333 | 377
[13 empty] | 25185 | 25185 | WV | RFCW | 1797.3333 | 377
[13 empty] | 25186 | 25186 | WV | RFCW | 1797.3333 | 377
[13 empty] | 25187 | 25187 | WV | RFCW | 1797.3333 | 377
[13 empty] | 25193 | 25193 | WV | RFCW | 1797.3333 | 377
[13 empty] | 25201 | 25201 | WV | RFCW | 1797.3333 | 377
[13 empty] | 25202 | 25202 | WV | RFCW | 1797.3333 | 377
[13 empty] | 25203 | 25203 | WV | RFCW | 1797.3333 | 377
[13 empty] | 25204 | 25204 | WV | RFCW | 1797.3333 | 377
[13 empty] | 25205 | 25205 | WV | RFCW | 1797.3333 | 377
[13 empty] | 25206 | 25206 | WV | RFCW | 1797.3333 | 377
[13 empty] | 25208 | 25208 | WV | RFCW | 1797.3333 | 377
[13 empty] | 25209 | 25209 | WV | RFCW | 1797.3333 | 377
[13 empty] | 25211 | 25211 | WV | RFCW | 1797.3333 | 377
[13 empty] | 25213 | 25213 | WV | RFCW | 1797.3333 | 377
[13 empty] | 25214 | 25214 | WV | RFCW | 1797.3333 | 377
[13 empty] | 25231 | 25231 | WV | RFCW | 1797.3333 | 377
[13 empty] | 25234 | 25234 | WV | RFCW | 1797.3333 | 377
[13 empty] | 25235 | 25235 | WV | RFCW | 1797.3333 | 377
[13 empty] | 25239 | 25239 | WV | RFCW | 1797.3333 | 377
[13 empty] | 25241 | 25241 | WV | RFCW | 1797.3333 | 377
[13 empty] | 25243 | 25243 | WV | RFCW | 1797.3333 | 377
[13 empty] | 25244 | 25244 | WV | RFCW | 1797.3333 | 377
[13 empty] | 25245 | 25245 | WV | RFCW | 1797.3333 | 377
[13 empty] | 25247 | 25247 | WV | RFCW | 1797.3333 | 377
[13 empty] | 25248 | 25248 | WV | RFCW | 1797.3333 | 377
[13 empty] | 25251 | 25251 | WV | RFCW | 1797.3333 | 377
[13 empty] | 25252 | 25252 | WV | RFCW | 1797.3333 | 377
[13 empty] | 25253 | 25253 | WV | RFCW | 1797.3333 | 377
[13 empty] | 25259 | 25259 | WV | RFCW | 1797.3333 | 377
[13 empty] | 25260 | 25260 | WV | RFCW | 1797.3333 | 377
[13 empty] | 25261 | 25261 | WV | RFCW | 1797.3333 | 377
[13 empty] | 25262 | 25262 | WV | RFCW | 1797.3333 | 377
[13 empty] | 25264 | 25264 | WV | RFCW | 1797.3333 | 377
[13 empty] | 25265 | 25265 | WV | RFCW | 1797.3333 | 377
[13 empty] | 25266 | 25266 | WV | RFCW | 1797.3333 | 377
[13 empty] | 25267 | 25267 | WV | RFCW | 1797.3333 | 377
[13 empty] | 25268 | 25268 | WV | RFCW | 1797.3333 | 377
[13 empty] | 25270 | 25270 | WV | RFCW | 1797.3333 | 377
[13 empty] | 25271 | 25271 | WV | RFCW | 1797.3333 | 377
[13 empty] | 25275 | 25275 | WV | RFCW | 1797.3333 | 377
[13 empty] | 25276 | 25276 | WV | RFCW | 1797.3333 | 377
[13 empty] | 25285 | 25285 | WV | RFCW | 1797.3333 | 377
[13 empty] | 25286 | 25286 | WV | RFCW | 1797.3333 | 377
[13 empty] | 25287 | 25287 | WV | RFCW | 1797.3333 | 377
[13 empty] | 25301 | 25301 | WV | RFCW | 2030.3333 | 286.6667
[13 empty] | 25302 | 25302 | WV | RFCW | 2030.3333 | 286.6667
[13 empty] | 25303 | 25303 | WV | RFCW | 2030.3333 | 286.6667
[13 empty] | 25304 | 25304 | WV | RFCW | 2030.3333 | 286.6667
[13 empty] | 25305 | 25305 | WV | RFCW | 2030.3333 | 286.6667
[13 empty] | 25306 | 25306 | WV | RFCW | 2030.3333 | 286.6667
[13 empty] | 25309 | 25309 | WV | RFCW | 2030.3333 | 286.6667
[13 empty] | 25311 | 25311 | WV | RFCW | 2030.3333 | 286.6667
[13 empty] | 25312 | 25312 | WV | RFCW | 2030.3333 | 286.6667
[13 empty] | 25313 | 25313 | WV | RFCW | 2030.3333 | 286.6667
[13 empty] | 25314 | 25314 | WV | RFCW | 2030.3333 | 286.6667
[13 empty] | 25315 | 25315 | WV | RFCW | 2030.3333 | 286.6667
[13 empty] | 25317 | 25317 | WV | RFCW | 2030.3333 | 286.6667
[13 empty] | 25320 | 25320 | WV | RFCW | 2030.3333 | 286.6667
[13 empty] | 25321 | 25321 | WV | RFCW | 2030.3333 | 286.6667
[13 empty] | 25322 | 25322 | WV | RFCW | 2030.3333 | 286.6667
[13 empty] | 25323 | 25323 | WV | RFCW | 2030.3333 | 286.6667
[13 empty] | 25324 | 25324 | WV | RFCW | 2030.3333 | 286.6667
[13 empty] | 25325 | 25325 | WV | RFCW | 2030.3333 | 286.6667
[13 empty] | 25326 | 25326 | WV | RFCW | 2030.3333 | 286.6667
[13 empty] | 25327 | 25327 | WV | RFCW | 2030.3333 | 286.6667
[13 empty] | 25328 | 25328 | WV | RFCW | 2030.3333 | 286.6667
[13 empty] | 25329 | 25329 | WV | RFCW | 2030.3333 | 286.6667
[13 empty] | 25330 | 25330 | WV | RFCW | 2030.3333 | 286.6667
[13 empty] | 25331 | 25331 | WV | RFCW | 2030.3333 | 286.6667
[13 empty] | 25332 | 25332 | WV | RFCW | 2030.3333 | 286.6667
[13 empty] | 25333 | 25333 | WV | RFCW | 2030.3333 | 286.6667
[13 empty] | 25334 | 25334 | WV | RFCW | 2030.3333 | 286.6667
[13 empty] | 25335 | 25335 | WV | RFCW | 2030.3333 | 286.6667
[13 empty] | 25336 | 25336 | WV | RFCW | 2030.3333 | 286.6667
[13 empty] | 25337 | 25337 | WV | RFCW | 2030.3333 | 286.6667
[13 empty] | 25338 | 25338 | WV | RFCW | 2030.3333 | 286.6667
[13 empty] | 25339 | 25339 | WV | RFCW | 2030.3333 | 286.6667
[13 empty] | 25350 | 25350 | WV | RFCW | 2030.3333 | 286.6667
[13 empty] | 25356 | 25356 | WV | RFCW | 2030.3333 | 286.6667
[13 empty] | 25357 | 25357 | WV | RFCW | 2030.3333 | 286.6667
[13 empty] | 25358 | 25358 | WV | RFCW | 2030.3333 | 286.6667
[13 empty] | 25360 | 25360 | WV | RFCW | 2030.3333 | 286.6667
[13 empty] | 25361 | 25361 | WV | RFCW | 2030.3333 | 286.6667
[13 empty] | 25362 | 25362 | WV | RFCW | 2030.3333 | 286.6667
[13 empty] | 25364 | 25364 | WV | RFCW | 2030.3333 | 286.6667
[13 empty] | 25365 | 25365 | WV | RFCW | 2030.3333 | 286.6667
[13 empty] | 25375 | 25375 | WV | RFCW | 2030.3333 | 286.6667
[13 empty] | 25387 | 25387 | WV | RFCW | 2030.3333 | 286.6667
[13 empty] | 25389 | 25389 | WV | RFCW | 2030.3333 | 286.6667
[13 empty] | 25392 | 25392 | WV | RFCW | 2030.3333 | 286.6667
[13 empty] | 25396 | 25396 | WV | RFCW | 2030.3333 | 286.6667
[13 empty] | 25401 | 25401 | WV | RFCW | 2030.3333 | 286.6667
[13 empty] | 25402 | 25402 | WV | RFCW | 2030.3333 | 286.6667
[13 empty] | 25403 | 25403 | WV | RFCW | 2030.3333 | 286.6667
[13 empty] | 25404 | 25404 | WV | RFCW | 2030.3333 | 286.6667
[13 empty] | 25405 | 25405 | WV | RFCW | 2030.3333 | 286.6667
[13 empty] | 25410 | 25410 | WV | RFCW | 2030.3333 | 286.6667
[13 empty] | 25411 | 25411 | WV | RFCW | 2030.3333 | 286.6667
[13 empty] | 25413 | 25413 | WV | RFCW | 2030.3333 | 286.6667
[13 empty] | 25414 | 25414 | WV | RFCW | 2030.3333 | 286.6667
[13 empty] | 25419 | 25419 | WV | RFCW | 2030.3333 | 286.6667
[13 empty] | 25420 | 25420 | WV | RFCW | 2030.3333 | 286.6667
[13 empty] | 25421 | 25421 | WV | RFCW | 2030.3333 | 286.6667
[13 empty] | 25422 | 25422 | WV | RFCW | 2030.3333 | 286.6667
[13 empty] | 25423 | 25423 | WV | RFCW | 2030.3333 | 286.6667
[13 empty] | 25425 | 25425 | WV | RFCW | 2030.3333 | 286.6667
[13 empty] | 25427 | 25427 | WV | RFCW | 2030.3333 | 286.6667
[13 empty] | 25428 | 25428 | WV | RFCW | 2030.3333 | 286.6667
[13 empty] | 25430 | 25430 | WV | RFCW | 2030.3333 | 286.6667
[13 empty] | 25431 | 25431 | WV | RFCW | 2030.3333 | 286.6667
[13 empty] | 25432 | 25432 | WV | RFCW | 2030.3333 | 286.6667
[13 empty] | 25434 | 25434 | WV | RFCW | 2030.3333 | 286.6667
[13 empty] | 25437 | 25437 | WV | RFCW | 2030.3333 | 286.6667
[13 empty] | 25438 | 25438 | WV | RFCW | 2030.3333 | 286.6667
[13 empty] | 25440 | 25440 | WV | RFCW | 2030.3333 | 286.6667
[13 empty] | 25441 | 25441 | WV | RFCW | 2030.3333 | 286.6667
[13 empty] | 25442 | 25442 | WV | RFCW | 2030.3333 | 286.6667
[13 empty] | 25443 | 25443 | WV | RFCW | 2030.3333 | 286.6667
[13 empty] | 25444 | 25444 | WV | RFCW | 2030.3333 | 286.6667
[13 empty] | 25446 | 25446 | WV | RFCW | 2030.3333 | 286.6667
[13 empty] | 25501 | 25501 | WV | RFCW | 2030.3333 | 286.6667
[13 empty] | 25502 | 25502 | WV | RFCW | 2030.3333 | 286.6667
[13 empty] | 25503 | 25503 | WV | RFCW | 2030.3333 | 286.6667
[13 empty] | 25504 | 25504 | WV | RFCW | 2030.3333 | 286.6667
[13 empty] | 25505 | 25505 | WV | RFCW | 2030.3333 | 286.6667
[13 empty] | 25506 | 25506 | WV | RFCW | 2030.3333 | 286.6667
[13 empty] | 25507 | 25507 | WV | RFCW | 2030.3333 | 286.6667
[13 empty] | 25508 | 25508 | WV | RFCW | 2030.3333 | 286.6667
[13 empty] | 25510 | 25510 | WV | RFCW | 2030.3333 | 286.6667
[13 empty] | 25511 | 25511 | WV | RFCW | 2030.3333 | 286.6667
[13 empty] | 25512 | 25512 | WV | RFCW | 2030.3333 | 286.6667
[13 empty] | 25514 | 25514 | WV | RFCW | 2030.3333 | 286.6667
[13 empty] | 25515 | 25515 | WV | RFCW | 2030.3333 | 286.6667
[13 empty] | 25517 | 25517 | WV | RFCW | 2030.3333 | 286.6667
[13 empty] | 25520 | 25520 | WV | RFCW | 2030.3333 | 286.6667
[13 empty] | 25521 | 25521 | WV | RFCW | 2030.3333 | 286.6667
[13 empty] | 25523 | 25523 | WV | RFCW | 2030.3333 | 286.6667
[13 empty] | 25524 | 25524 | WV | RFCW | 2030.3333 | 286.6667
[13 empty] | 25526 | 25526 | WV | RFCW | 2030.3333 | 286.6667
[13 empty] | 25529 | 25529 | WV | RFCW | 2030.3333 | 286.6667
[13 empty] | 25530 | 25530 | WV | RFCW | 2030.3333 | 286.6667
[13 empty] | 25534 | 25534 | WV | RFCW | 2030.3333 | 286.6667
[13 empty] | 25535 | 25535 | WV | RFCW | 2030.3333 | 286.6667
[13 empty] | 25537 | 25537 | WV | RFCW | 2030.3333 | 286.6667
[13 empty] | 25540 | 25540 | WV | RFCW | 2030.3333 | 286.6667
[13 empty] | 25541 | 25541 | WV | RFCW | 2030.3333 | 286.6667
[13 empty] | 25544 | 25544 | WV | RFCW | 2030.3333 | 286.6667
[13 empty] | 25545 | 25545 | WV | RFCW | 2030.3333 | 286.6667
[13 empty] | 25547 | 25547 | WV | RFCW | 2030.3333 | 286.6667
[13 empty] | 25550 | 25550 | WV | RFCW | 2030.3333 | 286.6667
[13 empty] | 25555 | 25555 | WV | RFCW | 2030.3333 | 286.6667
[13 empty] | 25557 | 25557 | WV | RFCW | 2030.3333 | 286.6667
[13 empty] | 25559 | 25559 | WV | RFCW | 2030.3333 | 286.6667
[13 empty] | 25560 | 25560 | WV | RFCW | 2030.3333 | 286.6667
[13 empty] | 25562 | 25562 | WV | RFCW | 2030.3333 | 286.6667
[13 empty] | 25564 | 25564 | WV | RFCW | 2030.3333 | 286.6667
[13 empty] | 25565 | 25565 | WV | RFCW | 2030.3333 | 286.6667
[13 empty] | 25567 | 25567 | WV | RFCW | 2030.3333 | 286.6667
[13 empty] | 25569 | 25569 | WV | RFCW | 2030.3333 | 286.6667
[13 empty] | 25570 | 25570 | WV | RFCW | 2030.3333 | 286.6667
[13 empty] | 25571 | 25571 | WV | RFCW | 2030.3333 | 286.6667
[13 empty] | 25572 | 25572 | WV | RFCW | 2030.3333 | 286.6667
[13 empty] | 25573 | 25573 | WV | RFCW | 2030.3333 | 286.6667
[13 empty] | 25601 | 25601 | WV | RFCW | 2030.3333 | 286.6667
[13 empty] | 25606 | 25606 | WV | RFCW | 2030.3333 | 286.6667
[13 empty] | 25607 | 25607 | WV | RFCW | 2030.3333 | 286.6667
[13 empty] | 25608 | 25608 | WV | RFCW | 2030.3333 | 286.6667
[13 empty] | 25611 | 25611 | WV | RFCW | 2030.3333 | 286.6667
[13 empty] | 25612 | 25612 | WV | RFCW | 2030.3333 | 286.6667
[13 empty] | 25614 | 25614 | WV | RFCW | 2030.3333 | 286.6667
[13 empty] | 25617 | 25617 | WV | RFCW | 2030.3333 | 286.6667
[13 empty] | 25621 | 25621 | WV | RFCW | 2030.3333 | 286.6667
[13 empty] | 25624 | 25624 | WV | RFCW | 2030.3333 | 286.6667
[13 empty] | 25625 | 25625 | WV | RFCW | 2030.3333 | 286.6667
[13 empty] | 25628 | 25628 | WV | RFCW | 2030.3333 | 286.6667
[13 empty] | 25630 | 25630 | WV | RFCW | 2030.3333 | 286.6667
[13 empty] | 25632 | 25632 | WV | RFCW | 2030.3333 | 286.6667
[13 empty] | 25634 | 25634 | WV | RFCW | 2030.3333 | 286.6667
[13 empty] | 25635 | 25635 | WV | RFCW | 2030.3333 | 286.6667
[13 empty] | 25637 | 25637 | WV | RFCW | 2030.3333 | 286.6667
[13 empty] | 25638 | 25638 | WV | RFCW | 2030.3333 | 286.6667
[13 empty] | 25639 | 25639 | WV | RFCW | 2030.3333 | 286.6667
[13 empty] | 25644 | 25644 | WV | RFCW | 2030.3333 | 286.6667
[13 empty] | 25646 | 25646 | WV | RFCW | 2030.3333 | 286.6667
[13 empty] | 25647 | 25647 | WV | RFCW | 2030.3333 | 286.6667
[13 empty] | 25649 | 25649 | WV | RFCW | 2030.3333 | 286.6667
[13 empty] | 25650 | 25650 | WV | RFCW | 2030.3333 | 286.6667
[13 empty] | 25651 | 25651 | WV | RFCW | 2030.3333 | 286.6667
[13 empty] | 25652 | 25652 | WV | RFCW | 2030.3333 | 286.6667
[13 empty] | 25653 | 25653 | WV | RFCW | 2030.3333 | 286.6667
[13 empty] | 25654 | 25654 | WV | RFCW | 2030.3333 | 286.6667
[13 empty] | 25661 | 25661 | WV | RFCW | 2030.3333 | 286.6667
[13 empty] | 25665 | 25665 | WV | RFCW | 2030.3333 | 286.6667
[13 empty] | 25666 | 25666 | WV | RFCW | 2030.3333 | 286.6667
[13 empty] | 25667 | 25667 | WV | RFCW | 2030.3333 | 286.6667
[13 empty] | 25669 | 25669 | WV | RFCW | 2030.3333 | 286.6667
[13 empty] | 25670 | 25670 | WV | RFCW | 2030.3333 | 286.6667
[13 empty] | 25671 | 25671 | WV | RFCW | 2030.3333 | 286.6667
[13 empty] | 25672 | 25672 | WV | RFCW | 2030.3333 | 286.6667
[13 empty] | 25674 | 25674 | WV | RFCW | 2030.3333 | 286.6667
[13 empty] | 25676 | 25676 | WV | RFCW | 2030.3333 | 286.6667
[13 empty] | 25678 | 25678 | WV | RFCW | 2030.3333 | 286.6667
[13 empty] | 25685 | 25685 | WV | RFCW | 2030.3333 | 286.6667
[13 empty] | 25686 | 25686 | WV | RFCW | 2030.3333 | 286.6667
[13 empty] | 25688 | 25688 | WV | RFCW | 2030.3333 | 286.6667
[13 empty] | 25690 | 25690 | WV | RFCW | 2030.3333 | 286.6667
[13 empty] | 25691 | 25691 | WV | RFCW | 2030.3333 | 286.6667
[13 empty] | 25692 | 25692 | WV | RFCW | 2030.3333 | 286.6667
[13 empty] | 25696 | 25696 | WV | RFCW | 2030.3333 | 286.6667
[13 empty] | 25699 | 25699 | WV | RFCW | 2030.3333 | 286.6667
[13 empty] | 25701 | 25701 | WV | RFCW | 2030.3333 | 286.6667
[13 empty] | 25702 | 25702 | WV | RFCW | 2030.3333 | 286.6667
[13 empty] | 25703 | 25703 | WV | RFCW | 2030.3333 | 286.6667
[13 empty] | 25704 | 25704 | WV | RFCW | 2030.3333 | 286.6667
[13 empty] | 25705 | 25705 | WV | RFCW | 2030.3333 | 286.6667
[13 empty] | 25706 | 25706 | WV | RFCW | 2030.3333 | 286.6667
[13 empty] | 25707 | 25707 | WV | RFCW | 2030.3333 | 286.6667
[13 empty] | 25708 | 25708 | WV | RFCW | 2030.3333 | 286.6667
[13 empty] | 25709 | 25709 | WV | RFCW | 2030.3333 | 286.6667
[13 empty] | 25710 | 25710 | WV | RFCW | 2030.3333 | 286.6667
[13 empty] | 25711 | 25711 | WV | RFCW | 2030.3333 | 286.6667
[13 empty] | 25712 | 25712 | WV | RFCW | 2030.3333 | 286.6667
[13 empty] | 25713 | 25713 | WV | RFCW | 2030.3333 | 286.6667
[13 empty] | 25714 | 25714 | WV | RFCW | 2030.3333 | 286.6667
[13 empty] | 25715 | 25715 | WV | RFCW | 2030.3333 | 286.6667
[13 empty] | 25716 | 25716 | WV | RFCW | 2030.3333 | 286.6667
[13 empty] | 25717 | 25717 | WV | RFCW | 2030.3333 | 286.6667
[13 empty] | 25718 | 25718 | WV | RFCW | 2030.3333 | 286.6667
[13 empty] | 25719 | 25719 | WV | RFCW | 2030.3333 | 286.6667
[13 empty] | 25720 | 25720 | WV | RFCW | 2030.3333 | 286.6667
[13 empty] | 25721 | 25721 | WV | RFCW | 2030.3333 | 286.6667
[13 empty] | 25722 | 25722 | WV | RFCW | 2030.3333 | 286.6667
[13 empty] | 25723 | 25723 | WV | RFCW | 2030.3333 | 286.6667
[13 empty] | 25724 | 25724 | WV | RFCW | 2030.3333 | 286.6667
[13 empty] | 25725 | 25725 | WV | RFCW | 2030.3333 | 286.6667
[13 empty] | 25726 | 25726 | WV | RFCW | 2030.3333 | 286.6667
[13 empty] | 25727 | 25727 | WV | RFCW | 2030.3333 | 286.6667
[13 empty] | 25728 | 25728 | WV | RFCW | 2030.3333 | 286.6667
[13 empty] | 25729 | 25729 | WV | RFCW | 2030.3333 | 286.6667
[13 empty] | 25755 | 25755 | WV | RFCW | 2030.3333 | 286.6667
[13 empty] | 25770 | 25770 | WV | RFCW | 2030.3333 | 286.6667
[13 empty] | 25771 | 25771 | WV | RFCW | 2030.3333 | 286.6667
[13 empty] | 25772 | 25772 | WV | RFCW | 2030.3333 | 286.6667
[13 empty] | 25773 | 25773 | WV | RFCW | 2030.3333 | 286.6667
[13 empty] | 25774 | 25774 | WV | RFCW | 2030.3333 | 286.6667
[13 empty] | 25775 | 25775 | WV | RFCW | 2030.3333 | 286.6667
[13 empty] | 25776 | 25776 | WV | RFCW | 2030.3333 | 286.6667
[13 empty] | 25777 | 25777 | WV | RFCW | 2030.3333 | 286.6667
[13 empty] | 25778 | 25778 | WV | RFCW | 2030.3333 | 286.6667
[13 empty] | 25779 | 25779 | WV | RFCW | 2030.3333 | 286.6667
[13 empty] | 25801 | 25801 | WV | RFCW | 2030.3333 | 286.6667
[13 empty] | 25802 | 25802 | WV | RFCW | 2030.3333 | 286.6667
[13 empty] | 25810 | 25810 | WV | RFCW | 2030.3333 | 286.6667
[13 empty] | 25811 | 25811 | WV | RFCW | 2030.3333 | 286.6667
[13 empty] | 25812 | 25812 | WV | RFCW | 2030.3333 | 286.6667
[13 empty] | 25813 | 25813 | WV | RFCW | 2030.3333 | 286.6667
[13 empty] | 25817 | 25817 | WV | RFCW | 2030.3333 | 286.6667
[13 empty] | 25818 | 25818 | WV | RFCW | 2030.3333 | 286.6667
[13 empty] | 25820 | 25820 | WV | RFCW | 2030.3333 | 286.6667
[13 empty] | 25823 | 25823 | WV | RFCW | 2030.3333 | 286.6667
[13 empty] | 25825 | 25825 | WV | RFCW | 2030.3333 | 286.6667
[13 empty] | 25826 | 25826 | WV | RFCW | 2030.3333 | 286.6667
[13 empty] | 25827 | 25827 | WV | RFCW | 2030.3333 | 286.6667
[13 empty] | 25831 | 25831 | WV | RFCW | 2030.3333 | 286.6667
[13 empty] | 25832 | 25832 | WV | RFCW | 2030.3333 | 286.6667
[13 empty] | 25833 | 25833 | WV | RFCW | 2030.3333 | 286.6667
[13 empty] | 25836 | 25836 | WV | RFCW | 2030.3333 | 286.6667
[13 empty] | 25837 | 25837 | WV | RFCW | 2030.3333 | 286.6667
[13 empty] | 25839 | 25839 | WV | RFCW | 2030.3333 | 286.6667
[13 empty] | 25840 | 25840 | WV | RFCW | 2030.3333 | 286.6667
[13 empty] | 25841 | 25841 | WV | RFCW | 2030.3333 | 286.6667
[13 empty] | 25843 | 25843 | WV | RFCW | 2030.3333 | 286.6667
[13 empty] | 25844 | 25844 | WV | RFCW | 2030.3333 | 286.6667
[13 empty] | 25845 | 25845 | WV | RFCW | 2030.3333 | 286.6667
[13 empty] | 25846 | 25846 | WV | RFCW | 2030.3333 | 286.6667
[13 empty] | 25848 | 25848 | WV | RFCW | 2030.3333 | 286.6667
[13 empty] | 25849 | 25849 | WV | RFCW | 2030.3333 | 286.6667
[13 empty] | 25851 | 25851 | WV | RFCW | 2030.3333 | 286.6667
[13 empty] | 25853 | 25853 | WV | RFCW | 2030.3333 | 286.6667
[13 empty] | 25854 | 25854 | WV | RFCW | 2030.3333 | 286.6667
[13 empty] | 25855 | 25855 | WV | RFCW | 2030.3333 | 286.6667
[13 empty] | 25857 | 25857 | WV | RFCW | 2030.3333 | 286.6667
[13 empty] | 25860 | 25860 | WV | RFCW | 2030.3333 | 286.6667
[13 empty] | 25862 | 25862 | WV | RFCW | 2030.3333 | 286.6667
[13 empty] | 25864 | 25864 | WV | RFCW | 2030.3333 | 286.6667
[13 empty] | 25865 | 25865 | WV | RFCW | 2030.3333 | 286.6667
[13 empty] | 25866 | 25866 | WV | RFCW | 2030.3333 | 286.6667
[13 empty] | 25868 | 25868 | WV | RFCW | 2030.3333 | 286.6667
[13 empty] | 25870 | 25870 | WV | RFCW | 2030.3333 | 286.6667
[13 empty] | 25871 | 25871 | WV | RFCW | 2030.3333 | 286.6667
[13 empty] | 25873 | 25873 | WV | RFCW | 2030.3333 | 286.6667
[13 empty] | 25875 | 25875 | WV | RFCW | 2030.3333 | 286.6667
[13 empty] | 25876 | 25876 | WV | RFCW | 2030.3333 | 286.6667
[13 empty] | 25878 | 25878 | WV | RFCW | 2030.3333 | 286.6667
[13 empty] | 25879 | 25879 | WV | RFCW | 2030.3333 | 286.6667
[13 empty] | 25880 | 25880 | WV | RFCW | 2030.3333 | 286.6667
[13 empty] | 25882 | 25882 | WV | RFCW | 2030.3333 | 286.6667
[13 empty] | 25901 | 25901 | WV | RFCW | 2030.3333 | 286.6667
[13 empty] | 25902 | 25902 | WV | RFCW | 2030.3333 | 286.6667
[13 empty] | 25904 | 25904 | WV | RFCW | 2030.3333 | 286.6667
[13 empty] | 25906 | 25906 | WV | RFCW | 2030.3333 | 286.6667
[13 empty] | 25907 | 25907 | WV | RFCW | 2030.3333 | 286.6667
[13 empty] | 25908 | 25908 | WV | RFCW | 2030.3333 | 286.6667
[13 empty] | 25909 | 25909 | WV | RFCW | 2030.3333 | 286.6667
[13 empty] | 25911 | 25911 | WV | RFCW | 2030.3333 | 286.6667
[13 empty] | 25913 | 25913 | WV | RFCW | 2030.3333 | 286.6667
[13 empty] | 25915 | 25915 | WV | RFCW | 2030.3333 | 286.6667
[13 empty] | 25916 | 25916 | WV | RFCW | 2030.3333 | 286.6667
[13 empty] | 25917 | 25917 | WV | RFCW | 2030.3333 | 286.6667
[13 empty] | 25918 | 25918 | WV | RFCW | 2030.3333 | 286.6667
[13 empty] | 25919 | 25919 | WV | RFCW | 2030.3333 | 286.6667
[13 empty] | 25920 | 25920 | WV | RFCW | 2030.3333 | 286.6667
[13 empty] | 25921 | 25921 | WV | RFCW | 2030.3333 | 286.6667
[13 empty] | 25922 | 25922 | WV | RFCW | 2030.3333 | 286.6667
[13 empty] | 25927 | 25927 | WV | RFCW | 2030.3333 | 286.6667
[13 empty] | 25928 | 25928 | WV | RFCW | 2030.3333 | 286.6667
[13 empty] | 25932 | 25932 | WV | RFCW | 2030.3333 | 286.6667
[13 empty] | 25936 | 25936 | WV | RFCW | 2030.3333 | 286.6667
[13 empty] | 25938 | 25938 | WV | RFCW | 2030.3333 | 286.6667
[13 empty] | 25942 | 25942 | WV | RFCW | 2030.3333 | 286.6667
[13 empty] | 25943 | 25943 | WV | RFCW | 2030.3333 | 286.6667
[13 empty] | 25951 | 25951 | WV | RFCW | 2030.3333 | 286.6667
[13 empty] | 25958 | 25958 | WV | RFCW | 2030.3333 | 286.6667
[13 empty] | 25962 | 25962 | WV | RFCW | 2030.3333 | 286.6667
[13 empty] | 25966 | 25966 | WV | RFCW | 2030.3333 | 286.6667
[13 empty] | 25969 | 25969 | WV | RFCW | 2030.3333 | 286.6667
[13 empty] | 25971 | 25971 | WV | RFCW | 2030.3333 | 286.6667
[13 empty] | 25972 | 25972 | WV | RFCW | 2030.3333 | 286.6667
[13 empty] | 25976 | 25976 | WV | RFCW | 2030.3333 | 286.6667
[13 empty] | 25977 | 25977 | WV | RFCW | 2030.3333 | 286.6667
[13 empty] | 25978 | 25978 | WV | RFCW | 2030.3333 | 286.6667
[13 empty] | 25979 | 25979 | WV | RFCW | 2030.3333 | 286.6667
[13 empty] | 25981 | 25981 | WV | RFCW | 2030.3333 | 286.6667
[13 empty] | 25984 | 25984 | WV | RFCW | 2030.3333 | 286.6667
[13 empty] | 25985 | 25985 | WV | RFCW | 2030.3333 | 286.6667
[13 empty] | 25986 | 25986 | WV | RFCW | 2030.3333 | 286.6667
[13 empty] | 25989 | 25989 | WV | RFCW | 2030.3333 | 286.6667
[13 empty] | 26003 | 26003 | WV | RFCW | 2030.3333 | 286.6667
[13 empty] | 26030 | 26030 | WV | RFCW | 2030.3333 | 286.6667
[13 empty] | 26031 | 26031 | WV | RFCW | 2030.3333 | 286.6667
[13 empty] | 26032 | 26032 | WV | RFCW | 2030.3333 | 286.6667
[13 empty] | 26033 | 26033 | WV | RFCW | 2030.3333 | 286.6667
[13 empty] | 26034 | 26034 | WV | RFCW | 2030.3333 | 286.6667
[13 empty] | 26035 | 26035 | WV | RFCW | 2030.3333 | 286.6667
[13 empty] | 26036 | 26036 | WV | RFCW | 2030.3333 | 286.6667
[13 empty] | 26037 | 26037 | WV | RFCW | 2030.3333 | 286.6667
[13 empty] | 26038 | 26038 | WV | RFCW | 2030.3333 | 286.6667
[13 empty] | 26039 | 26039 | WV | RFCW | 2030.3333 | 286.6667
[13 empty] | 26040 | 26040 | WV | RFCW | 2030.3333 | 286.6667
[13 empty] | 26041 | 26041 | WV | RFCW | 2030.3333 | 286.6667
[13 empty] | 26047 | 26047 | WV | RFCW | 2030.3333 | 286.6667
[13 empty] | 26050 | 26050 | WV | RFCW | 2030.3333 | 286.6667
[13 empty] | 26055 | 26055 | WV | RFCW | 2030.3333 | 286.6667
[13 empty] | 26056 | 26056 | WV | RFCW | 2030.3333 | 286.6667
[13 empty] | 26058 | 26058 | WV | RFCW | 2030.3333 | 286.6667
[13 empty] | 26059 | 26059 | WV | RFCW | 2030.3333 | 286.6667
[13 empty] | 26060 | 26060 | WV | RFCW | 2030.3333 | 286.6667
[13 empty] | 26062 | 26062 | WV | RFCW | 2030.3333 | 286.6667
[13 empty] | 26070 | 26070 | WV | RFCW | 2030.3333 | 286.6667
[13 empty] | 26074 | 26074 | WV | RFCW | 2030.3333 | 286.6667
[13 empty] | 26075 | 26075 | WV | RFCW | 2030.3333 | 286.6667
[13 empty] | 26101 | 26101 | WV | RFCW | 2030.3333 | 286.6667
[13 empty] | 26102 | 26102 | WV | RFCW | 2030.3333 | 286.6667
[13 empty] | 26103 | 26103 | WV | RFCW | 2030.3333 | 286.6667
[13 empty] | 26104 | 26104 | WV | RFCW | 2030.3333 | 286.6667
[13 empty] | 26105 | 26105 | WV | RFCW | 2030.3333 | 286.6667
[13 empty] | 26106 | 26106 | WV | RFCW | 2030.3333 | 286.6667
[13 empty] | 26120 | 26120 | WV | RFCW | 2030.3333 | 286.6667
[13 empty] | 26121 | 26121 | WV | RFCW | 2030.3333 | 286.6667
[13 empty] | 26133 | 26133 | WV | RFCW | 2030.3333 | 286.6667
[13 empty] | 26134 | 26134 | WV | RFCW | 2030.3333 | 286.6667
[13 empty] | 26136 | 26136 | WV | RFCW | 2030.3333 | 286.6667
[13 empty] | 26137 | 26137 | WV | RFCW | 2030.3333 | 286.6667
[13 empty] | 26138 | 26138 | WV | RFCW | 2030.3333 | 286.6667
[13 empty] | 26141 | 26141 | WV | RFCW | 2030.3333 | 286.6667
[13 empty] | 26142 | 26142 | WV | RFCW | 2030.3333 | 286.6667
[13 empty] | 26143 | 26143 | WV | RFCW | 2030.3333 | 286.6667
[13 empty] | 26146 | 26146 | WV | RFCW | 2030.3333 | 286.6667
[13 empty] | 26147 | 26147 | WV | RFCW | 2030.3333 | 286.6667
[13 empty] | 26148 | 26148 | WV | RFCW | 2030.3333 | 286.6667
[13 empty] | 26149 | 26149 | WV | RFCW | 2030.3333 | 286.6667
[13 empty] | 26150 | 26150 | WV | RFCW | 2030.3333 | 286.6667
[13 empty] | 26151 | 26151 | WV | RFCW | 2030.3333 | 286.6667
[13 empty] | 26152 | 26152 | WV | RFCW | 2030.3333 | 286.6667
[13 empty] | 26155 | 26155 | WV | RFCW | 2030.3333 | 286.6667
[13 empty] | 26159 | 26159 | WV | RFCW | 2030.3333 | 286.6667
[13 empty] | 26160 | 26160 | WV | RFCW | 2030.3333 | 286.6667
[13 empty] | 26161 | 26161 | WV | RFCW | 2030.3333 | 286.6667
[13 empty] | 26162 | 26162 | WV | RFCW | 2030.3333 | 286.6667
[13 empty] | 26164 | 26164 | WV | RFCW | 2030.3333 | 286.6667
[13 empty] | 26167 | 26167 | WV | RFCW | 2030.3333 | 286.6667
[13 empty] | 26169 | 26169 | WV | RFCW | 2030.3333 | 286.6667
[13 empty] | 26170 | 26170 | WV | RFCW | 2030.3333 | 286.6667
[13 empty] | 26175 | 26175 | WV | RFCW | 2030.3333 | 286.6667
[13 empty] | 26178 | 26178 | WV | RFCW | 2030.3333 | 286.6667
[13 empty] | 26180 | 26180 | WV | RFCW | 2030.3333 | 286.6667
[13 empty] | 26181 | 26181 | WV | RFCW | 2030.3333 | 286.6667
[13 empty] | 26184 | 26184 | WV | RFCW | 2030.3333 | 286.6667
[13 empty] | 26187 | 26187 | WV | RFCW | 2030.3333 | 286.6667
[13 empty] | 26201 | 26201 | WV | RFCW | 2030.3333 | 286.6667
[13 empty] | 26202 | 26202 | WV | RFCW | 2030.3333 | 286.6667
[13 empty] | 26203 | 26203 | WV | RFCW | 2030.3333 | 286.6667
[13 empty] | 26205 | 26205 | WV | RFCW | 2030.3333 | 286.6667
[13 empty] | 26206 | 26206 | WV | RFCW | 2030.3333 | 286.6667
[13 empty] | 26208 | 26208 | WV | RFCW | 2030.3333 | 286.6667
[13 empty] | 26209 | 26209 | WV | RFCW | 2030.3333 | 286.6667
[13 empty] | 26210 | 26210 | WV | RFCW | 2030.3333 | 286.6667
[13 empty] | 26215 | 26215 | WV | RFCW | 2030.3333 | 286.6667
[13 empty] | 26217 | 26217 | WV | RFCW | 2030.3333 | 286.6667
[13 empty] | 26218 | 26218 | WV | RFCW | 2030.3333 | 286.6667
[13 empty] | 26219 | 26219 | WV | RFCW | 2030.3333 | 286.6667
[13 empty] | 26222 | 26222 | WV | RFCW | 2030.3333 | 286.6667
[13 empty] | 26224 | 26224 | WV | RFCW | 2030.3333 | 286.6667
[13 empty] | 26228 | 26228 | WV | RFCW | 2030.3333 | 286.6667
[13 empty] | 26229 | 26229 | WV | RFCW | 2030.3333 | 286.6667
[13 empty] | 26230 | 26230 | WV | RFCW | 2030.3333 | 286.6667
[13 empty] | 26234 | 26234 | WV | RFCW | 2030.3333 | 286.6667
[13 empty] | 26236 | 26236 | WV | RFCW | 2030.3333 | 286.6667
[13 empty] | 26237 | 26237 | WV | RFCW | 2030.3333 | 286.6667
[13 empty] | 26238 | 26238 | WV | RFCW | 2030.3333 | 286.6667
[13 empty] | 26241 | 26241 | WV | RFCW | 2030.3333 | 286.6667
[13 empty] | 26250 | 26250 | WV | RFCW | 2030.3333 | 286.6667
[13 empty] | 26253 | 26253 | WV | RFCW | 2030.3333 | 286.6667
[13 empty] | 26254 | 26254 | WV | RFCW | 2030.3333 | 286.6667
[13 empty] | 26257 | 26257 | WV | RFCW | 2030.3333 | 286.6667
[13 empty] | 26259 | 26259 | WV | RFCW | 2030.3333 | 286.6667
[13 empty] | 26260 | 26260 | WV | RFCW | 2030.3333 | 286.6667
[13 empty] | 26261 | 26261 | WV | RFCW | 2030.3333 | 286.6667
[13 empty] | 26263 | 26263 | WV | RFCW | 2030.3333 | 286.6667
[13 empty] | 26264 | 26264 | WV | RFCW | 2030.3333 | 286.6667
[13 empty] | 26266 | 26266 | WV | RFCW | 2030.3333 | 286.6667
[13 empty] | 26267 | 26267 | WV | RFCW | 2030.3333 | 286.6667
[13 empty] | 26268 | 26268 | WV | RFCW | 2030.3333 | 286.6667
[13 empty] | 26269 | 26269 | WV | RFCW | 2030.3333 | 286.6667
[13 empty] | 26270 | 26270 | WV | RFCW | 2030.3333 | 286.6667
[13 empty] | 26271 | 26271 | WV | RFCW | 2030.3333 | 286.6667
[13 empty] | 26273 | 26273 | WV | RFCW | 2030.3333 | 286.6667
[13 empty] | 26275 | 26275 | WV | RFCW | 2030.3333 | 286.6667
[13 empty] | 26276 | 26276 | WV | RFCW | 2030.3333 | 286.6667
[13 empty] | 26278 | 26278 | WV | RFCW | 2030.3333 | 286.6667
[13 empty] | 26280 | 26280 | WV | RFCW | 2030.3333 | 286.6667
[13 empty] | 26282 | 26282 | WV | RFCW | 2030.3333 | 286.6667
[13 empty] | 26283 | 26283 | WV | RFCW | 2030.3333 | 286.6667
[13 empty] | 26285 | 26285 | WV | RFCW | 2030.3333 | 286.6667
[13 empty] | 26287 | 26287 | WV | RFCW | 2030.3333 | 286.6667
[13 empty] | 26288 | 26288 | WV | RFCW | 2030.3333 | 286.6667
[13 empty] | 26289 | 26289 | WV | RFCW | 2030.3333 | 286.6667
[13 empty] | 26291 | 26291 | WV | RFCW | 2030.3333 | 286.6667
[13 empty] | 26292 | 26292 | WV | RFCW | 2030.3333 | 286.6667
[13 empty] | 26293 | 26293 | WV | RFCW | 2030.3333 | 286.6667
[13 empty] | 26294 | 26294 | WV | RFCW | 2030.3333 | 286.6667
[13 empty] | 26296 | 26296 | WV | RFCW | 2030.3333 | 286.6667
[13 empty] | 26298 | 26298 | WV | RFCW | 2030.3333 | 286.6667
[13 empty] | 26301 | 26301 | WV | RFCW | 2030.3333 | 286.6667
[13 empty] | 26302 | 26302 | WV | RFCW | 2030.3333 | 286.6667
[13 empty] | 26306 | 26306 | WV | RFCW | 2030.3333 | 286.6667
[13 empty] | 26320 | 26320 | WV | RFCW | 2030.3333 | 286.6667
[13 empty] | 26321 | 26321 | WV | RFCW | 2030.3333 | 286.6667
[13 empty] | 26323 | 26323 | WV | RFCW | 2030.3333 | 286.6667
[13 empty] | 26325 | 26325 | WV | RFCW | 2030.3333 | 286.6667
[13 empty] | 26327 | 26327 | WV | RFCW | 2030.3333 | 286.6667
[13 empty] | 26330 | 26330 | WV | RFCW | 2030.3333 | 286.6667
[13 empty] | 26335 | 26335 | WV | RFCW | 2030.3333 | 286.6667
[13 empty] | 26337 | 26337 | WV | RFCW | 2030.3333 | 286.6667
[13 empty] | 26338 | 26338 | WV | RFCW | 2030.3333 | 286.6667
[13 empty] | 26339 | 26339 | WV | RFCW | 2030.3333 | 286.6667
[13 empty] | 26342 | 26342 | WV | RFCW | 2030.3333 | 286.6667
[13 empty] | 26343 | 26343 | WV | RFCW | 2030.3333 | 286.6667
[13 empty] | 26346 | 26346 | WV | RFCW | 2030.3333 | 286.6667
[13 empty] | 26347 | 26347 | WV | RFCW | 2030.3333 | 286.6667
[13 empty] | 26348 | 26348 | WV | RFCW | 2030.3333 | 286.6667
[13 empty] | 26349 | 26349 | WV | RFCW | 2030.3333 | 286.6667
[13 empty] | 26351 | 26351 | WV | RFCW | 2030.3333 | 286.6667
[13 empty] | 26354 | 26354 | WV | RFCW | 2030.3333 | 286.6667
[13 empty] | 26361 | 26361 | WV | RFCW | 2030.3333 | 286.6667
[13 empty] | 26362 | 26362 | WV | RFCW | 2030.3333 | 286.6667
[13 empty] | 26366 | 26366 | WV | RFCW | 2030.3333 | 286.6667
[13 empty] | 26369 | 26369 | WV | RFCW | 2030.3333 | 286.6667
[13 empty] | 26372 | 26372 | WV | RFCW | 2030.3333 | 286.6667
[13 empty] | 26374 | 26374 | WV | RFCW | 2030.3333 | 286.6667
[13 empty] | 26376 | 26376 | WV | RFCW | 2030.3333 | 286.6667
[13 empty] | 26377 | 26377 | WV | RFCW | 2030.3333 | 286.6667
[13 empty] | 26378 | 26378 | WV | RFCW | 2030.3333 | 286.6667
[13 empty] | 26384 | 26384 | WV | RFCW | 2030.3333 | 286.6667
[13 empty] | 26385 | 26385 | WV | RFCW | 2030.3333 | 286.6667
[13 empty] | 26386 | 26386 | WV | RFCW | 2030.3333 | 286.6667
[13 empty] | 26404 | 26404 | WV | RFCW | 2030.3333 | 286.6667
[13 empty] | 26405 | 26405 | WV | RFCW | 2030.3333 | 286.6667
[13 empty] | 26408 | 26408 | WV | RFCW | 2030.3333 | 286.6667
[13 empty] | 26410 | 26410 | WV | RFCW | 2030.3333 | 286.6667
[13 empty] | 26411 | 26411 | WV | RFCW | 2030.3333 | 286.6667
[13 empty] | 26412 | 26412 | WV | RFCW | 2030.3333 | 286.6667
[13 empty] | 26415 | 26415 | WV | RFCW | 2030.3333 | 286.6667
[13 empty] | 26416 | 26416 | WV | RFCW | 2030.3333 | 286.6667
[13 empty] | 26419 | 26419 | WV | RFCW | 2030.3333 | 286.6667
[13 empty] | 26421 | 26421 | WV | RFCW | 2030.3333 | 286.6667
[13 empty] | 26422 | 26422 | WV | RFCW | 2030.3333 | 286.6667
[13 empty] | 26424 | 26424 | WV | RFCW | 2030.3333 | 286.6667
[13 empty] | 26425 | 26425 | WV | RFCW | 2030.3333 | 286.6667
[13 empty] | 26426 | 26426 | WV | RFCW | 2030.3333 | 286.6667
[13 empty] | 26430 | 26430 | WV | RFCW | 2030.3333 | 286.6667
[13 empty] | 26431 | 26431 | WV | RFCW | 2030.3333 | 286.6667
[13 empty] | 26434 | 26434 | WV | RFCW | 2030.3333 | 286.6667
[13 empty] | 26435 | 26435 | WV | RFCW | 2030.3333 | 286.6667
[13 empty] | 26436 | 26436 | WV | RFCW | 2030.3333 | 286.6667
[13 empty] | 26437 | 26437 | WV | RFCW | 2030.3333 | 286.6667
[13 empty] | 26438 | 26438 | WV | RFCW | 2030.3333 | 286.6667
[13 empty] | 26440 | 26440 | WV | RFCW | 2030.3333 | 286.6667
[13 empty] | 26443 | 26443 | WV | RFCW | 2030.3333 | 286.6667
[13 empty] | 26444 | 26444 | WV | RFCW | 2030.3333 | 286.6667
[13 empty] | 26447 | 26447 | WV | RFCW | 2030.3333 | 286.6667
[13 empty] | 26448 | 26448 | WV | RFCW | 2030.3333 | 286.6667
[13 empty] | 26451 | 26451 | WV | RFCW | 2030.3333 | 286.6667
[13 empty] | 26452 | 26452 | WV | RFCW | 2030.3333 | 286.6667
[13 empty] | 26456 | 26456 | WV | RFCW | 2030.3333 | 286.6667
[13 empty] | 26463 | 26463 | WV | RFCW | 2030.3333 | 286.6667
[13 empty] | 26501 | 26501 | WV | RFCW | 2030.3333 | 286.6667
[13 empty] | 26502 | 26502 | WV | RFCW | 2030.3333 | 286.6667
[13 empty] | 26504 | 26504 | WV | RFCW | 2030.3333 | 286.6667
[13 empty] | 26505 | 26505 | WV | RFCW | 2030.3333 | 286.6667
[13 empty] | 26506 | 26506 | WV | RFCW | 2030.3333 | 286.6667
[13 empty] | 26507 | 26507 | WV | RFCW | 2030.3333 | 286.6667
[13 empty] | 26508 | 26508 | WV | RFCW | 2030.3333 | 286.6667
[13 empty] | 26519 | 26519 | WV | RFCW | 2030.3333 | 286.6667
[13 empty] | 26520 | 26520 | WV | RFCW | 2030.3333 | 286.6667
[13 empty] | 26521 | 26521 | WV | RFCW | 2030.3333 | 286.6667
[13 empty] | 26524 | 26524 | WV | RFCW | 2030.3333 | 286.6667
[13 empty] | 26525 | 26525 | WV | RFCW | 2030.3333 | 286.6667
[13 empty] | 26527 | 26527 | WV | RFCW | 2030.3333 | 286.6667
[13 empty] | 26531 | 26531 | WV | RFCW | 2030.3333 | 286.6667
[13 empty] | 26534 | 26534 | WV | RFCW | 2030.3333 | 286.6667
[13 empty] | 26537 | 26537 | WV | RFCW | 2030.3333 | 286.6667
[13 empty] | 26541 | 26541 | WV | RFCW | 2030.3333 | 286.6667
[13 empty] | 26542 | 26542 | WV | RFCW | 2030.3333 | 286.6667
[13 empty] | 26543 | 26543 | WV | RFCW | 2030.3333 | 286.6667
[13 empty] | 26544 | 26544 | WV | RFCW | 2030.3333 | 286.6667
[13 empty] | 26546 | 26546 | WV | RFCW | 2030.3333 | 286.6667
[13 empty] | 26547 | 26547 | WV | RFCW | 2030.3333 | 286.6667
[13 empty] | 26554 | 26554 | WV | RFCW | 2030.3333 | 286.6667
[13 empty] | 26555 | 26555 | WV | RFCW | 2030.3333 | 286.6667
[13 empty] | 26559 | 26559 | WV | RFCW | 2030.3333 | 286.6667
[13 empty] | 26560 | 26560 | WV | RFCW | 2030.3333 | 286.6667
[13 empty] | 26561 | 26561 | WV | RFCW | 2030.3333 | 286.6667
[13 empty] | 26562 | 26562 | WV | RFCW | 2030.3333 | 286.6667
[13 empty] | 26563 | 26563 | WV | RFCW | 2030.3333 | 286.6667
[13 empty] | 26566 | 26566 | WV | RFCW | 2030.3333 | 286.6667
[13 empty] | 26568 | 26568 | WV | RFCW | 2030.3333 | 286.6667
[13 empty] | 26570 | 26570 | WV | RFCW | 2030.3333 | 286.6667
[13 empty] | 26571 | 26571 | WV | RFCW | 2030.3333 | 286.6667
[13 empty] | 26572 | 26572 | WV | RFCW | 2030.3333 | 286.6667
[13 empty] | 26574 | 26574 | WV | RFCW | 2030.3333 | 286.6667
[13 empty] | 26575 | 26575 | WV | RFCW | 2030.3333 | 286.6667
[13 empty] | 26576 | 26576 | WV | RFCW | 2030.3333 | 286.6667
[13 empty] | 26578 | 26578 | WV | RFCW | 2030.3333 | 286.6667
[13 empty] | 26581 | 26581 | WV | RFCW | 2030.3333 | 286.6667
[13 empty] | 26582 | 26582 | WV | RFCW | 2030.3333 | 286.6667
[13 empty] | 26585 | 26585 | WV | RFCW | 2030.3333 | 286.6667
[13 empty] | 26586 | 26586 | WV | RFCW | 2030.3333 | 286.6667
[13 empty] | 26587 | 26587 | WV | RFCW | 2030.3333 | 286.6667
[13 empty] | 26588 | 26588 | WV | RFCW | 2030.3333 | 286.6667
[13 empty] | 26590 | 26590 | WV | RFCW | 2030.3333 | 286.6667
[13 empty] | 26591 | 26591 | WV | RFCW | 2030.3333 | 286.6667
[13 empty] | 26601 | 26601 | WV | RFCW | 2030.3333 | 286.6667
[13 empty] | 26610 | 26610 | WV | RFCW | 2030.3333 | 286.6667
[13 empty] | 26611 | 26611 | WV | RFCW | 2030.3333 | 286.6667
[13 empty] | 26615 | 26615 | WV | RFCW | 2030.3333 | 286.6667
[13 empty] | 26617 | 26617 | WV | RFCW | 2030.3333 | 286.6667
[13 empty] | 26619 | 26619 | WV | RFCW | 2030.3333 | 286.6667
[13 empty] | 26621 | 26621 | WV | RFCW | 2030.3333 | 286.6667
[13 empty] | 26623 | 26623 | WV | RFCW | 2030.3333 | 286.6667
[13 empty] | 26624 | 26624 | WV | RFCW | 2030.3333 | 286.6667
[13 empty] | 26627 | 26627 | WV | RFCW | 2030.3333 | 286.6667
[13 empty] | 26629 | 26629 | WV | RFCW | 2030.3333 | 286.6667
[13 empty] | 26631 | 26631 | WV | RFCW | 2030.3333 | 286.6667
[13 empty] | 26636 | 26636 | WV | RFCW | 2030.3333 | 286.6667
[13 empty] | 26638 | 26638 | WV | RFCW | 2030.3333 | 286.6667
[13 empty] | 26651 | 26651 | WV | RFCW | 2030.3333 | 286.6667
[13 empty] | 26656 | 26656 | WV | RFCW | 2030.3333 | 286.6667
[13 empty] | 26660 | 26660 | WV | RFCW | 2030.3333 | 286.6667
[13 empty] | 26662 | 26662 | WV | RFCW | 2030.3333 | 286.6667
[13 empty] | 26667 | 26667 | WV | RFCW | 2030.3333 | 286.6667
[13 empty] | 26671 | 26671 | WV | RFCW | 2030.3333 | 286.6667
[13 empty] | 26675 | 26675 | WV | RFCW | 2030.3333 | 286.6667
[13 empty] | 26676 | 26676 | WV | RFCW | 2030.3333 | 286.6667
[13 empty] | 26678 | 26678 | WV | RFCW | 2030.3333 | 286.6667
[13 empty] | 26679 | 26679 | WV | RFCW | 2030.3333 | 286.6667
[13 empty] | 26680 | 26680 | WV | RFCW | 2030.3333 | 286.6667
[13 empty] | 26681 | 26681 | WV | RFCW | 2030.3333 | 286.6667
[13 empty] | 26684 | 26684 | WV | RFCW | 2030.3333 | 286.6667
[13 empty] | 26690 | 26690 | WV | RFCW | 2030.3333 | 286.6667
[13 empty] | 26691 | 26691 | WV | RFCW | 2030.3333 | 286.6667
[13 empty] | 26704 | 26704 | WV | RFCW | 2030.3333 | 286.6667
[13 empty] | 26705 | 26705 | WV | RFCW | 2030.3333 | 286.6667
[13 empty] | 26707 | 26707 | WV | RFCW | 2030.3333 | 286.6667
[13 empty] | 26710 | 26710 | WV | RFCW | 2030.3333 | 286.6667
[13 empty] | 26711 | 26711 | WV | RFCW | 2030.3333 | 286.6667
[13 empty] | 26714 | 26714 | WV | RFCW | 2030.3333 | 286.6667
[13 empty] | 26716 | 26716 | WV | RFCW | 2030.3333 | 286.6667
[13 empty] | 26717 | 26717 | WV | RFCW | 2030.3333 | 286.6667
[13 empty] | 26719 | 26719 | WV | RFCW | 2030.3333 | 286.6667
[13 empty] | 26720 | 26720 | WV | RFCW | 2030.3333 | 286.6667
[13 empty] | 26722 | 26722 | WV | RFCW | 2030.3333 | 286.6667
[13 empty] | 26726 | 26726 | WV | RFCW | 2030.3333 | 286.6667
[13 empty] | 26731 | 26731 | WV | RFCW | 2030.3333 | 286.6667
[13 empty] | 26739 | 26739 | WV | RFCW | 2030.3333 | 286.6667
[13 empty] | 26743 | 26743 | WV | RFCW | 2030.3333 | 286.6667
[13 empty] | 26750 | 26750 | WV | RFCW | 2030.3333 | 286.6667
[13 empty] | 26753 | 26753 | WV | RFCW | 2030.3333 | 286.6667
[13 empty] | 26755 | 26755 | WV | RFCW | 2030.3333 | 286.6667
[13 empty] | 26757 | 26757 | WV | RFCW | 2030.3333 | 286.6667
[13 empty] | 26761 | 26761 | WV | RFCW | 2030.3333 | 286.6667
[13 empty] | 26763 | 26763 | WV | RFCW | 2030.3333 | 286.6667
[13 empty] | 26764 | 26764 | WV | RFCW | 2030.3333 | 286.6667
[13 empty] | 26767 | 26767 | WV | RFCW | 2030.3333 | 286.6667
[13 empty] | 26801 | 26801 | WV | RFCW | 2030.3333 | 286.6667
[13 empty] | 26802 | 26802 | WV | RFCW | 2030.3333 | 286.6667
[13 empty] | 26804 | 26804 | WV | RFCW | 2030.3333 | 286.6667
[13 empty] | 26807 | 26807 | WV | RFCW | 2030.3333 | 286.6667
[13 empty] | 26808 | 26808 | WV | RFCW | 2030.3333 | 286.6667
[13 empty] | 26810 | 26810 | WV | RFCW | 2030.3333 | 286.6667
[13 empty] | 26812 | 26812 | WV | RFCW | 2030.3333 | 286.6667
[13 empty] | 26814 | 26814 | WV | RFCW | 2030.3333 | 286.6667
[13 empty] | 26815 | 26815 | WV | RFCW | 2030.3333 | 286.6667
[13 empty] | 26817 | 26817 | WV | RFCW | 2030.3333 | 286.6667
[13 empty] | 26818 | 26818 | WV | RFCW | 2030.3333 | 286.6667
[13 empty] | 26823 | 26823 | WV | RFCW | 2030.3333 | 286.6667
[13 empty] | 26833 | 26833 | WV | RFCW | 2030.3333 | 286.6667
[13 empty] | 26836 | 26836 | WV | RFCW | 2030.3333 | 286.6667
[13 empty] | 26838 | 26838 | WV | RFCW | 2030.3333 | 286.6667
[13 empty] | 26845 | 26845 | WV | RFCW | 2030.3333 | 286.6667
[13 empty] | 26847 | 26847 | WV | RFCW | 2030.3333 | 286.6667
[13 empty] | 26851 | 26851 | WV | RFCW | 2030.3333 | 286.6667
[13 empty] | 26852 | 26852 | WV | RFCW | 2030.3333 | 286.6667
[13 empty] | 26855 | 26855 | WV | RFCW | 2030.3333 | 286.6667
[13 empty] | 26865 | 26865 | WV | RFCW | 2030.3333 | 286.6667
[13 empty] | 26866 | 26866 | WV | RFCW | 2030.3333 | 286.6667
[13 empty] | 26884 | 26884 | WV | RFCW | 2030.3333 | 286.6667
[13 empty] | 26886 | 26886 | WV | RFCW | 2030.3333 | 286.6667
[13 empty] | 27006 | 27006 | NC | SRVC | 2030.3333 | 286.6667
[13 empty] | 27007 | 27007 | NC | SRVC | 2030.3333 | 286.6667
[13 empty] | 27009 | 27009 | NC | SRVC | 2030.3333 | 286.6667
[13 empty] | 27010 | 27010 | NC | SRVC | 2030.3333 | 286.6667
[13 empty] | 27011 | 27011 | NC | SRVC | 2030.3333 | 286.6667
[13 empty] | 27012 | 27012 | NC | SRVC | 2030.3333 | 286.6667
[13 empty] | 27013 | 27013 | NC | SRVC | 2030.3333 | 286.6667
[13 empty] | 27014 | 27014 | NC | SRVC | 2030.3333 | 286.6667
[13 empty] | 27016 | 27016 | NC | SRVC | 2030.3333 | 286.6667
[13 empty] | 27017 | 27017 | NC | SRVC | 2030.3333 | 286.6667
[13 empty] | 27018 | 27018 | NC | SRVC | 2030.3333 | 286.6667
[13 empty] | 27019 | 27019 | NC | SRVC | 2030.3333 | 286.6667
[13 empty] | 27020 | 27020 | NC | SRVC | 2030.3333 | 286.6667
[13 empty] | 27021 | 27021 | NC | SRVC | 2030.3333 | 286.6667
[13 empty] | 27022 | 27022 | NC | SRVC | 2030.3333 | 286.6667
[13 empty] | 27023 | 27023 | NC | SRVC | 2030.3333 | 286.6667
[13 empty] | 27024 | 27024 | NC | SRVC | 2030.3333 | 286.6667
[13 empty] | 27025 | 27025 | NC | SRVC | 2030.3333 | 286.6667
[13 empty] | 27027 | 27027 | NC | SRVC | 2030.3333 | 286.6667
[13 empty] | 27028 | 27028 | NC | SRVC | 2030.3333 | 286.6667
[13 empty] | 27030 | 27030 | NC | SRVC | 2030.3333 | 286.6667
[13 empty] | 27031 | 27031 | NC | SRVC | 2030.3333 | 286.6667
[13 empty] | 27040 | 27040 | NC | SRVC | 2030.3333 | 286.6667
[13 empty] | 27041 | 27041 | NC | SRVC | 2030.3333 | 286.6667
[13 empty] | 27042 | 27042 | NC | SRVC | 2030.3333 | 286.6667
[13 empty] | 27043 | 27043 | NC | SRVC | 2030.3333 | 286.6667
[13 empty] | 27045 | 27045 | NC | SRVC | 2030.3333 | 286.6667
[13 empty] | 27046 | 27046 | NC | SRVC | 2030.3333 | 286.6667
[13 empty] | 27047 | 27047 | NC | SRVC | 2030.3333 | 286.6667
[13 empty] | 27048 | 27048 | NC | SRVC | 2030.3333 | 286.6667
[13 empty] | 27049 | 27049 | NC | SRVC | 2030.3333 | 286.6667
[13 empty] | 27050 | 27050 | NC | SRVC | 2030.3333 | 286.6667
[13 empty] | 27051 | 27051 | NC | SRVC | 2030.3333 | 286.6667
[13 empty] | 27052 | 27052 | NC | SRVC | 2030.3333 | 286.6667
[13 empty] | 27053 | 27053 | NC | SRVC | 2030.3333 | 286.6667
[13 empty] | 27054 | 27054 | NC | SRVC | 2030.3333 | 286.6667
[13 empty] | 27055 | 27055 | NC | SRVC | 2030.3333 | 286.6667
[13 empty] | 27094 | 27094 | NC | SRVC | 2030.3333 | 286.6667
[13 empty] | 27098 | 27098 | NC | SRVC | 2030.3333 | 286.6667
[13 empty] | 27099 | 27099 | NC | SRVC | 2030.3333 | 286.6667
[13 empty] | 27101 | 27101 | NC | SRVC | 2030.3333 | 286.6667
[13 empty] | 27102 | 27102 | NC | SRVC | 2030.3333 | 286.6667
[13 empty] | 27103 | 27103 | NC | SRVC | 2030.3333 | 286.6667
[13 empty] | 27104 | 27104 | NC | SRVC | 2030.3333 | 286.6667
[13 empty] | 27105 | 27105 | NC | SRVC | 2030.3333 | 286.6667
[13 empty] | 27106 | 27106 | NC | SRVC | 2030.3333 | 286.6667
[13 empty] | 27107 | 27107 | NC | SRVC | 2030.3333 | 286.6667
[13 empty] | 27108 | 27108 | NC | SRVC | 2030.3333 | 286.6667
[13 empty] | 27109 | 27109 | NC | SRVC | 2030.3333 | 286.6667
[13 empty] | 27110 | 27110 | NC | SRVC | 2030.3333 | 286.6667
[13 empty] | 27111 | 27111 | NC | SRVC | 2030.3333 | 286.6667
[13 empty] | 27113 | 27113 | NC | SRVC | 2030.3333 | 286.6667
[13 empty] | 27114 | 27114 | NC | SRVC | 2030.3333 | 286.6667
[13 empty] | 27115 | 27115 | NC | SRVC | 2030.3333 | 286.6667
[13 empty] | 27116 | 27116 | NC | SRVC | 2030.3333 | 286.6667
[13 empty] | 27117 | 27117 | NC | SRVC | 2030.3333 | 286.6667
[13 empty] | 27120 | 27120 | NC | SRVC | 2030.3333 | 286.6667
[13 empty] | 27127 | 27127 | NC | SRVC | 2030.3333 | 286.6667
[13 empty] | 27130 | 27130 | NC | SRVC | 2030.3333 | 286.6667
[13 empty] | 27150 | 27150 | NC | SRVC | 2030.3333 | 286.6667
[13 empty] | 27152 | 27152 | NC | SRVC | 2030.3333 | 286.6667
[13 empty] | 27155 | 27155 | NC | SRVC | 2030.3333 | 286.6667
[13 empty] | 27157 | 27157 | NC | SRVC | 2030.3333 | 286.6667
[13 empty] | 27198 | 27198 | NC | SRVC | 2030.3333 | 286.6667
[13 empty] | 27199 | 27199 | NC | SRVC | 2030.3333 | 286.6667
[13 empty] | 27201 | 27201 | NC | SRVC | 2030.3333 | 286.6667
[13 empty] | 27202 | 27202 | NC | SRVC | 2030.3333 | 286.6667
[13 empty] | 27203 | 27203 | NC | SRVC | 2030.3333 | 286.6667
[13 empty] | 27204 | 27204 | NC | SRVC | 2030.3333 | 286.6667
[13 empty] | 27205 | 27205 | NC | SRVC | 2030.3333 | 286.6667
[13 empty] | 27207 | 27207 | NC | SRVC | 2030.3333 | 286.6667
[13 empty] | 27208 | 27208 | NC | SRVC | 2030.3333 | 286.6667
[13 empty] | 27209 | 27209 | NC | SRVC | 2030.3333 | 286.6667
[13 empty] | 27212 | 27212 | NC | SRVC | 2030.3333 | 286.6667
[13 empty] | 27213 | 27213 | NC | SRVC | 2030.3333 | 286.6667
[13 empty] | 27214 | 27214 | NC | SRVC | 2030.3333 | 286.6667
[13 empty] | 27215 | 27215 | NC | SRVC | 2030.3333 | 286.6667
[13 empty] | 27216 | 27216 | NC | SRVC | 2030.3333 | 286.6667
[13 empty] | 27217 | 27217 | NC | SRVC | 2030.3333 | 286.6667
[13 empty] | 27228 | 27228 | NC | SRVC | 2030.3333 | 286.6667
[13 empty] | 27229 | 27229 | NC | SRVC | 2030.3333 | 286.6667
[13 empty] | 27230 | 27230 | NC | SRVC | 2030.3333 | 286.6667
[13 empty] | 27231 | 27231 | NC | SRVC | 2030.3333 | 286.6667
[13 empty] | 27233 | 27233 | NC | SRVC | 2030.3333 | 286.6667
[13 empty] | 27235 | 27235 | NC | SRVC | 2030.3333 | 286.6667
[13 empty] | 27237 | 27237 | NC | SRVC | 2030.3333 | 286.6667
[13 empty] | 27239 | 27239 | NC | SRVC | 2030.3333 | 286.6667
[13 empty] | 27242 | 27242 | NC | SRVC | 2030.3333 | 286.6667
[13 empty] | 27243 | 27243 | NC | SRVC | 2030.3333 | 286.6667
[13 empty] | 27244 | 27244 | NC | SRVC | 2030.3333 | 286.6667
[13 empty] | 27247 | 27247 | NC | SRVC | 2030.3333 | 286.6667
[13 empty] | 27248 | 27248 | NC | SRVC | 2030.3333 | 286.6667
[13 empty] | 27249 | 27249 | NC | SRVC | 2030.3333 | 286.6667
[13 empty] | 27252 | 27252 | NC | SRVC | 2030.3333 | 286.6667
[13 empty] | 27253 | 27253 | NC | SRVC | 2030.3333 | 286.6667
[13 empty] | 27256 | 27256 | NC | SRVC | 2030.3333 | 286.6667
[13 empty] | 27258 | 27258 | NC | SRVC | 2030.3333 | 286.6667
[13 empty] | 27259 | 27259 | NC | SRVC | 2030.3333 | 286.6667
[13 empty] | 27260 | 27260 | NC | SRVC | 2030.3333 | 286.6667
[13 empty] | 27261 | 27261 | NC | SRVC | 2030.3333 | 286.6667
[13 empty] | 27262 | 27262 | NC | SRVC | 2030.3333 | 286.6667
[13 empty] | 27263 | 27263 | NC | SRVC | 2030.3333 | 286.6667
[13 empty] | 27264 | 27264 | NC | SRVC | 2030.3333 | 286.6667
[13 empty] | 27265 | 27265 | NC | SRVC | 2030.3333 | 286.6667
[13 empty] | 27278 | 27278 | NC | SRVC | 2030.3333 | 286.6667
[13 empty] | 27281 | 27281 | NC | SRVC | 2030.3333 | 286.6667
[13 empty] | 27282 | 27282 | NC | SRVC | 2030.3333 | 286.6667
[13 empty] | 27283 | 27283 | NC | SRVC | 2030.3333 | 286.6667
[13 empty] | 27284 | 27284 | NC | SRVC | 2030.3333 | 286.6667
[13 empty] | 27285 | 27285 | NC | SRVC | 2030.3333 | 286.6667
[13 empty] | 27288 | 27288 | NC | SRVC | 2030.3333 | 286.6667
[13 empty] | 27289 | 27289 | NC | SRVC | 2030.3333 | 286.6667
[13 empty] | 27291 | 27291 | NC | SRVC | 2030.3333 | 286.6667
[13 empty] | 27292 | 27292 | NC | SRVC | 2030.3333 | 286.6667
[13 empty] | 27293 | 27293 | NC | SRVC | 2030.3333 | 286.6667
[13 empty] | 27294 | 27294 | NC | SRVC | 2030.3333 | 286.6667
[13 empty] | 27295 | 27295 | NC | SRVC | 2030.3333 | 286.6667
[13 empty] | 27298 | 27298 | NC | SRVC | 2030.3333 | 286.6667
[13 empty] | 27299 | 27299 | NC | SRVC | 2030.3333 | 286.6667
[13 empty] | 27301 | 27301 | NC | SRVC | 2030.3333 | 286.6667
[13 empty] | 27302 | 27302 | NC | SRVC | 2030.3333 | 286.6667
[13 empty] | 27305 | 27305 | NC | SRVC | 2030.3333 | 286.6667
[13 empty] | 27306 | 27306 | NC | SRVC | 2030.3333 | 286.6667
[13 empty] | 27310 | 27310 | NC | SRVC | 2030.3333 | 286.6667
[13 empty] | 27311 | 27311 | NC | SRVC | 2030.3333 | 286.6667
[13 empty] | 27312 | 27312 | NC | SRVC | 2030.3333 | 286.6667
[13 empty] | 27313 | 27313 | NC | SRVC | 2030.3333 | 286.6667
[13 empty] | 27314 | 27314 | NC | SRVC | 2030.3333 | 286.6667
[13 empty] | 27315 | 27315 | NC | SRVC | 2030.3333 | 286.6667
[13 empty] | 27316 | 27316 | NC | SRVC | 2030.3333 | 286.6667
[13 empty] | 27317 | 27317 | NC | SRVC | 2030.3333 | 286.6667
[13 empty] | 27320 | 27320 | NC | SRVC | 2030.3333 | 286.6667
[13 empty] | 27323 | 27323 | NC | SRVC | 2030.3333 | 286.6667
[13 empty] | 27325 | 27325 | NC | SRVC | 2030.3333 | 286.6667
[13 empty] | 27326 | 27326 | NC | SRVC | 2030.3333 | 286.6667
[13 empty] | 27330 | 27330 | NC | SRVC | 2030.3333 | 286.6667
[13 empty] | 27331 | 27331 | NC | SRVC | 2030.3333 | 286.6667
[13 empty] | 27332 | 27332 | NC | SRVC | 2030.3333 | 286.6667
[13 empty] | 27340 | 27340 | NC | SRVC | 2030.3333 | 286.6667
[13 empty] | 27341 | 27341 | NC | SRVC | 2030.3333 | 286.6667
[13 empty] | 27342 | 27342 | NC | SRVC | 2030.3333 | 286.6667
[13 empty] | 27343 | 27343 | NC | SRVC | 2030.3333 | 286.6667
[13 empty] | 27344 | 27344 | NC | SRVC | 2030.3333 | 286.6667
[13 empty] | 27349 | 27349 | NC | SRVC | 2030.3333 | 286.6667
[13 empty] | 27350 | 27350 | NC | SRVC | 2030.3333 | 286.6667
[13 empty] | 27351 | 27351 | NC | SRVC | 2030.3333 | 286.6667
[13 empty] | 27355 | 27355 | NC | SRVC | 2030.3333 | 286.6667
[13 empty] | 27356 | 27356 | NC | SRVC | 2030.3333 | 286.6667
[13 empty] | 27357 | 27357 | NC | SRVC | 2030.3333 | 286.6667
[13 empty] | 27358 | 27358 | NC | SRVC | 2030.3333 | 286.6667
[13 empty] | 27359 | 27359 | NC | SRVC | 2030.3333 | 286.6667
[13 empty] | 27360 | 27360 | NC | SRVC | 2030.3333 | 286.6667
[13 empty] | 27361 | 27361 | NC | SRVC | 2030.3333 | 286.6667
[13 empty] | 27370 | 27370 | NC | SRVC | 2030.3333 | 286.6667
[13 empty] | 27371 | 27371 | NC | SRVC | 2030.3333 | 286.6667
[13 empty] | 27373 | 27373 | NC | SRVC | 2030.3333 | 286.6667
[13 empty] | 27374 | 27374 | NC | SRVC | 2030.3333 | 286.6667
[13 empty] | 27375 | 27375 | NC | SRVC | 2030.3333 | 286.6667
[13 empty] | 27376 | 27376 | NC | SRVC | 2030.3333 | 286.6667
[13 empty] | 27377 | 27377 | NC | SRVC | 2030.3333 | 286.6667
[13 empty] | 27379 | 27379 | NC | SRVC | 2030.3333 | 286.6667
[13 empty] | 27401 | 27401 | NC | SRVC | 2030.3333 | 286.6667
[13 empty] | 27402 | 27402 | NC | SRVC | 2030.3333 | 286.6667
[13 empty] | 27403 | 27403 | NC | SRVC | 2030.3333 | 286.6667
[13 empty] | 27404 | 27404 | NC | SRVC | 2030.3333 | 286.6667
[13 empty] | 27405 | 27405 | NC | SRVC | 2030.3333 | 286.6667
[13 empty] | 27406 | 27406 | NC | SRVC | 2030.3333 | 286.6667
[13 empty] | 27407 | 27407 | NC | SRVC | 2030.3333 | 286.6667
[13 empty] | 27408 | 27408 | NC | SRVC | 2030.3333 | 286.6667
[13 empty] | 27409 | 27409 | NC | SRVC | 2030.3333 | 286.6667
[13 empty] | 27410 | 27410 | NC | SRVC | 2030.3333 | 286.6667
[13 empty] | 27411 | 27411 | NC | SRVC | 2030.3333 | 286.6667
[13 empty] | 27412 | 27412 | NC | SRVC | 2030.3333 | 286.6667
[13 empty] | 27413 | 27413 | NC | SRVC | 2030.3333 | 286.6667
[13 empty] | 27415 | 27415 | NC | SRVC | 2030.3333 | 286.6667
[13 empty] | 27416 | 27416 | NC | SRVC | 2030.3333 | 286.6667
[13 empty] | 27417 | 27417 | NC | SRVC | 2030.3333 | 286.6667
[13 empty] | 27419 | 27419 | NC | SRVC | 2030.3333 | 286.6667
[13 empty] | 27420 | 27420 | NC | SRVC | 2030.3333 | 286.6667
[13 empty] | 27425 | 27425 | NC | SRVC | 2030.3333 | 286.6667
[13 empty] | 27427 | 27427 | NC | SRVC | 2030.3333 | 286.6667
[13 empty] | 27429 | 27429 | NC | SRVC | 2030.3333 | 286.6667
[13 empty] | 27435 | 27435 | NC | SRVC | 2030.3333 | 286.6667
[13 empty] | 27438 | 27438 | NC | SRVC | 2030.3333 | 286.6667
[13 empty] | 27455 | 27455 | NC | SRVC | 2030.3333 | 286.6667
[13 empty] | 27495 | 27495 | NC | SRVC | 2030.3333 | 286.6667
[13 empty] | 27497 | 27497 | NC | SRVC | 2030.3333 | 286.6667
[13 empty] | 27498 | 27498 | NC | SRVC | 2030.3333 | 286.6667
[13 empty] | 27499 | 27499 | NC | SRVC | 2030.3333 | 286.6667
[13 empty] | 27501 | 27501 | NC | SRVC | 2030.3333 | 286.6667
[13 empty] | 27502 | 27502 | NC | SRVC | 2030.3333 | 286.6667
[13 empty] | 27503 | 27503 | NC | SRVC | 2030.3333 | 286.6667
[13 empty] | 27504 | 27504 | NC | SRVC | 2030.3333 | 286.6667
[13 empty] | 27505 | 27505 | NC | SRVC | 2030.3333 | 286.6667
[13 empty] | 27506 | 27506 | NC | SRVC | 2030.3333 | 286.6667
[13 empty] | 27507 | 27507 | NC | SRVC | 2030.3333 | 286.6667
[13 empty] | 27508 | 27508 | NC | SRVC | 2030.3333 | 286.6667
[13 empty] | 27509 | 27509 | NC | SRVC | 2030.3333 | 286.6667
[13 empty] | 27510 | 27510 | NC | SRVC | 2030.3333 | 286.6667
[13 empty] | 27511 | 27511 | NC | SRVC | 2030.3333 | 286.6667
[13 empty] | 27512 | 27512 | NC | SRVC | 2030.3333 | 286.6667
[13 empty] | 27513 | 27513 | NC | SRVC | 2030.3333 | 286.6667
[13 empty] | 27514 | 27514 | NC | SRVC | 2030.3333 | 286.6667
[13 empty] | 27515 | 27515 | NC | SRVC | 2030.3333 | 286.6667
[13 empty] | 27516 | 27516 | NC | SRVC | 2030.3333 | 286.6667
[13 empty] | 27517 | 27517 | NC | SRVC | 2030.3333 | 286.6667
[13 empty] | 27518 | 27518 | NC | SRVC | 2030.3333 | 286.6667
[13 empty] | 27519 | 27519 | NC | SRVC | 2030.3333 | 286.6667
[13 empty] | 27520 | 27520 | NC | SRVC | 2030.3333 | 286.6667
[13 empty] | 27521 | 27521 | NC | SRVC | 2030.3333 | 286.6667
[13 empty] | 27522 | 27522 | NC | SRVC | 2030.3333 | 286.6667
[13 empty] | 27523 | 27523 | NC | SRVC | 2030.3333 | 286.6667
[13 empty] | 27524 | 27524 | NC | SRVC | 2030.3333 | 286.6667
[13 empty] | 27525 | 27525 | NC | SRVC | 2030.3333 | 286.6667
[13 empty] | 27526 | 27526 | NC | SRVC | 2030.3333 | 286.6667
[13 empty] | 27527 | 27527 | NC | SRVC | 2030.3333 | 286.6667
[13 empty] | 27528 | 27528 | NC | SRVC | 2030.3333 | 286.6667
[13 empty] | 27529 | 27529 | NC | SRVC | 2030.3333 | 286.6667
[13 empty] | 27530 | 27530 | NC | SRVC | 2030.3333 | 286.6667
[13 empty] | 27531 | 27531 | NC | SRVC | 2030.3333 | 286.6667
[13 empty] | 27532 | 27532 | NC | SRVC | 2030.3333 | 286.6667
[13 empty] | 27533 | 27533 | NC | SRVC | 2030.3333 | 286.6667
[13 empty] | 27534 | 27534 | NC | SRVC | 2030.3333 | 286.6667
[13 empty] | 27536 | 27536 | NC | SRVC | 2030.3333 | 286.6667
[13 empty] | 27537 | 27537 | NC | SRVC | 2030.3333 | 286.6667
[13 empty] | 27539 | 27539 | NC | SRVC | 2030.3333 | 286.6667
[13 empty] | 27540 | 27540 | NC | SRVC | 2030.3333 | 286.6667
[13 empty] | 27541 | 27541 | NC | SRVC | 2030.3333 | 286.6667
[13 empty] | 27542 | 27542 | NC | SRVC | 2030.3333 | 286.6667
[13 empty] | 27543 | 27543 | NC | SRVC | 2030.3333 | 286.6667
[13 empty] | 27544 | 27544 | NC | SRVC | 2030.3333 | 286.6667
[13 empty] | 27545 | 27545 | NC | SRVC | 2030.3333 | 286.6667
[13 empty] | 27546 | 27546 | NC | SRVC | 2030.3333 | 286.6667
[13 empty] | 27549 | 27549 | NC | SRVC | 2030.3333 | 286.6667
[13 empty] | 27551 | 27551 | NC | SRVC | 2030.3333 | 286.6667
[13 empty] | 27552 | 27552 | NC | SRVC | 2030.3333 | 286.6667
[13 empty] | 27553 | 27553 | NC | SRVC | 2030.3333 | 286.6667
[13 empty] | 27555 | 27555 | NC | SRVC | 2030.3333 | 286.6667
[13 empty] | 27556 | 27556 | NC | SRVC | 2030.3333 | 286.6667
[13 empty] | 27557 | 27557 | NC | SRVC | 2030.3333 | 286.6667
[13 empty] | 27559 | 27559 | NC | SRVC | 2030.3333 | 286.6667
[13 empty] | 27560 | 27560 | NC | SRVC | 2030.3333 | 286.6667
[13 empty] | 27562 | 27562 | NC | SRVC | 2030.3333 | 286.6667
[13 empty] | 27563 | 27563 | NC | SRVC | 2030.3333 | 286.6667
[13 empty] | 27564 | 27564 | NC | SRVC | 2030.3333 | 286.6667
[13 empty] | 27565 | 27565 | NC | SRVC | 2030.3333 | 286.6667
[13 empty] | 27568 | 27568 | NC | SRVC | 2030.3333 | 286.6667
[13 empty] | 27569 | 27569 | NC | SRVC | 2030.3333 | 286.6667
[13 empty] | 27570 | 27570 | NC | SRVC | 2030.3333 | 286.6667
[13 empty] | 27571 | 27571 | NC | SRVC | 2030.3333 | 286.6667
[13 empty] | 27572 | 27572 | NC | SRVC | 2030.3333 | 286.6667
[13 empty] | 27573 | 27573 | NC | SRVC | 2030.3333 | 286.6667
[13 empty] | 27574 | 27574 | NC | SRVC | 2030.3333 | 286.6667
[13 empty] | 27576 | 27576 | NC | SRVC | 2030.3333 | 286.6667
[13 empty] | 27577 | 27577 | NC | SRVC | 2030.3333 | 286.6667
[13 empty] | 27581 | 27581 | NC | SRVC | 2030.3333 | 286.6667
[13 empty] | 27582 | 27582 | NC | SRVC | 2030.3333 | 286.6667
[13 empty] | 27583 | 27583 | NC | SRVC | 2030.3333 | 286.6667
[13 empty] | 27584 | 27584 | NC | SRVC | 2030.3333 | 286.6667
[13 empty] | 27586 | 27586 | NC | SRVC | 2030.3333 | 286.6667
[13 empty] | 27587 | 27587 | NC | SRVC | 2030.3333 | 286.6667
[13 empty] | 27588 | 27588 | NC | SRVC | 2030.3333 | 286.6667
[13 empty] | 27589 | 27589 | NC | SRVC | 2030.3333 | 286.6667
[13 empty] | 27591 | 27591 | NC | SRVC | 2030.3333 | 286.6667
[13 empty] | 27592 | 27592 | NC | SRVC | 2030.3333 | 286.6667
[13 empty] | 27593 | 27593 | NC | SRVC | 2030.3333 | 286.6667
[13 empty] | 27594 | 27594 | NC | SRVC | 2030.3333 | 286.6667
[13 empty] | 27596 | 27596 | NC | SRVC | 2030.3333 | 286.6667
[13 empty] | 27597 | 27597 | NC | SRVC | 2030.3333 | 286.6667
[13 empty] | 27599 | 27599 | NC | SRVC | 2030.3333 | 286.6667
[13 empty] | 27601 | 27601 | NC | SRVC | 1403.6667 | 450.3333
[13 empty] | 27602 | 27602 | NC | SRVC | 1403.6667 | 450.3333
[13 empty] | 27603 | 27603 | NC | SRVC | 1403.6667 | 450.3333
[13 empty] | 27604 | 27604 | NC | SRVC | 1403.6667 | 450.3333
[13 empty] | 27605 | 27605 | NC | SRVC | 1403.6667 | 450.3333
[13 empty] | 27606 | 27606 | NC | SRVC | 1403.6667 | 450.3333
[13 empty] | 27607 | 27607 | NC | SRVC | 1403.6667 | 450.3333
[13 empty] | 27608 | 27608 | NC | SRVC | 1403.6667 | 450.3333
[13 empty] | 27609 | 27609 | NC | SRVC | 1403.6667 | 450.3333
[13 empty] | 27610 | 27610 | NC | SRVC | 1403.6667 | 450.3333
[13 empty] | 27611 | 27611 | NC | SRVC | 1403.6667 | 450.3333
[13 empty] | 27612 | 27612 | NC | SRVC | 1403.6667 | 450.3333
[13 empty] | 27613 | 27613 | NC | SRVC | 1403.6667 | 450.3333
[13 empty] | 27614 | 27614 | NC | SRVC | 1403.6667 | 450.3333
[13 empty] | 27615 | 27615 | NC | SRVC | 1403.6667 | 450.3333
[13 empty] | 27616 | 27616 | NC | SRVC | 1403.6667 | 450.3333
[13 empty] | 27617 | 27617 | NC | SRVC | 1403.6667 | 450.3333
[13 empty] | 27619 | 27619 | NC | SRVC | 1403.6667 | 450.3333
[13 empty] | 27620 | 27620 | NC | SRVC | 1403.6667 | 450.3333
[13 empty] | 27621 | 27621 | NC | SRVC | 1403.6667 | 450.3333
[13 empty] | 27622 | 27622 | NC | SRVC | 1403.6667 | 450.3333
[13 empty] | 27623 | 27623 | NC | SRVC | 1403.6667 | 450.3333
[13 empty] | 27624 | 27624 | NC | SRVC | 1403.6667 | 450.3333
[13 empty] | 27625 | 27625 | NC | SRVC | 1403.6667 | 450.3333
[13 empty] | 27626 | 27626 | NC | SRVC | 1403.6667 | 450.3333
[13 empty] | 27627 | 27627 | NC | SRVC | 1403.6667 | 450.3333
[13 empty] | 27628 | 27628 | NC | SRVC | 1403.6667 | 450.3333
[13 empty] | 27629 | 27629 | NC | SRVC | 1403.6667 | 450.3333
[13 empty] | 27634 | 27634 | NC | SRVC | 1403.6667 | 450.3333
[13 empty] | 27635 | 27635 | NC | SRVC | 1403.6667 | 450.3333
[13 empty] | 27636 | 27636 | NC | SRVC | 1403.6667 | 450.3333
[13 empty] | 27640 | 27640 | NC | SRVC | 1403.6667 | 450.3333
[13 empty] | 27650 | 27650 | NC | SRVC | 1403.6667 | 450.3333
[13 empty] | 27656 | 27656 | NC | SRVC | 1403.6667 | 450.3333
[13 empty] | 27658 | 27658 | NC | SRVC | 1403.6667 | 450.3333
[13 empty] | 27661 | 27661 | NC | SRVC | 1403.6667 | 450.3333
[13 empty] | 27668 | 27668 | NC | SRVC | 1403.6667 | 450.3333
[13 empty] | 27675 | 27675 | NC | SRVC | 1403.6667 | 450.3333
[13 empty] | 27676 | 27676 | NC | SRVC | 1403.6667 | 450.3333
[13 empty] | 27690 | 27690 | NC | SRVC | 1403.6667 | 450.3333
[13 empty] | 27695 | 27695 | NC | SRVC | 1403.6667 | 450.3333
[13 empty] | 27697 | 27697 | NC | SRVC | 1403.6667 | 450.3333
[13 empty] | 27698 | 27698 | NC | SRVC | 1403.6667 | 450.3333
[13 empty] | 27699 | 27699 | NC | SRVC | 1403.6667 | 450.3333
[13 empty] | 27701 | 27701 | NC | SRVC | 1403.6667 | 450.3333
[13 empty] | 27702 | 27702 | NC | SRVC | 1403.6667 | 450.3333
[13 empty] | 27703 | 27703 | NC | SRVC | 1403.6667 | 450.3333
[13 empty] | 27704 | 27704 | NC | SRVC | 1403.6667 | 450.3333
[13 empty] | 27705 | 27705 | NC | SRVC | 1403.6667 | 450.3333
[13 empty] | 27706 | 27706 | NC | SRVC | 1403.6667 | 450.3333
[13 empty] | 27707 | 27707 | NC | SRVC | 1403.6667 | 450.3333
[13 empty] | 27708 | 27708 | NC | SRVC | 1403.6667 | 450.3333
[13 empty] | 27709 | 27709 | NC | SRVC | 1403.6667 | 450.3333
[13 empty] | 27710 | 27710 | NC | SRVC | 1403.6667 | 450.3333
[13 empty] | 27711 | 27711 | NC | SRVC | 1403.6667 | 450.3333
[13 empty] | 27712 | 27712 | NC | SRVC | 1403.6667 | 450.3333
[13 empty] | 27713 | 27713 | NC | SRVC | 1403.6667 | 450.3333
[13 empty] | 27715 | 27715 | NC | SRVC | 1403.6667 | 450.3333
[13 empty] | 27717 | 27717 | NC | SRVC | 1403.6667 | 450.3333
[13 empty] | 27722 | 27722 | NC | SRVC | 1403.6667 | 450.3333
[13 empty] | 27801 | 27801 | NC | SRVC | 1403.6667 | 450.3333
[13 empty] | 27802 | 27802 | NC | SRVC | 1403.6667 | 450.3333
[13 empty] | 27803 | 27803 | NC | SRVC | 1403.6667 | 450.3333
[13 empty] | 27804 | 27804 | NC | SRVC | 1403.6667 | 450.3333
[13 empty] | 27805 | 27805 | NC | SRVC | 1403.6667 | 450.3333
[13 empty] | 27806 | 27806 | NC | SRVC | 1403.6667 | 450.3333
[13 empty] | 27807 | 27807 | NC | SRVC | 1403.6667 | 450.3333
[13 empty] | 27808 | 27808 | NC | SRVC | 1403.6667 | 450.3333
[13 empty] | 27809 | 27809 | NC | SRVC | 1403.6667 | 450.3333
[13 empty] | 27810 | 27810 | NC | SRVC | 1403.6667 | 450.3333
[13 empty] | 27811 | 27811 | NC | SRVC | 1403.6667 | 450.3333
[13 empty] | 27812 | 27812 | NC | SRVC | 1403.6667 | 450.3333
[13 empty] | 27813 | 27813 | NC | SRVC | 1403.6667 | 450.3333
[13 empty] | 27814 | 27814 | NC | SRVC | 1403.6667 | 450.3333
[13 empty] | 27815 | 27815 | NC | SRVC | 1403.6667 | 450.3333
[13 empty] | 27816 | 27816 | NC | SRVC | 1403.6667 | 450.3333
[13 empty] | 27817 | 27817 | NC | SRVC | 1403.6667 | 450.3333
[13 empty] | 27818 | 27818 | NC | SRVC | 1403.6667 | 450.3333
[13 empty] | 27819 | 27819 | NC | SRVC | 1403.6667 | 450.3333
[13 empty] | 27820 | 27820 | NC | SRVC | 1403.6667 | 450.3333
[13 empty] | 27821 | 27821 | NC | SRVC | 1403.6667 | 450.3333
[13 empty] | 27822 | 27822 | NC | SRVC | 1403.6667 | 450.3333
[13 empty] | 27823 | 27823 | NC | SRVC | 1403.6667 | 450.3333
[13 empty] | 27824 | 27824 | NC | SRVC | 1403.6667 | 450.3333
[13 empty] | 27825 | 27825 | NC | SRVC | 1403.6667 | 450.3333
[13 empty] | 27826 | 27826 | NC | SRVC | 1403.6667 | 450.3333
[13 empty] | 27827 | 27827 | NC | SRVC | 1403.6667 | 450.3333
[13 empty] | 27828 | 27828 | NC | SRVC | 1403.6667 | 450.3333
[13 empty] | 27829 | 27829 | NC | SRVC | 1403.6667 | 450.3333
[13 empty] | 27830 | 27830 | NC | SRVC | 1403.6667 | 450.3333
[13 empty] | 27831 | 27831 | NC | SRVC | 1403.6667 | 450.3333
[13 empty] | 27832 | 27832 | NC | SRVC | 1403.6667 | 450.3333
[13 empty] | 27833 | 27833 | NC | SRVC | 1403.6667 | 450.3333
[13 empty] | 27834 | 27834 | NC | SRVC | 1403.6667 | 450.3333
[13 empty] | 27835 | 27835 | NC | SRVC | 1403.6667 | 450.3333
[13 empty] | 27836 | 27836 | NC | SRVC | 1403.6667 | 450.3333
[13 empty] | 27837 | 27837 | NC | SRVC | 1403.6667 | 450.3333
[13 empty] | 27839 | 27839 | NC | SRVC | 1403.6667 | 450.3333
[13 empty] | 27840 | 27840 | NC | SRVC | 1403.6667 | 450.3333
[13 empty] | 27841 | 27841 | NC | SRVC | 1403.6667 | 450.3333
[13 empty] | 27842 | 27842 | NC | SRVC | 1403.6667 | 450.3333
[13 empty] | 27843 | 27843 | NC | SRVC | 1403.6667 | 450.3333
[13 empty] | 27844 | 27844 | NC | SRVC | 1403.6667 | 450.3333
[13 empty] | 27845 | 27845 | NC | SRVC | 1403.6667 | 450.3333
[13 empty] | 27846 | 27846 | NC | SRVC | 1403.6667 | 450.3333
[13 empty] | 27847 | 27847 | NC | SRVC | 1403.6667 | 450.3333
[13 empty] | 27849 | 27849 | NC | SRVC | 1403.6667 | 450.3333
[13 empty] | 27850 | 27850 | NC | SRVC | 1403.6667 | 450.3333
[13 empty] | 27851 | 27851 | NC | SRVC | 1403.6667 | 450.3333
[13 empty] | 27852 | 27852 | NC | SRVC | 1403.6667 | 450.3333
[13 empty] | 27853 | 27853 | NC | SRVC | 1403.6667 | 450.3333
[13 empty] | 27855 | 27855 | NC | SRVC | 1403.6667 | 450.3333
[13 empty] | 27856 | 27856 | NC | SRVC | 1403.6667 | 450.3333
[13 empty] | 27857 | 27857 | NC | SRVC | 1403.6667 | 450.3333
[13 empty] | 27858 | 27858 | NC | SRVC | 1403.6667 | 450.3333
[13 empty] | 27860 | 27860 | NC | SRVC | 1403.6667 | 450.3333
[13 empty] | 27861 | 27861 | NC | SRVC | 1403.6667 | 450.3333
[13 empty] | 27862 | 27862 | NC | SRVC | 1403.6667 | 450.3333
[13 empty] | 27863 | 27863 | NC | SRVC | 1403.6667 | 450.3333
[13 empty] | 27864 | 27864 | NC | SRVC | 1403.6667 | 450.3333
[13 empty] | 27865 | 27865 | NC | SRVC | 1403.6667 | 450.3333
[13 empty] | 27866 | 27866 | NC | SRVC | 1403.6667 | 450.3333
[13 empty] | 27867 | 27867 | NC | SRVC | 1403.6667 | 450.3333
[13 empty] | 27868 | 27868 | NC | SRVC | 1403.6667 | 450.3333
[13 empty] | 27869 | 27869 | NC | SRVC | 1403.6667 | 450.3333
[13 empty] | 27870 | 27870 | NC | SRVC | 1403.6667 | 450.3333
[13 empty] | 27871 | 27871 | NC | SRVC | 1403.6667 | 450.3333
[13 empty] | 27872 | 27872 | NC | SRVC | 1403.6667 | 450.3333
[13 empty] | 27873 | 27873 | NC | SRVC | 1403.6667 | 450.3333
[13 empty] | 27874 | 27874 | NC | SRVC | 1403.6667 | 450.3333
[13 empty] | 27875 | 27875 | NC | SRVC | 1403.6667 | 450.3333
[13 empty] | 27876 | 27876 | NC | SRVC | 1403.6667 | 450.3333
[13 empty] | 27877 | 27877 | NC | SRVC | 1403.6667 | 450.3333
[13 empty] | 27878 | 27878 | NC | SRVC | 1403.6667 | 450.3333
[13 empty] | 27879 | 27879 | NC | SRVC | 1403.6667 | 450.3333
[13 empty] | 27880 | 27880 | NC | SRVC | 1403.6667 | 450.3333
[13 empty] | 27881 | 27881 | NC | SRVC | 1403.6667 | 450.3333
[13 empty] | 27882 | 27882 | NC | SRVC | 1403.6667 | 450.3333
[13 empty] | 27883 | 27883 | NC | SRVC | 1403.6667 | 450.3333
[13 empty] | 27884 | 27884 | NC | SRVC | 1403.6667 | 450.3333
[13 empty] | 27885 | 27885 | NC | SRVC | 1403.6667 | 450.3333
[13 empty] | 27886 | 27886 | NC | SRVC | 1403.6667 | 450.3333
[13 empty] | 27887 | 27887 | NC | SRVC | 1403.6667 | 450.3333
[13 empty] | 27888 | 27888 | NC | SRVC | 1403.6667 | 450.3333
[13 empty] | 27889 | 27889 | NC | SRVC | 1403.6667 | 450.3333
[13 empty] | 27890 | 27890 | NC | SRVC | 1403.6667 | 450.3333
[13 empty] | 27891 | 27891 | NC | SRVC | 1403.6667 | 450.3333
[13 empty] | 27892 | 27892 | NC | SRVC | 1403.6667 | 450.3333
[13 empty] | 27893 | 27893 | NC | SRVC | 1403.6667 | 450.3333
[13 empty] | 27894 | 27894 | NC | SRVC | 1403.6667 | 450.3333
[13 empty] | 27895 | 27895 | NC | SRVC | 1403.6667 | 450.3333
[13 empty] | 27896 | 27896 | NC | SRVC | 1403.6667 | 450.3333
[13 empty] | 27897 | 27897 | NC | SRVC | 1403.6667 | 450.3333
[13 empty] | 27906 | 27906 | NC | SRVC | 1403.6667 | 450.3333
[13 empty] | 27907 | 27907 | NC | SRVC | 1403.6667 | 450.3333
[13 empty] | 27909 | 27909 | NC | SRVC | 1403.6667 | 450.3333
[13 empty] | 27910 | 27910 | NC | SRVC | 1403.6667 | 450.3333
[13 empty] | 27915 | 27915 | NC | SRVC | 1403.6667 | 450.3333
[13 empty] | 27916 | 27916 | NC | SRVC | 1403.6667 | 450.3333
[13 empty] | 27917 | 27917 | NC | SRVC | 1403.6667 | 450.3333
[13 empty] | 27919 | 27919 | NC | SRVC | 1403.6667 | 450.3333
[13 empty] | 27920 | 27920 | NC | SRVC | 1403.6667 | 450.3333
[13 empty] | 27921 | 27921 | NC | SRVC | 1403.6667 | 450.3333
[13 empty] | 27922 | 27922 | NC | SRVC | 1403.6667 | 450.3333
[13 empty] | 27923 | 27923 | NC | SRVC | 1403.6667 | 450.3333
[13 empty] | 27924 | 27924 | NC | SRVC | 1403.6667 | 450.3333
[13 empty] | 27925 | 27925 | NC | SRVC | 1403.6667 | 450.3333
[13 empty] | 27926 | 27926 | NC | SRVC | 1403.6667 | 450.3333
[13 empty] | 27927 | 27927 | NC | SRVC | 1403.6667 | 450.3333
[13 empty] | 27928 | 27928 | NC | SRVC | 1403.6667 | 450.3333
[13 empty] | 27929 | 27929 | NC | SRVC | 1403.6667 | 450.3333
[13 empty] | 27930 | 27930 | NC | SRVC | 1403.6667 | 450.3333
[13 empty] | 27932 | 27932 | NC | SRVC | 1403.6667 | 450.3333
[13 empty] | 27935 | 27935 | NC | SRVC | 1403.6667 | 450.3333
[13 empty] | 27936 | 27936 | NC | SRVC | 1403.6667 | 450.3333
[13 empty] | 27937 | 27937 | NC | SRVC | 1403.6667 | 450.3333
[13 empty] | 27938 | 27938 | NC | SRVC | 1403.6667 | 450.3333
[13 empty] | 27939 | 27939 | NC | SRVC | 1403.6667 | 450.3333
[13 empty] | 27941 | 27941 | NC | SRVC | 1403.6667 | 450.3333
[13 empty] | 27942 | 27942 | NC | SRVC | 1403.6667 | 450.3333
[13 empty] | 27943 | 27943 | NC | SRVC | 1403.6667 | 450.3333
[13 empty] | 27944 | 27944 | NC | SRVC | 1403.6667 | 450.3333
[13 empty] | 27946 | 27946 | NC | SRVC | 1403.6667 | 450.3333
[13 empty] | 27947 | 27947 | NC | SRVC | 1403.6667 | 450.3333
[13 empty] | 27948 | 27948 | NC | SRVC | 1403.6667 | 450.3333
[13 empty] | 27949 | 27949 | NC | SRVC | 1403.6667 | 450.3333
[13 empty] | 27950 | 27950 | NC | SRVC | 1403.6667 | 450.3333
[13 empty] | 27953 | 27953 | NC | SRVC | 1403.6667 | 450.3333
[13 empty] | 27954 | 27954 | NC | SRVC | 1403.6667 | 450.3333
[13 empty] | 27956 | 27956 | NC | SRVC | 1403.6667 | 450.3333
[13 empty] | 27957 | 27957 | NC | SRVC | 1403.6667 | 450.3333
[13 empty] | 27958 | 27958 | NC | SRVC | 1403.6667 | 450.3333
[13 empty] | 27959 | 27959 | NC | SRVC | 1403.6667 | 450.3333
[13 empty] | 27960 | 27960 | NC | SRVC | 1403.6667 | 450.3333
[13 empty] | 27962 | 27962 | NC | SRVC | 1403.6667 | 450.3333
[13 empty] | 27964 | 27964 | NC | SRVC | 1403.6667 | 450.3333
[13 empty] | 27965 | 27965 | NC | SRVC | 1403.6667 | 450.3333
[13 empty] | 27966 | 27966 | NC | SRVC | 1403.6667 | 450.3333
[13 empty] | 27967 | 27967 | NC | SRVC | 1403.6667 | 450.3333
[13 empty] | 27968 | 27968 | NC | SRVC | 1403.6667 | 450.3333
[13 empty] | 27969 | 27969 | NC | SRVC | 1403.6667 | 450.3333
[13 empty] | 27970 | 27970 | NC | SRVC | 1403.6667 | 450.3333
[13 empty] | 27972 | 27972 | NC | SRVC | 1403.6667 | 450.3333
[13 empty] | 27973 | 27973 | NC | SRVC | 1403.6667 | 450.3333
[13 empty] | 27974 | 27974 | NC | SRVC | 1403.6667 | 450.3333
[13 empty] | 27976 | 27976 | NC | SRVC | 1403.6667 | 450.3333
[13 empty] | 27978 | 27978 | NC | SRVC | 1403.6667 | 450.3333
[13 empty] | 27979 | 27979 | NC | SRVC | 1403.6667 | 450.3333
[13 empty] | 27980 | 27980 | NC | SRVC | 1403.6667 | 450.3333
[13 empty] | 27981 | 27981 | NC | SRVC | 1403.6667 | 450.3333
[13 empty] | 27982 | 27982 | NC | SRVC | 1403.6667 | 450.3333
[13 empty] | 27983 | 27983 | NC | SRVC | 1403.6667 | 450.3333
[13 empty] | 27985 | 27985 | NC | SRVC | 1403.6667 | 450.3333
[13 empty] | 27986 | 27986 | NC | SRVC | 1403.6667 | 450.3333
[13 empty] | 28001 | 28001 | NC | SRVC | 1403.6667 | 450.3333
[13 empty] | 28002 | 28002 | NC | SRVC | 1403.6667 | 450.3333
[13 empty] | 28006 | 28006 | NC | SRVC | 1403.6667 | 450.3333
[13 empty] | 28007 | 28007 | NC | SRVC | 1403.6667 | 450.3333
[13 empty] | 28009 | 28009 | NC | SRVC | 1403.6667 | 450.3333
[13 empty] | 28010 | 28010 | NC | SRVC | 1403.6667 | 450.3333
[13 empty] | 28012 | 28012 | NC | SRVC | 1403.6667 | 450.3333
[13 empty] | 28016 | 28016 | NC | SRVC | 1403.6667 | 450.3333
[13 empty] | 28017 | 28017 | NC | SRVC | 1403.6667 | 450.3333
[13 empty] | 28018 | 28018 | NC | SRVC | 1403.6667 | 450.3333
[13 empty] | 28019 | 28019 | NC | SRVC | 1403.6667 | 450.3333
[13 empty] | 28020 | 28020 | NC | SRVC | 1403.6667 | 450.3333
[13 empty] | 28021 | 28021 | NC | SRVC | 1403.6667 | 450.3333
[13 empty] | 28023 | 28023 | NC | SRVC | 1403.6667 | 450.3333
[13 empty] | 28024 | 28024 | NC | SRVC | 1403.6667 | 450.3333
[13 empty] | 28025 | 28025 | NC | SRVC | 1403.6667 | 450.3333
[13 empty] | 28026 | 28026 | NC | SRVC | 1403.6667 | 450.3333
[13 empty] | 28027 | 28027 | NC | SRVC | 1403.6667 | 450.3333
[13 empty] | 28031 | 28031 | NC | SRVC | 1403.6667 | 450.3333
[13 empty] | 28032 | 28032 | NC | SRVC | 1403.6667 | 450.3333
[13 empty] | 28033 | 28033 | NC | SRVC | 1403.6667 | 450.3333
[13 empty] | 28034 | 28034 | NC | SRVC | 1403.6667 | 450.3333
[13 empty] | 28035 | 28035 | NC | SRVC | 1403.6667 | 450.3333
[13 empty] | 28036 | 28036 | NC | SRVC | 1403.6667 | 450.3333
[13 empty] | 28037 | 28037 | NC | SRVC | 1403.6667 | 450.3333
[13 empty] | 28038 | 28038 | NC | SRVC | 1403.6667 | 450.3333
[13 empty] | 28039 | 28039 | NC | SRVC | 1403.6667 | 450.3333
[13 empty] | 28040 | 28040 | NC | SRVC | 1403.6667 | 450.3333
[13 empty] | 28041 | 28041 | NC | SRVC | 1403.6667 | 450.3333
[13 empty] | 28042 | 28042 | NC | SRVC | 1403.6667 | 450.3333
[13 empty] | 28043 | 28043 | NC | SRVC | 1403.6667 | 450.3333
[13 empty] | 28052 | 28052 | NC | SRVC | 1403.6667 | 450.3333
[13 empty] | 28053 | 28053 | NC | SRVC | 1403.6667 | 450.3333
[13 empty] | 28054 | 28054 | NC | SRVC | 1403.6667 | 450.3333
[13 empty] | 28055 | 28055 | NC | SRVC | 1403.6667 | 450.3333
[13 empty] | 28056 | 28056 | NC | SRVC | 1403.6667 | 450.3333
[13 empty] | 28070 | 28070 | NC | SRVC | 1403.6667 | 450.3333
[13 empty] | 28071 | 28071 | NC | SRVC | 1403.6667 | 450.3333
[13 empty] | 28072 | 28072 | NC | SRVC | 1403.6667 | 450.3333
[13 empty] | 28073 | 28073 | NC | SRVC | 1403.6667 | 450.3333
[13 empty] | 28074 | 28074 | NC | SRVC | 1403.6667 | 450.3333
[13 empty] | 28075 | 28075 | NC | SRVC | 1403.6667 | 450.3333
[13 empty] | 28076 | 28076 | NC | SRVC | 1403.6667 | 450.3333
[13 empty] | 28077 | 28077 | NC | SRVC | 1403.6667 | 450.3333
[13 empty] | 28078 | 28078 | NC | SRVC | 1403.6667 | 450.3333
[13 empty] | 28079 | 28079 | NC | SRVC | 1403.6667 | 450.3333
[13 empty] | 28080 | 28080 | NC | SRVC | 1403.6667 | 450.3333
[13 empty] | 28081 | 28081 | NC | SRVC | 1403.6667 | 450.3333
[13 empty] | 28082 | 28082 | NC | SRVC | 1403.6667 | 450.3333
[13 empty] | 28083 | 28083 | NC | SRVC | 1403.6667 | 450.3333
[13 empty] | 28086 | 28086 | NC | SRVC | 1403.6667 | 450.3333
[13 empty] | 28088 | 28088 | NC | SRVC | 1403.6667 | 450.3333
[13 empty] | 28089 | 28089 | NC | SRVC | 1403.6667 | 450.3333
[13 empty] | 28090 | 28090 | NC | SRVC | 1403.6667 | 450.3333
[13 empty] | 28091 | 28091 | NC | SRVC | 1403.6667 | 450.3333
[13 empty] | 28092 | 28092 | NC | SRVC | 1403.6667 | 450.3333
[13 empty] | 28093 | 28093 | NC | SRVC | 1403.6667 | 450.3333
[13 empty] | 28097 | 28097 | NC | SRVC | 1403.6667 | 450.3333
[13 empty] | 28098 | 28098 | NC | SRVC | 1403.6667 | 450.3333
[13 empty] | 28101 | 28101 | NC | SRVC | 1403.6667 | 450.3333
[13 empty] | 28102 | 28102 | NC | SRVC | 1403.6667 | 450.3333
[13 empty] | 28103 | 28103 | NC | SRVC | 1403.6667 | 450.3333
[13 empty] | 28104 | 28104 | NC | SRVC | 1403.6667 | 450.3333
[13 empty] | 28105 | 28105 | NC | SRVC | 1403.6667 | 450.3333
[13 empty] | 28106 | 28106 | NC | SRVC | 1403.6667 | 450.3333
[13 empty] | 28107 | 28107 | NC | SRVC | 1403.6667 | 450.3333
[13 empty] | 28108 | 28108 | NC | SRVC | 1403.6667 | 450.3333
[13 empty] | 28109 | 28109 | NC | SRVC | 1403.6667 | 450.3333
[13 empty] | 28110 | 28110 | NC | SRVC | 1403.6667 | 450.3333
[13 empty] | 28111 | 28111 | NC | SRVC | 1403.6667 | 450.3333
[13 empty] | 28112 | 28112 | NC | SRVC | 1403.6667 | 450.3333
[13 empty] | 28114 | 28114 | NC | SRVC | 1403.6667 | 450.3333
[13 empty] | 28115 | 28115 | NC | SRVC | 1403.6667 | 450.3333
[13 empty] | 28117 | 28117 | NC | SRVC | 1403.6667 | 450.3333
[13 empty] | 28119 | 28119 | NC | SRVC | 1403.6667 | 450.3333
[13 empty] | 28120 | 28120 | NC | SRVC | 1403.6667 | 450.3333
[13 empty] | 28123 | 28123 | NC | SRVC | 1403.6667 | 450.3333
[13 empty] | 28124 | 28124 | NC | SRVC | 1403.6667 | 450.3333
[13 empty] | 28125 | 28125 | NC | SRVC | 1403.6667 | 450.3333
[13 empty] | 28126 | 28126 | NC | SRVC | 1403.6667 | 450.3333
[13 empty] | 28127 | 28127 | NC | SRVC | 1403.6667 | 450.3333
[13 empty] | 28128 | 28128 | NC | SRVC | 1403.6667 | 450.3333
[13 empty] | 28129 | 28129 | NC | SRVC | 1403.6667 | 450.3333
[13 empty] | 28130 | 28130 | NC | SRVC | 1403.6667 | 450.3333
[13 empty] | 28133 | 28133 | NC | SRVC | 1403.6667 | 450.3333
[13 empty] | 28134 | 28134 | NC | SRVC | 1403.6667 | 450.3333
[13 empty] | 28135 | 28135 | NC | SRVC | 1403.6667 | 450.3333
[13 empty] | 28136 | 28136 | NC | SRVC | 1403.6667 | 450.3333
[13 empty] | 28137 | 28137 | NC | SRVC | 1403.6667 | 450.3333
[13 empty] | 28138 | 28138 | NC | SRVC | 1403.6667 | 450.3333
[13 empty] | 28139 | 28139 | NC | SRVC | 1403.6667 | 450.3333
[13 empty] | 28144 | 28144 | NC | SRVC | 1403.6667 | 450.3333
[13 empty] | 28145 | 28145 | NC | SRVC | 1403.6667 | 450.3333
[13 empty] | 28146 | 28146 | NC | SRVC | 1403.6667 | 450.3333
[13 empty] | 28147 | 28147 | NC | SRVC | 1403.6667 | 450.3333
[13 empty] | 28150 | 28150 | NC | SRVC | 1403.6667 | 450.3333
[13 empty] | 28151 | 28151 | NC | SRVC | 1403.6667 | 450.3333
[13 empty] | 28152 | 28152 | NC | SRVC | 1403.6667 | 450.3333
[13 empty] | 28159 | 28159 | NC | SRVC | 1403.6667 | 450.3333
[13 empty] | 28160 | 28160 | NC | SRVC | 1403.6667 | 450.3333
[13 empty] | 28163 | 28163 | NC | SRVC | 1403.6667 | 450.3333
[13 empty] | 28164 | 28164 | NC | SRVC | 1403.6667 | 450.3333
[13 empty] | 28166 | 28166 | NC | SRVC | 1403.6667 | 450.3333
[13 empty] | 28167 | 28167 | NC | SRVC | 1403.6667 | 450.3333
[13 empty] | 28168 | 28168 | NC | SRVC | 1403.6667 | 450.3333
[13 empty] | 28169 | 28169 | NC | SRVC | 1403.6667 | 450.3333
[13 empty] | 28170 | 28170 | NC | SRVC | 1403.6667 | 450.3333
[13 empty] | 28173 | 28173 | NC | SRVC | 1403.6667 | 450.3333
[13 empty] | 28174 | 28174 | NC | SRVC | 1403.6667 | 450.3333
[13 empty] | 28201 | 28201 | NC | SRVC | 1280.6667 | 484.6667
[13 empty] | 28202 | 28202 | NC | SRVC | 1280.6667 | 484.6667
[13 empty] | 28203 | 28203 | NC | SRVC | 1280.6667 | 484.6667
[13 empty] | 28204 | 28204 | NC | SRVC | 1280.6667 | 484.6667
[13 empty] | 28205 | 28205 | NC | SRVC | 1280.6667 | 484.6667
[13 empty] | 28206 | 28206 | NC | SRVC | 1280.6667 | 484.6667
[13 empty] | 28207 | 28207 | NC | SRVC | 1280.6667 | 484.6667
[13 empty] | 28208 | 28208 | NC | SRVC | 1280.6667 | 484.6667
[13 empty] | 28209 | 28209 | NC | SRVC | 1280.6667 | 484.6667
[13 empty] | 28210 | 28210 | NC | SRVC | 1280.6667 | 484.6667
[13 empty] | 28211 | 28211 | NC | SRVC | 1280.6667 | 484.6667
[13 empty] | 28212 | 28212 | NC | SRVC | 1280.6667 | 484.6667
[13 empty] | 28213 | 28213 | NC | SRVC | 1280.6667 | 484.6667
[13 empty] | 28214 | 28214 | NC | SRVC | 1280.6667 | 484.6667
[13 empty] | 28215 | 28215 | NC | SRVC | 1280.6667 | 484.6667
[13 empty] | 28216 | 28216 | NC | SRVC | 1280.6667 | 484.6667
[13 empty] | 28217 | 28217 | NC | SRVC | 1280.6667 | 484.6667
[13 empty] | 28218 | 28218 | NC | SRVC | 1280.6667 | 484.6667
[13 empty] | 28219 | 28219 | NC | SRVC | 1280.6667 | 484.6667
[13 empty] | 28220 | 28220 | NC | SRVC | 1280.6667 | 484.6667
[13 empty] | 28221 | 28221 | NC | SRVC | 1280.6667 | 484.6667
[13 empty] | 28222 | 28222 | NC | SRVC | 1280.6667 | 484.6667
[13 empty] | 28223 | 28223 | NC | SRVC | 1280.6667 | 484.6667
[13 empty] | 28224 | 28224 | NC | SRVC | 1280.6667 | 484.6667
[13 empty] | 28226 | 28226 | NC | SRVC | 1280.6667 | 484.6667
[13 empty] | 28227 | 28227 | NC | SRVC | 1280.6667 | 484.6667
[13 empty] | 28228 | 28228 | NC | SRVC | 1280.6667 | 484.6667
[13 empty] | 28229 | 28229 | NC | SRVC | 1280.6667 | 484.6667
[13 empty] | 28230 | 28230 | NC | SRVC | 1280.6667 | 484.6667
[13 empty] | 28231 | 28231 | NC | SRVC | 1280.6667 | 484.6667
[13 empty] | 28232 | 28232 | NC | SRVC | 1280.6667 | 484.6667
[13 empty] | 28233 | 28233 | NC | SRVC | 1280.6667 | 484.6667
[13 empty] | 28234 | 28234 | NC | SRVC | 1280.6667 | 484.6667
[13 empty] | 28235 | 28235 | NC | SRVC | 1280.6667 | 484.6667
[13 empty] | 28236 | 28236 | NC | SRVC | 1280.6667 | 484.6667
[13 empty] | 28237 | 28237 | NC | SRVC | 1280.6667 | 484.6667
[13 empty] | 28241 | 28241 | NC | SRVC | 1280.6667 | 484.6667
[13 empty] | 28242 | 28242 | NC | SRVC | 1280.6667 | 484.6667
[13 empty] | 28243 | 28243 | NC | SRVC | 1280.6667 | 484.6667
[13 empty] | 28244 | 28244 | NC | SRVC | 1280.6667 | 484.6667
[13 empty] | 28246 | 28246 | NC | SRVC | 1280.6667 | 484.6667
[13 empty] | 28247 | 28247 | NC | SRVC | 1280.6667 | 484.6667
[13 empty] | 28250 | 28250 | NC | SRVC | 1280.6667 | 484.6667
[13 empty] | 28253 | 28253 | NC | SRVC | 1280.6667 | 484.6667
[13 empty] | 28254 | 28254 | NC | SRVC | 1280.6667 | 484.6667
[13 empty] | 28255 | 28255 | NC | SRVC | 1280.6667 | 484.6667
[13 empty] | 28256 | 28256 | NC | SRVC | 1280.6667 | 484.6667
[13 empty] | 28258 | 28258 | NC | SRVC | 1280.6667 | 484.6667
[13 empty] | 28260 | 28260 | NC | SRVC | 1280.6667 | 484.6667
[13 empty] | 28262 | 28262 | NC | SRVC | 1280.6667 | 484.6667
[13 empty] | 28263 | 28263 | NC | SRVC | 1280.6667 | 484.6667
[13 empty] | 28265 | 28265 | NC | SRVC | 1280.6667 | 484.6667
[13 empty] | 28266 | 28266 | NC | SRVC | 1280.6667 | 484.6667
[13 empty] | 28269 | 28269 | NC | SRVC | 1280.6667 | 484.6667
[13 empty] | 28270 | 28270 | NC | SRVC | 1280.6667 | 484.6667
[13 empty] | 28271 | 28271 | NC | SRVC | 1280.6667 | 484.6667
[13 empty] | 28272 | 28272 | NC | SRVC | 1280.6667 | 484.6667
[13 empty] | 28273 | 28273 | NC | SRVC | 1280.6667 | 484.6667
[13 empty] | 28274 | 28274 | NC | SRVC | 1280.6667 | 484.6667
[13 empty] | 28275 | 28275 | NC | SRVC | 1280.6667 | 484.6667
[13 empty] | 28277 | 28277 | NC | SRVC | 1280.6667 | 484.6667
[13 empty] | 28278 | 28278 | NC | SRVC | 1280.6667 | 484.6667
[13 empty] | 28280 | 28280 | NC | SRVC | 1280.6667 | 484.6667
[13 empty] | 28281 | 28281 | NC | SRVC | 1280.6667 | 484.6667
[13 empty] | 28282 | 28282 | NC | SRVC | 1280.6667 | 484.6667
[13 empty] | 28284 | 28284 | NC | SRVC | 1280.6667 | 484.6667
[13 empty] | 28285 | 28285 | NC | SRVC | 1280.6667 | 484.6667
[13 empty] | 28287 | 28287 | NC | SRVC | 1280.6667 | 484.6667
[13 empty] | 28288 | 28288 | NC | SRVC | 1280.6667 | 484.6667
[13 empty] | 28289 | 28289 | NC | SRVC | 1280.6667 | 484.6667
[13 empty] | 28290 | 28290 | NC | SRVC | 1280.6667 | 484.6667
[13 empty] | 28296 | 28296 | NC | SRVC | 1280.6667 | 484.6667
[13 empty] | 28297 | 28297 | NC | SRVC | 1280.6667 | 484.6667
[13 empty] | 28299 | 28299 | NC | SRVC | 1280.6667 | 484.6667
[13 empty] | 28301 | 28301 | NC | SRVC | 1280.6667 | 484.6667
[13 empty] | 28302 | 28302 | NC | SRVC | 1280.6667 | 484.6667
[13 empty] | 28303 | 28303 | NC | SRVC | 1280.6667 | 484.6667
[13 empty] | 28304 | 28304 | NC | SRVC | 1280.6667 | 484.6667
[13 empty] | 28305 | 28305 | NC | SRVC | 1280.6667 | 484.6667
[13 empty] | 28306 | 28306 | NC | SRVC | 1280.6667 | 484.6667
[13 empty] | 28307 | 28307 | NC | SRVC | 1280.6667 | 484.6667
[13 empty] | 28308 | 28308 | NC | SRVC | 1280.6667 | 484.6667
[13 empty] | 28309 | 28309 | NC | SRVC | 1280.6667 | 484.6667
[13 empty] | 28310 | 28310 | NC | SRVC | 1280.6667 | 484.6667
[13 empty] | 28311 | 28311 | NC | SRVC | 1280.6667 | 484.6667
[13 empty] | 28312 | 28312 | NC | SRVC | 1280.6667 | 484.6667
[13 empty] | 28314 | 28314 | NC | SRVC | 1280.6667 | 484.6667
[13 empty] | 28315 | 28315 | NC | SRVC | 1280.6667 | 484.6667
[13 empty] | 28318 | 28318 | NC | SRVC | 1280.6667 | 484.6667
[13 empty] | 28319 | 28319 | NC | SRVC | 1280.6667 | 484.6667
[13 empty] | 28320 | 28320 | NC | SRVC | 1280.6667 | 484.6667
[13 empty] | 28323 | 28323 | NC | SRVC | 1280.6667 | 484.6667
[13 empty] | 28325 | 28325 | NC | SRVC | 1280.6667 | 484.6667
[13 empty] | 28326 | 28326 | NC | SRVC | 1280.6667 | 484.6667
[13 empty] | 28327 | 28327 | NC | SRVC | 1280.6667 | 484.6667
[13 empty] | 28328 | 28328 | NC | SRVC | 1280.6667 | 484.6667
[13 empty] | 28329 | 28329 | NC | SRVC | 1280.6667 | 484.6667
[13 empty] | 28330 | 28330 | NC | SRVC | 1280.6667 | 484.6667
[13 empty] | 28331 | 28331 | NC | SRVC | 1280.6667 | 484.6667
[13 empty] | 28332 | 28332 | NC | SRVC | 1280.6667 | 484.6667
[13 empty] | 28333 | 28333 | NC | SRVC | 1280.6667 | 484.6667
[13 empty] | 28334 | 28334 | NC | SRVC | 1280.6667 | 484.6667
[13 empty] | 28335 | 28335 | NC | SRVC | 1280.6667 | 484.6667
[13 empty] | 28337 | 28337 | NC | SRVC | 1280.6667 | 484.6667
[13 empty] | 28338 | 28338 | NC | SRVC | 1280.6667 | 484.6667
[13 empty] | 28339 | 28339 | NC | SRVC | 1280.6667 | 484.6667
[13 empty] | 28340 | 28340 | NC | SRVC | 1280.6667 | 484.6667
[13 empty] | 28341 | 28341 | NC | SRVC | 1280.6667 | 484.6667
[13 empty] | 28342 | 28342 | NC | SRVC | 1280.6667 | 484.6667
[13 empty] | 28343 | 28343 | NC | SRVC | 1280.6667 | 484.6667
[13 empty] | 28344 | 28344 | NC | SRVC | 1280.6667 | 484.6667
[13 empty] | 28345 | 28345 | NC | SRVC | 1280.6667 | 484.6667
[13 empty] | 28347 | 28347 | NC | SRVC | 1280.6667 | 484.6667
[13 empty] | 28348 | 28348 | NC | SRVC | 1280.6667 | 484.6667
[13 empty] | 28349 | 28349 | NC | SRVC | 1280.6667 | 484.6667
[13 empty] | 28350 | 28350 | NC | SRVC | 1280.6667 | 484.6667
[13 empty] | 28351 | 28351 | NC | SRVC | 1280.6667 | 484.6667
[13 empty] | 28352 | 28352 | NC | SRVC | 1280.6667 | 484.6667
[13 empty] | 28353 | 28353 | NC | SRVC | 1280.6667 | 484.6667
[13 empty] | 28355 | 28355 | NC | SRVC | 1280.6667 | 484.6667
[13 empty] | 28356 | 28356 | NC | SRVC | 1280.6667 | 484.6667
[13 empty] | 28357 | 28357 | NC | SRVC | 1280.6667 | 484.6667
[13 empty] | 28358 | 28358 | NC | SRVC | 1280.6667 | 484.6667
[13 empty] | 28359 | 28359 | NC | SRVC | 1280.6667 | 484.6667
[13 empty] | 28360 | 28360 | NC | SRVC | 1280.6667 | 484.6667
[13 empty] | 28362 | 28362 | NC | SRVC | 1280.6667 | 484.6667
[13 empty] | 28363 | 28363 | NC | SRVC | 1280.6667 | 484.6667
[13 empty] | 28364 | 28364 | NC | SRVC | 1280.6667 | 484.6667
[13 empty] | 28365 | 28365 | NC | SRVC | 1280.6667 | 484.6667
[13 empty] | 28366 | 28366 | NC | SRVC | 1280.6667 | 484.6667
[13 empty] | 28367 | 28367 | NC | SRVC | 1280.6667 | 484.6667
[13 empty] | 28368 | 28368 | NC | SRVC | 1280.6667 | 484.6667
[13 empty] | 28369 | 28369 | NC | SRVC | 1280.6667 | 484.6667
[13 empty] | 28370 | 28370 | NC | SRVC | 1280.6667 | 484.6667
[13 empty] | 28371 | 28371 | NC | SRVC | 1280.6667 | 484.6667
[13 empty] | 28372 | 28372 | NC | SRVC | 1280.6667 | 484.6667
[13 empty] | 28373 | 28373 | NC | SRVC | 1280.6667 | 484.6667
[13 empty] | 28374 | 28374 | NC | SRVC | 1280.6667 | 484.6667
[13 empty] | 28375 | 28375 | NC | SRVC | 1280.6667 | 484.6667
[13 empty] | 28376 | 28376 | NC | SRVC | 1280.6667 | 484.6667
[13 empty] | 28377 | 28377 | NC | SRVC | 1280.6667 | 484.6667
[13 empty] | 28378 | 28378 | NC | SRVC | 1280.6667 | 484.6667
[13 empty] | 28379 | 28379 | NC | SRVC | 1280.6667 | 484.6667
[13 empty] | 28380 | 28380 | NC | SRVC | 1280.6667 | 484.6667
[13 empty] | 28382 | 28382 | NC | SRVC | 1280.6667 | 484.6667
[13 empty] | 28383 | 28383 | NC | SRVC | 1280.6667 | 484.6667
[13 empty] | 28384 | 28384 | NC | SRVC | 1280.6667 | 484.6667
[13 empty] | 28385 | 28385 | NC | SRVC | 1280.6667 | 484.6667
[13 empty] | 28386 | 28386 | NC | SRVC | 1280.6667 | 484.6667
[13 empty] | 28387 | 28387 | NC | SRVC | 1280.6667 | 484.6667
[13 empty] | 28388 | 28388 | NC | SRVC | 1280.6667 | 484.6667
[13 empty] | 28390 | 28390 | NC | SRVC | 1280.6667 | 484.6667
[13 empty] | 28391 | 28391 | NC | SRVC | 1280.6667 | 484.6667
[13 empty] | 28392 | 28392 | NC | SRVC | 1280.6667 | 484.6667
[13 empty] | 28393 | 28393 | NC | SRVC | 1280.6667 | 484.6667
[13 empty] | 28394 | 28394 | NC | SRVC | 1280.6667 | 484.6667
[13 empty] | 28395 | 28395 | NC | SRVC | 1280.6667 | 484.6667
[13 empty] | 28396 | 28396 | NC | SRVC | 1280.6667 | 484.6667
[13 empty] | 28398 | 28398 | NC | SRVC | 1280.6667 | 484.6667
[13 empty] | 28399 | 28399 | NC | SRVC | 1280.6667 | 484.6667
[13 empty] | 28401 | 28401 | NC | SRVC | 1280.6667 | 484.6667
[13 empty] | 28402 | 28402 | NC | SRVC | 1280.6667 | 484.6667
[13 empty] | 28403 | 28403 | NC | SRVC | 1280.6667 | 484.6667
[13 empty] | 28404 | 28404 | NC | SRVC | 1280.6667 | 484.6667
[13 empty] | 28405 | 28405 | NC | SRVC | 1280.6667 | 484.6667
[13 empty] | 28406 | 28406 | NC | SRVC | 1280.6667 | 484.6667
[13 empty] | 28407 | 28407 | NC | SRVC | 1280.6667 | 484.6667
[13 empty] | 28408 | 28408 | NC | SRVC | 1280.6667 | 484.6667
[13 empty] | 28409 | 28409 | NC | SRVC | 1280.6667 | 484.6667
[13 empty] | 28410 | 28410 | NC | SRVC | 1280.6667 | 484.6667
[13 empty] | 28411 | 28411 | NC | SRVC | 1280.6667 | 484.6667
[13 empty] | 28412 | 28412 | NC | SRVC | 1280.6667 | 484.6667
[13 empty] | 28420 | 28420 | NC | SRVC | 1280.6667 | 484.6667
[13 empty] | 28421 | 28421 | NC | SRVC | 1280.6667 | 484.6667
[13 empty] | 28422 | 28422 | NC | SRVC | 1280.6667 | 484.6667
[13 empty] | 28423 | 28423 | NC | SRVC | 1280.6667 | 484.6667
[13 empty] | 28424 | 28424 | NC | SRVC | 1280.6667 | 484.6667
[13 empty] | 28425 | 28425 | NC | SRVC | 1280.6667 | 484.6667
[13 empty] | 28428 | 28428 | NC | SRVC | 1280.6667 | 484.6667
[13 empty] | 28429 | 28429 | NC | SRVC | 1280.6667 | 484.6667
[13 empty] | 28430 | 28430 | NC | SRVC | 1280.6667 | 484.6667
[13 empty] | 28431 | 28431 | NC | SRVC | 1280.6667 | 484.6667
[13 empty] | 28432 | 28432 | NC | SRVC | 1280.6667 | 484.6667
[13 empty] | 28433 | 28433 | NC | SRVC | 1280.6667 | 484.6667
[13 empty] | 28434 | 28434 | NC | SRVC | 1280.6667 | 484.6667
[13 empty] | 28435 | 28435 | NC | SRVC | 1280.6667 | 484.6667
[13 empty] | 28436 | 28436 | NC | SRVC | 1280.6667 | 484.6667
[13 empty] | 28438 | 28438 | NC | SRVC | 1280.6667 | 484.6667
[13 empty] | 28439 | 28439 | NC | SRVC | 1280.6667 | 484.6667
[13 empty] | 28441 | 28441 | NC | SRVC | 1280.6667 | 484.6667
[13 empty] | 28442 | 28442 | NC | SRVC | 1280.6667 | 484.6667
[13 empty] | 28443 | 28443 | NC | SRVC | 1280.6667 | 484.6667
[13 empty] | 28444 | 28444 | NC | SRVC | 1280.6667 | 484.6667
[13 empty] | 28445 | 28445 | NC | SRVC | 1280.6667 | 484.6667
[13 empty] | 28447 | 28447 | NC | SRVC | 1280.6667 | 484.6667
[13 empty] | 28448 | 28448 | NC | SRVC | 1280.6667 | 484.6667
[13 empty] | 28449 | 28449 | NC | SRVC | 1280.6667 | 484.6667
[13 empty] | 28450 | 28450 | NC | SRVC | 1280.6667 | 484.6667
[13 empty] | 28451 | 28451 | NC | SRVC | 1280.6667 | 484.6667
[13 empty] | 28452 | 28452 | NC | SRVC | 1280.6667 | 484.6667
[13 empty] | 28453 | 28453 | NC | SRVC | 1280.6667 | 484.6667
[13 empty] | 28454 | 28454 | NC | SRVC | 1280.6667 | 484.6667
[13 empty] | 28455 | 28455 | NC | SRVC | 1280.6667 | 484.6667
[13 empty] | 28456 | 28456 | NC | SRVC | 1280.6667 | 484.6667
[13 empty] | 28457 | 28457 | NC | SRVC | 1280.6667 | 484.6667
[13 empty] | 28458 | 28458 | NC | SRVC | 1280.6667 | 484.6667
[13 empty] | 28459 | 28459 | NC | SRVC | 1280.6667 | 484.6667
[13 empty] | 28460 | 28460 | NC | SRVC | 1280.6667 | 484.6667
[13 empty] | 28461 | 28461 | NC | SRVC | 1280.6667 | 484.6667
[13 empty] | 28462 | 28462 | NC | SRVC | 1280.6667 | 484.6667
[13 empty] | 28463 | 28463 | NC | SRVC | 1280.6667 | 484.6667
[13 empty] | 28464 | 28464 | NC | SRVC | 1280.6667 | 484.6667
[13 empty] | 28465 | 28465 | NC | SRVC | 1280.6667 | 484.6667
[13 empty] | 28466 | 28466 | NC | SRVC | 1280.6667 | 484.6667
[13 empty] | 28467 | 28467 | NC | SRVC | 1280.6667 | 484.6667
[13 empty] | 28468 | 28468 | NC | SRVC | 1280.6667 | 484.6667
[13 empty] | 28469 | 28469 | NC | SRVC | 1280.6667 | 484.6667
[13 empty] | 28470 | 28470 | NC | SRVC | 1280.6667 | 484.6667
[13 empty] | 28472 | 28472 | NC | SRVC | 1280.6667 | 484.6667
[13 empty] | 28478 | 28478 | NC | SRVC | 1280.6667 | 484.6667
[13 empty] | 28479 | 28479 | NC | SRVC | 1280.6667 | 484.6667
[13 empty] | 28480 | 28480 | NC | SRVC | 1280.6667 | 484.6667
[13 empty] | 28501 | 28501 | NC | SRVC | 1280.6667 | 484.6667
[13 empty] | 28502 | 28502 | NC | SRVC | 1280.6667 | 484.6667
[13 empty] | 28503 | 28503 | NC | SRVC | 1280.6667 | 484.6667
[13 empty] | 28504 | 28504 | NC | SRVC | 1280.6667 | 484.6667
[13 empty] | 28508 | 28508 | NC | SRVC | 1280.6667 | 484.6667
[13 empty] | 28509 | 28509 | NC | SRVC | 1280.6667 | 484.6667
[13 empty] | 28510 | 28510 | NC | SRVC | 1280.6667 | 484.6667
[13 empty] | 28511 | 28511 | NC | SRVC | 1280.6667 | 484.6667
[13 empty] | 28512 | 28512 | NC | SRVC | 1280.6667 | 484.6667
[13 empty] | 28513 | 28513 | NC | SRVC | 1280.6667 | 484.6667
[13 empty] | 28515 | 28515 | NC | SRVC | 1280.6667 | 484.6667
[13 empty] | 28516 | 28516 | NC | SRVC | 1280.6667 | 484.6667
[13 empty] | 28518 | 28518 | NC | SRVC | 1280.6667 | 484.6667
[13 empty] | 28519 | 28519 | NC | SRVC | 1280.6667 | 484.6667
[13 empty] | 28520 | 28520 | NC | SRVC | 1280.6667 | 484.6667
[13 empty] | 28521 | 28521 | NC | SRVC | 1280.6667 | 484.6667
[13 empty] | 28522 | 28522 | NC | SRVC | 1280.6667 | 484.6667
[13 empty] | 28523 | 28523 | NC | SRVC | 1280.6667 | 484.6667
[13 empty] | 28524 | 28524 | NC | SRVC | 1280.6667 | 484.6667
[13 empty] | 28525 | 28525 | NC | SRVC | 1280.6667 | 484.6667
[13 empty] | 28526 | 28526 | NC | SRVC | 1280.6667 | 484.6667
[13 empty] | 28527 | 28527 | NC | SRVC | 1280.6667 | 484.6667
[13 empty] | 28528 | 28528 | NC | SRVC | 1280.6667 | 484.6667
[13 empty] | 28529 | 28529 | NC | SRVC | 1280.6667 | 484.6667
[13 empty] | 28530 | 28530 | NC | SRVC | 1280.6667 | 484.6667
[13 empty] | 28531 | 28531 | NC | SRVC | 1280.6667 | 484.6667
[13 empty] | 28532 | 28532 | NC | SRVC | 1280.6667 | 484.6667
[13 empty] | 28533 | 28533 | NC | SRVC | 1280.6667 | 484.6667
[13 empty] | 28537 | 28537 | NC | SRVC | 1280.6667 | 484.6667
[13 empty] | 28538 | 28538 | NC | SRVC | 1280.6667 | 484.6667
[13 empty] | 28539 | 28539 | NC | SRVC | 1280.6667 | 484.6667
[13 empty] | 28540 | 28540 | NC | SRVC | 1280.6667 | 484.6667
[13 empty] | 28541 | 28541 | NC | SRVC | 1280.6667 | 484.6667
[13 empty] | 28542 | 28542 | NC | SRVC | 1280.6667 | 484.6667
[13 empty] | 28543 | 28543 | NC | SRVC | 1280.6667 | 484.6667
[13 empty] | 28544 | 28544 | NC | SRVC | 1280.6667 | 484.6667
[13 empty] | 28545 | 28545 | NC | SRVC | 1280.6667 | 484.6667
[13 empty] | 28546 | 28546 | NC | SRVC | 1280.6667 | 484.6667
[13 empty] | 28547 | 28547 | NC | SRVC | 1280.6667 | 484.6667
[13 empty] | 28551 | 28551 | NC | SRVC | 1280.6667 | 484.6667
[13 empty] | 28552 | 28552 | NC | SRVC | 1280.6667 | 484.6667
[13 empty] | 28553 | 28553 | NC | SRVC | 1280.6667 | 484.6667
[13 empty] | 28554 | 28554 | NC | SRVC | 1280.6667 | 484.6667
[13 empty] | 28555 | 28555 | NC | SRVC | 1280.6667 | 484.6667
[13 empty] | 28556 | 28556 | NC | SRVC | 1280.6667 | 484.6667
[13 empty] | 28557 | 28557 | NC | SRVC | 1280.6667 | 484.6667
[13 empty] | 28560 | 28560 | NC | SRVC | 1280.6667 | 484.6667
[13 empty] | 28561 | 28561 | NC | SRVC | 1280.6667 | 484.6667
[13 empty] | 28562 | 28562 | NC | SRVC | 1280.6667 | 484.6667
[13 empty] | 28563 | 28563 | NC | SRVC | 1280.6667 | 484.6667
[13 empty] | 28564 | 28564 | NC | SRVC | 1280.6667 | 484.6667
[13 empty] | 28570 | 28570 | NC | SRVC | 1280.6667 | 484.6667
[13 empty] | 28571 | 28571 | NC | SRVC | 1280.6667 | 484.6667
[13 empty] | 28572 | 28572 | NC | SRVC | 1280.6667 | 484.6667
[13 empty] | 28573 | 28573 | NC | SRVC | 1280.6667 | 484.6667
[13 empty] | 28574 | 28574 | NC | SRVC | 1280.6667 | 484.6667
[13 empty] | 28575 | 28575 | NC | SRVC | 1280.6667 | 484.6667
[13 empty] | 28577 | 28577 | NC | SRVC | 1280.6667 | 484.6667
[13 empty] | 28578 | 28578 | NC | SRVC | 1280.6667 | 484.6667
[13 empty] | 28579 | 28579 | NC | SRVC | 1280.6667 | 484.6667
[13 empty] | 28580 | 28580 | NC | SRVC | 1280.6667 | 484.6667
[13 empty] | 28581 | 28581 | NC | SRVC | 1280.6667 | 484.6667
[13 empty] | 28582 | 28582 | NC | SRVC | 1280.6667 | 484.6667
[13 empty] | 28583 | 28583 | NC | SRVC | 1280.6667 | 484.6667
[13 empty] | 28584 | 28584 | NC | SRVC | 1280.6667 | 484.6667
[13 empty] | 28585 | 28585 | NC | SRVC | 1280.6667 | 484.6667
[13 empty] | 28586 | 28586 | NC | SRVC | 1280.6667 | 484.6667
[13 empty] | 28587 | 28587 | NC | SRVC | 1280.6667 | 484.6667
[13 empty] | 28589 | 28589 | NC | SRVC | 1280.6667 | 484.6667
[13 empty] | 28590 | 28590 | NC | SRVC | 1280.6667 | 484.6667
[13 empty] | 28594 | 28594 | NC | SRVC | 1280.6667 | 484.6667
[13 empty] | 28601 | 28601 | NC | SRVC | 1280.6667 | 484.6667
[13 empty] | 28602 | 28602 | NC | SRVC | 1280.6667 | 484.6667
[13 empty] | 28603 | 28603 | NC | SRVC | 1280.6667 | 484.6667
[13 empty] | 28604 | 28604 | NC | SRVC | 1280.6667 | 484.6667
[13 empty] | 28605 | 28605 | NC | SRVC | 1280.6667 | 484.6667
[13 empty] | 28606 | 28606 | NC | SRVC | 1280.6667 | 484.6667
[13 empty] | 28607 | 28607 | NC | SRVC | 1280.6667 | 484.6667
[13 empty] | 28608 | 28608 | NC | SRVC | 1280.6667 | 484.6667
[13 empty] | 28609 | 28609 | NC | SRVC | 1280.6667 | 484.6667
[13 empty] | 28610 | 28610 | NC | SRVC | 1280.6667 | 484.6667
[13 empty] | 28611 | 28611 | NC | SRVC | 1280.6667 | 484.6667
[13 empty] | 28612 | 28612 | NC | SRVC | 1280.6667 | 484.6667
[13 empty] | 28613 | 28613 | NC | SRVC | 1280.6667 | 484.6667
[13 empty] | 28615 | 28615 | NC | SRVC | 1280.6667 | 484.6667
[13 empty] | 28616 | 28616 | NC | SRTV | 1280.6667 | 484.6667
[13 empty] | 28617 | 28617 | NC | SRVC | 1280.6667 | 484.6667
[13 empty] | 28618 | 28618 | NC | SRVC | 1280.6667 | 484.6667
[13 empty] | 28619 | 28619 | NC | SRVC | 1280.6667 | 484.6667
[13 empty] | 28621 | 28621 | NC | SRVC | 1280.6667 | 484.6667
[13 empty] | 28622 | 28622 | NC | SRTV | 1280.6667 | 484.6667
[13 empty] | 28623 | 28623 | NC | SRVC | 1280.6667 | 484.6667
[13 empty] | 28624 | 28624 | NC | SRVC | 1280.6667 | 484.6667
[13 empty] | 28625 | 28625 | NC | SRVC | 1280.6667 | 484.6667
[13 empty] | 28626 | 28626 | NC | SRVC | 1280.6667 | 484.6667
[13 empty] | 28627 | 28627 | NC | SRVC | 1280.6667 | 484.6667
[13 empty] | 28628 | 28628 | NC | SRVC | 1280.6667 | 484.6667
[13 empty] | 28629 | 28629 | NC | SRVC | 1280.6667 | 484.6667
[13 empty] | 28630 | 28630 | NC | SRVC | 1280.6667 | 484.6667
[13 empty] | 28631 | 28631 | NC | SRVC | 1280.6667 | 484.6667
[13 empty] | 28633 | 28633 | NC | SRVC | 1280.6667 | 484.6667
[13 empty] | 28634 | 28634 | NC | SRVC | 1280.6667 | 484.6667
[13 empty] | 28635 | 28635 | NC | SRVC | 1280.6667 | 484.6667
[13 empty] | 28636 | 28636 | NC | SRVC | 1280.6667 | 484.6667
[13 empty] | 28637 | 28637 | NC | SRVC | 1280.6667 | 484.6667
[13 empty] | 28638 | 28638 | NC | SRVC | 1280.6667 | 484.6667
[13 empty] | 28640 | 28640 | NC | SRVC | 1280.6667 | 484.6667
[13 empty] | 28641 | 28641 | NC | SRTV | 1280.6667 | 484.6667
[13 empty] | 28642 | 28642 | NC | SRVC | 1280.6667 | 484.6667
[13 empty] | 28643 | 28643 | NC | SRVC | 1280.6667 | 484.6667
[13 empty] | 28644 | 28644 | NC | SRVC | 1280.6667 | 484.6667
[13 empty] | 28645 | 28645 | NC | SRVC | 1280.6667 | 484.6667
[13 empty] | 28646 | 28646 | NC | SRTV | 1280.6667 | 484.6667
[13 empty] | 28647 | 28647 | NC | SRTV | 1280.6667 | 484.6667
[13 empty] | 28649 | 28649 | NC | SRVC | 1280.6667 | 484.6667
[13 empty] | 28650 | 28650 | NC | SRVC | 1280.6667 | 484.6667
[13 empty] | 28651 | 28651 | NC | SRVC | 1280.6667 | 484.6667
[13 empty] | 28652 | 28652 | NC | SRTV | 1280.6667 | 484.6667
[13 empty] | 28653 | 28653 | NC | SRTV | 1280.6667 | 484.6667
[13 empty] | 28654 | 28654 | NC | SRVC | 1280.6667 | 484.6667
[13 empty] | 28655 | 28655 | NC | SRVC | 1280.6667 | 484.6667
[13 empty] | 28656 | 28656 | NC | SRVC | 1280.6667 | 484.6667
[13 empty] | 28657 | 28657 | NC | SRTV | 1280.6667 | 484.6667
[13 empty] | 28658 | 28658 | NC | SRVC | 1280.6667 | 484.6667
[13 empty] | 28659 | 28659 | NC | SRVC | 1280.6667 | 484.6667
[13 empty] | 28660 | 28660 | NC | SRVC | 1280.6667 | 484.6667
[13 empty] | 28661 | 28661 | NC | SRVC | 1280.6667 | 484.6667
[13 empty] | 28662 | 28662 | NC | SRTV | 1280.6667 | 484.6667
[13 empty] | 28663 | 28663 | NC | SRVC | 1280.6667 | 484.6667
[13 empty] | 28664 | 28664 | NC | SRTV | 1280.6667 | 484.6667
[13 empty] | 28665 | 28665 | NC | SRVC | 1280.6667 | 484.6667
[13 empty] | 28666 | 28666 | NC | SRVC | 1280.6667 | 484.6667
[13 empty] | 28667 | 28667 | NC | SRVC | 1280.6667 | 484.6667
[13 empty] | 28668 | 28668 | NC | SRVC | 1280.6667 | 484.6667
[13 empty] | 28669 | 28669 | NC | SRVC | 1280.6667 | 484.6667
[13 empty] | 28670 | 28670 | NC | SRVC | 1280.6667 | 484.6667
[13 empty] | 28671 | 28671 | NC | SRVC | 1280.6667 | 484.6667
[13 empty] | 28672 | 28672 | NC | SRVC | 1280.6667 | 484.6667
[13 empty] | 28673 | 28673 | NC | SRVC | 1280.6667 | 484.6667
[13 empty] | 28675 | 28675 | NC | SRVC | 1280.6667 | 484.6667
[13 empty] | 28676 | 28676 | NC | SRVC | 1280.6667 | 484.6667
[13 empty] | 28677 | 28677 | NC | SRVC | 1280.6667 | 484.6667
[13 empty] | 28678 | 28678 | NC | SRVC | 1280.6667 | 484.6667
[13 empty] | 28679 | 28679 | NC | SRVC | 1280.6667 | 484.6667
[13 empty] | 28680 | 28680 | NC | SRVC | 1280.6667 | 484.6667
[13 empty] | 28681 | 28681 | NC | SRVC | 1280.6667 | 484.6667
[13 empty] | 28682 | 28682 | NC | SRVC | 1280.6667 | 484.6667
[13 empty] | 28683 | 28683 | NC | SRVC | 1280.6667 | 484.6667
[13 empty] | 28684 | 28684 | NC | SRVC | 1280.6667 | 484.6667
[13 empty] | 28685 | 28685 | NC | SRVC | 1280.6667 | 484.6667
[13 empty] | 28687 | 28687 | NC | SRVC | 1280.6667 | 484.6667
[13 empty] | 28688 | 28688 | NC | SRVC | 1280.6667 | 484.6667
[13 empty] | 28689 | 28689 | NC | SRVC | 1280.6667 | 484.6667
[13 empty] | 28690 | 28690 | NC | SRVC | 1280.6667 | 484.6667
[13 empty] | 28691 | 28691 | NC | SRVC | 1280.6667 | 484.6667
[13 empty] | 28692 | 28692 | NC | SRVC | 1280.6667 | 484.6667
[13 empty] | 28693 | 28693 | NC | SRVC | 1280.6667 | 484.6667
[13 empty] | 28694 | 28694 | NC | SRVC | 1280.6667 | 484.6667
[13 empty] | 28697 | 28697 | NC | SRVC | 1280.6667 | 484.6667
[13 empty] | 28698 | 28698 | NC | SRVC | 1280.6667 | 484.6667
[13 empty] | 28699 | 28699 | NC | SRVC | 1280.6667 | 484.6667
[13 empty] | 28701 | 28701 | NC | SRVC | 1280.6667 | 484.6667
[13 empty] | 28702 | 28702 | NC | SRVC | 1280.6667 | 484.6667
[13 empty] | 28704 | 28704 | NC | SRTV | 1280.6667 | 484.6667
[13 empty] | 28705 | 28705 | NC | SRVC | 1280.6667 | 484.6667
[13 empty] | 28707 | 28707 | NC | SRVC | 1280.6667 | 484.6667
[13 empty] | 28708 | 28708 | NC | SRVC | 1280.6667 | 484.6667
[13 empty] | 28709 | 28709 | NC | SRVC | 1280.6667 | 484.6667
[13 empty] | 28710 | 28710 | NC | SRVC | 1280.6667 | 484.6667
[13 empty] | 28711 | 28711 | NC | SRVC | 1280.6667 | 484.6667
[13 empty] | 28712 | 28712 | NC | SRVC | 1280.6667 | 484.6667
[13 empty] | 28713 | 28713 | NC | SRTV | 1280.6667 | 484.6667
[13 empty] | 28714 | 28714 | NC | SRVC | 1280.6667 | 484.6667
[13 empty] | 28715 | 28715 | NC | SRTV | 1280.6667 | 484.6667
[13 empty] | 28716 | 28716 | NC | SRTV | 1280.6667 | 484.6667
[13 empty] | 28717 | 28717 | NC | SRVC | 1280.6667 | 484.6667
[13 empty] | 28718 | 28718 | NC | SRVC | 1280.6667 | 484.6667
[13 empty] | 28719 | 28719 | NC | SRTV | 1280.6667 | 484.6667
[13 empty] | 28720 | 28720 | NC | SRVC | 1280.6667 | 484.6667
[13 empty] | 28721 | 28721 | NC | SRTV | 1280.6667 | 484.6667
[13 empty] | 28722 | 28722 | NC | SRVC | 1280.6667 | 484.6667
[13 empty] | 28723 | 28723 | NC | SRTV | 1280.6667 | 484.6667
[13 empty] | 28724 | 28724 | NC | SRVC | 1280.6667 | 484.6667
[13 empty] | 28725 | 28725 | NC | SRTV | 1280.6667 | 484.6667
[13 empty] | 28726 | 28726 | NC | SRVC | 1280.6667 | 484.6667
[13 empty] | 28727 | 28727 | NC | SRVC | 1280.6667 | 484.6667
[13 empty] | 28728 | 28728 | NC | SRTV | 1280.6667 | 484.6667
[13 empty] | 28729 | 28729 | NC | SRVC | 1280.6667 | 484.6667
[13 empty] | 28730 | 28730 | NC | SRVC | 1280.6667 | 484.6667
[13 empty] | 28731 | 28731 | NC | SRVC | 1280.6667 | 484.6667
[13 empty] | 28732 | 28732 | NC | SRTV | 1280.6667 | 484.6667
[13 empty] | 28733 | 28733 | NC | SRVC | 1280.6667 | 484.6667
[13 empty] | 28734 | 28734 | NC | SRTV | 1280.6667 | 484.6667
[13 empty] | 28735 | 28735 | NC | SRVC | 1280.6667 | 484.6667
[13 empty] | 28736 | 28736 | NC | SRVC | 1280.6667 | 484.6667
[13 empty] | 28737 | 28737 | NC | SRVC | 1280.6667 | 484.6667
[13 empty] | 28738 | 28738 | NC | SRVC | 1280.6667 | 484.6667
[13 empty] | 28739 | 28739 | NC | SRVC | 1280.6667 | 484.6667
[13 empty] | 28740 | 28740 | NC | SRVC | 1280.6667 | 484.6667
[13 empty] | 28741 | 28741 | NC | SRVC | 1280.6667 | 484.6667
[13 empty] | 28742 | 28742 | NC | SRTV | 1280.6667 | 484.6667
[13 empty] | 28743 | 28743 | NC | SRTV | 1280.6667 | 484.6667
[13 empty] | 28744 | 28744 | NC | SRTV | 1280.6667 | 484.6667
[13 empty] | 28745 | 28745 | NC | SRVC | 1280.6667 | 484.6667
[13 empty] | 28746 | 28746 | NC | SRVC | 1280.6667 | 484.6667
[13 empty] | 28747 | 28747 | NC | SRVC | 1280.6667 | 484.6667
[13 empty] | 28748 | 28748 | NC | SRVC | 1280.6667 | 484.6667
[13 empty] | 28749 | 28749 | NC | SRVC | 1280.6667 | 484.6667
[13 empty] | 28750 | 28750 | NC | SRVC | 1280.6667 | 484.6667
[13 empty] | 28751 | 28751 | NC | SRTV | 1280.6667 | 484.6667
[13 empty] | 28752 | 28752 | NC | SRVC | 1280.6667 | 484.6667
[13 empty] | 28753 | 28753 | NC | SRTV | 1280.6667 | 484.6667
[13 empty] | 28754 | 28754 | NC | SRVC | 1280.6667 | 484.6667
[13 empty] | 28755 | 28755 | NC | SRVC | 1280.6667 | 484.6667
[13 empty] | 28756 | 28756 | NC | SRVC | 1280.6667 | 484.6667
[13 empty] | 28757 | 28757 | NC | SRVC | 1280.6667 | 484.6667
[13 empty] | 28758 | 28758 | NC | SRVC | 1280.6667 | 484.6667
[13 empty] | 28759 | 28759 | NC | SRTV | 1280.6667 | 484.6667
[13 empty] | 28760 | 28760 | NC | SRVC | 1280.6667 | 484.6667
[13 empty] | 28761 | 28761 | NC | SRVC | 1280.6667 | 484.6667
[13 empty] | 28762 | 28762 | NC | SRVC | 1280.6667 | 484.6667
[13 empty] | 28763 | 28763 | NC | SRTV | 1280.6667 | 484.6667
[13 empty] | 28765 | 28765 | NC | SRVC | 1280.6667 | 484.6667
[13 empty] | 28766 | 28766 | NC | SRVC | 1280.6667 | 484.6667
[13 empty] | 28768 | 28768 | NC | SRVC | 1280.6667 | 484.6667
[13 empty] | 28770 | 28770 | NC | SRVC | 1280.6667 | 484.6667
[13 empty] | 28771 | 28771 | NC | SRTV | 1280.6667 | 484.6667
[13 empty] | 28772 | 28772 | NC | SRVC | 1280.6667 | 484.6667
[13 empty] | 28773 | 28773 | NC | SRVC | 1280.6667 | 484.6667
[13 empty] | 28774 | 28774 | NC | SRVC | 1280.6667 | 484.6667
[13 empty] | 28775 | 28775 | NC | SRTV | 1280.6667 | 484.6667
[13 empty] | 28776 | 28776 | NC | SRTV | 1280.6667 | 484.6667
[13 empty] | 28777 | 28777 | NC | SRVC | 1280.6667 | 484.6667
[13 empty] | 28778 | 28778 | NC | SRVC | 1280.6667 | 484.6667
[13 empty] | 28779 | 28779 | NC | SRTV | 1280.6667 | 484.6667
[13 empty] | 28781 | 28781 | NC | SRTV | 1280.6667 | 484.6667
[13 empty] | 28782 | 28782 | NC | SRVC | 1280.6667 | 484.6667
[13 empty] | 28783 | 28783 | NC | SRVC | 1280.6667 | 484.6667
[13 empty] | 28784 | 28784 | NC | SRVC | 1280.6667 | 484.6667
[13 empty] | 28785 | 28785 | NC | SRVC | 1280.6667 | 484.6667
[13 empty] | 28786 | 28786 | NC | SRVC | 1280.6667 | 484.6667
[13 empty] | 28787 | 28787 | NC | SRVC | 1280.6667 | 484.6667
[13 empty] | 28788 | 28788 | NC | SRTV | 1280.6667 | 484.6667
[13 empty] | 28789 | 28789 | NC | SRTV | 1280.6667 | 484.6667
[13 empty] | 28790 | 28790 | NC | SRVC | 1280.6667 | 484.6667
[13 empty] | 28791 | 28791 | NC | SRVC | 1280.6667 | 484.6667
[13 empty] | 28792 | 28792 | NC | SRVC | 1280.6667 | 484.6667
[13 empty] | 28793 | 28793 | NC | SRVC | 1280.6667 | 484.6667
[13 empty] | 28801 | 28801 | NC | SRVC | 1280.6667 | 484.6667
[13 empty] | 28802 | 28802 | NC | SRVC | 1280.6667 | 484.6667
[13 empty] | 28803 | 28803 | NC | SRVC | 1280.6667 | 484.6667
[13 empty] | 28804 | 28804 | NC | SRVC | 1280.6667 | 484.6667
[13 empty] | 28805 | 28805 | NC | SRVC | 1280.6667 | 484.6667
[13 empty] | 28806 | 28806 | NC | SRTV | 1280.6667 | 484.6667
[13 empty] | 28810 | 28810 | NC | SRTV | 1280.6667 | 484.6667
[13 empty] | 28813 | 28813 | NC | SRVC | 1280.6667 | 484.6667
[13 empty] | 28814 | 28814 | NC | SRVC | 1280.6667 | 484.6667
[13 empty] | 28815 | 28815 | NC | SRVC | 1280.6667 | 484.6667
[13 empty] | 28816 | 28816 | NC | SRTV | 1280.6667 | 484.6667
[13 empty] | 28901 | 28901 | NC | SRTV | 1280.6667 | 484.6667
[13 empty] | 28902 | 28902 | NC | SRTV | 1280.6667 | 484.6667
[13 empty] | 28903 | 28903 | NC | SRTV | 1280.6667 | 484.6667
[13 empty] | 28904 | 28904 | NC | SRTV | 1280.6667 | 484.6667
[13 empty] | 28905 | 28905 | NC | SRTV | 1280.6667 | 484.6667
[13 empty] | 28906 | 28906 | NC | SRTV | 1280.6667 | 484.6667
[13 empty] | 28909 | 28909 | NC | SRTV | 1280.6667 | 484.6667
[13 empty] | 29001 | 29001 | SC | SRVC | 1280.6667 | 484.6667
[13 empty] | 29002 | 29002 | SC | SRVC | 1280.6667 | 484.6667
[13 empty] | 29003 | 29003 | SC | SRVC | 1280.6667 | 484.6667
[13 empty] | 29006 | 29006 | SC | SRVC | 1280.6667 | 484.6667
[13 empty] | 29009 | 29009 | SC | SRVC | 1280.6667 | 484.6667
[13 empty] | 29010 | 29010 | SC | SRVC | 1280.6667 | 484.6667
[13 empty] | 29014 | 29014 | SC | SRVC | 1280.6667 | 484.6667
[13 empty] | 29015 | 29015 | SC | SRVC | 1280.6667 | 484.6667
[13 empty] | 29016 | 29016 | SC | SRVC | 1280.6667 | 484.6667
[13 empty] | 29018 | 29018 | SC | SRVC | 1280.6667 | 484.6667
[13 empty] | 29020 | 29020 | SC | SRVC | 1280.6667 | 484.6667
[13 empty] | 29021 | 29021 | SC | SRVC | 1280.6667 | 484.6667
[13 empty] | 29030 | 29030 | SC | SRVC | 1280.6667 | 484.6667
[13 empty] | 29031 | 29031 | SC | SRVC | 1280.6667 | 484.6667
[13 empty] | 29032 | 29032 | SC | SRVC | 1280.6667 | 484.6667
[13 empty] | 29033 | 29033 | SC | SRVC | 1280.6667 | 484.6667
[13 empty] | 29036 | 29036 | SC | SRVC | 1280.6667 | 484.6667
[13 empty] | 29037 | 29037 | SC | SRVC | 1280.6667 | 484.6667
[13 empty] | 29038 | 29038 | SC | SRVC | 1280.6667 | 484.6667
[13 empty] | 29039 | 29039 | SC | SRVC | 1280.6667 | 484.6667
[13 empty] | 29040 | 29040 | SC | SRVC | 1280.6667 | 484.6667
[13 empty] | 29041 | 29041 | SC | SRVC | 1280.6667 | 484.6667
[13 empty] | 29042 | 29042 | SC | SRVC | 1280.6667 | 484.6667
[13 empty] | 29044 | 29044 | SC | SRVC | 1280.6667 | 484.6667
[13 empty] | 29045 | 29045 | SC | SRVC | 1280.6667 | 484.6667
[13 empty] | 29046 | 29046 | SC | SRVC | 1280.6667 | 484.6667
[13 empty] | 29047 | 29047 | SC | SRVC | 1280.6667 | 484.6667
[13 empty] | 29048 | 29048 | SC | SRVC | 1280.6667 | 484.6667
[13 empty] | 29051 | 29051 | SC | SRVC | 1280.6667 | 484.6667
[13 empty] | 29052 | 29052 | SC | SRVC | 1280.6667 | 484.6667
[13 empty] | 29053 | 29053 | SC | SRVC | 1280.6667 | 484.6667
[13 empty] | 29054 | 29054 | SC | SRVC | 1280.6667 | 484.6667
[13 empty] | 29055 | 29055 | SC | SRVC | 1280.6667 | 484.6667
[13 empty] | 29056 | 29056 | SC | SRVC | 1280.6667 | 484.6667
[13 empty] | 29058 | 29058 | SC | SRVC | 1280.6667 | 484.6667
[13 empty] | 29059 | 29059 | SC | SRVC | 1280.6667 | 484.6667
[13 empty] | 29061 | 29061 | SC | SRVC | 1280.6667 | 484.6667
[13 empty] | 29062 | 29062 | SC | SRVC | 1280.6667 | 484.6667
[13 empty] | 29063 | 29063 | SC | SRVC | 1280.6667 | 484.6667
[13 empty] | 29065 | 29065 | SC | SRVC | 1280.6667 | 484.6667
[13 empty] | 29067 | 29067 | SC | SRVC | 1280.6667 | 484.6667
[13 empty] | 29069 | 29069 | SC | SRVC | 1280.6667 | 484.6667
[13 empty] | 29070 | 29070 | SC | SRVC | 1280.6667 | 484.6667
[13 empty] | 29071 | 29071 | SC | SRVC | 1280.6667 | 484.6667
[13 empty] | 29072 | 29072 | SC | SRVC | 1280.6667 | 484.6667
[13 empty] | 29073 | 29073 | SC | SRVC | 1280.6667 | 484.6667
[13 empty] | 29074 | 29074 | SC | SRVC | 1280.6667 | 484.6667
[13 empty] | 29075 | 29075 | SC | SRVC | 1280.6667 | 484.6667
[13 empty] | 29078 | 29078 | SC | SRVC | 1280.6667 | 484.6667
[13 empty] | 29079 | 29079 | SC | SRVC | 1280.6667 | 484.6667
[13 empty] | 29080 | 29080 | SC | SRVC | 1280.6667 | 484.6667
[13 empty] | 29081 | 29081 | SC | SRVC | 1280.6667 | 484.6667
[13 empty] | 29082 | 29082 | SC | SRVC | 1280.6667 | 484.6667
[13 empty] | 29101 | 29101 | SC | SRVC | 1280.6667 | 484.6667
[13 empty] | 29102 | 29102 | SC | SRVC | 1280.6667 | 484.6667
[13 empty] | 29104 | 29104 | SC | SRVC | 1280.6667 | 484.6667
[13 empty] | 29105 | 29105 | SC | SRVC | 1280.6667 | 484.6667
[13 empty] | 29107 | 29107 | SC | SRVC | 1280.6667 | 484.6667
[13 empty] | 29108 | 29108 | SC | SRVC | 1280.6667 | 484.6667
[13 empty] | 29111 | 29111 | SC | SRVC | 1280.6667 | 484.6667
[13 empty] | 29112 | 29112 | SC | SRVC | 1280.6667 | 484.6667
[13 empty] | 29113 | 29113 | SC | SRVC | 1280.6667 | 484.6667
[13 empty] | 29114 | 29114 | SC | SRVC | 1280.6667 | 484.6667
[13 empty] | 29115 | 29115 | SC | SRVC | 1280.6667 | 484.6667
[13 empty] | 29116 | 29116 | SC | SRVC | 1280.6667 | 484.6667
[13 empty] | 29117 | 29117 | SC | SRVC | 1280.6667 | 484.6667
[13 empty] | 29118 | 29118 | SC | SRVC | 1280.6667 | 484.6667
[13 empty] | 29122 | 29122 | SC | SRVC | 1280.6667 | 484.6667
[13 empty] | 29123 | 29123 | SC | SRVC | 1280.6667 | 484.6667
[13 empty] | 29125 | 29125 | SC | SRVC | 1280.6667 | 484.6667
[13 empty] | 29126 | 29126 | SC | SRVC | 1280.6667 | 484.6667
[13 empty] | 29127 | 29127 | SC | SRVC | 1280.6667 | 484.6667
[13 empty] | 29128 | 29128 | SC | SRVC | 1280.6667 | 484.6667
[13 empty] | 29129 | 29129 | SC | SRVC | 1280.6667 | 484.6667
[13 empty] | 29130 | 29130 | SC | SRVC | 1280.6667 | 484.6667
[13 empty] | 29132 | 29132 | SC | SRVC | 1280.6667 | 484.6667
[13 empty] | 29133 | 29133 | SC | SRVC | 1280.6667 | 484.6667
[13 empty] | 29135 | 29135 | SC | SRVC | 1280.6667 | 484.6667
[13 empty] | 29137 | 29137 | SC | SRVC | 1280.6667 | 484.6667
[13 empty] | 29138 | 29138 | SC | SRVC | 1280.6667 | 484.6667
[13 empty] | 29142 | 29142 | SC | SRVC | 1280.6667 | 484.6667
[13 empty] | 29143 | 29143 | SC | SRVC | 1280.6667 | 484.6667
[13 empty] | 29145 | 29145 | SC | SRVC | 1280.6667 | 484.6667
[13 empty] | 29146 | 29146 | SC | SRVC | 1280.6667 | 484.6667
[13 empty] | 29147 | 29147 | SC | SRVC | 1280.6667 | 484.6667
[13 empty] | 29148 | 29148 | SC | SRVC | 1280.6667 | 484.6667
[13 empty] | 29150 | 29150 | SC | SRVC | 1280.6667 | 484.6667
[13 empty] | 29151 | 29151 | SC | SRVC | 1280.6667 | 484.6667
[13 empty] | 29152 | 29152 | SC | SRVC | 1280.6667 | 484.6667
[13 empty] | 29153 | 29153 | SC | SRVC | 1280.6667 | 484.6667
[13 empty] | 29154 | 29154 | SC | SRVC | 1280.6667 | 484.6667
[13 empty] | 29160 | 29160 | SC | SRVC | 1280.6667 | 484.6667
[13 empty] | 29161 | 29161 | SC | SRVC | 1280.6667 | 484.6667
[13 empty] | 29162 | 29162 | SC | SRVC | 1280.6667 | 484.6667
[13 empty] | 29163 | 29163 | SC | SRVC | 1280.6667 | 484.6667
[13 empty] | 29164 | 29164 | SC | SRVC | 1280.6667 | 484.6667
[13 empty] | 29166 | 29166 | SC | SRVC | 1280.6667 | 484.6667
[13 empty] | 29168 | 29168 | SC | SRVC | 1280.6667 | 484.6667
[13 empty] | 29169 | 29169 | SC | SRVC | 1280.6667 | 484.6667
[13 empty] | 29170 | 29170 | SC | SRVC | 1280.6667 | 484.6667
[13 empty] | 29171 | 29171 | SC | SRVC | 1280.6667 | 484.6667
[13 empty] | 29172 | 29172 | SC | SRVC | 1280.6667 | 484.6667
[13 empty] | 29175 | 29175 | SC | SRVC | 1280.6667 | 484.6667
[13 empty] | 29177 | 29177 | SC | SRVC | 1280.6667 | 484.6667
[13 empty] | 29178 | 29178 | SC | SRVC | 1280.6667 | 484.6667
[13 empty] | 29180 | 29180 | SC | SRVC | 1280.6667 | 484.6667
[13 empty] | 29201 | 29201 | SC | SRVC | 975.3333 | 706.3333
[13 empty] | 29202 | 29202 | SC | SRVC | 975.3333 | 706.3333
[13 empty] | 29203 | 29203 | SC | SRVC | 975.3333 | 706.3333
[13 empty] | 29204 | 29204 | SC | SRVC | 975.3333 | 706.3333
[13 empty] | 29205 | 29205 | SC | SRVC | 975.3333 | 706.3333
[13 empty] | 29206 | 29206 | SC | SRVC | 975.3333 | 706.3333
[13 empty] | 29207 | 29207 | SC | SRVC | 975.3333 | 706.3333
[13 empty] | 29208 | 29208 | SC | SRVC | 975.3333 | 706.3333
[13 empty] | 29209 | 29209 | SC | SRVC | 975.3333 | 706.3333
[13 empty] | 29210 | 29210 | SC | SRVC | 975.3333 | 706.3333
[13 empty] | 29211 | 29211 | SC | SRVC | 975.3333 | 706.3333
[13 empty] | 29212 | 29212 | SC | SRVC | 975.3333 | 706.3333
[13 empty] | 29214 | 29214 | SC | SRVC | 975.3333 | 706.3333
[13 empty] | 29215 | 29215 | SC | SRVC | 975.3333 | 706.3333
[13 empty] | 29216 | 29216 | SC | SRVC | 975.3333 | 706.3333
[13 empty] | 29217 | 29217 | SC | SRVC | 975.3333 | 706.3333
[13 empty] | 29218 | 29218 | SC | SRVC | 975.3333 | 706.3333
[13 empty] | 29219 | 29219 | SC | SRVC | 975.3333 | 706.3333
[13 empty] | 29220 | 29220 | SC | SRVC | 975.3333 | 706.3333
[13 empty] | 29221 | 29221 | SC | SRVC | 975.3333 | 706.3333
[13 empty] | 29222 | 29222 | SC | SRVC | 975.3333 | 706.3333
[13 empty] | 29223 | 29223 | SC | SRVC | 975.3333 | 706.3333
[13 empty] | 29224 | 29224 | SC | SRVC | 975.3333 | 706.3333
[13 empty] | 29225 | 29225 | SC | SRVC | 975.3333 | 706.3333
[13 empty] | 29226 | 29226 | SC | SRVC | 975.3333 | 706.3333
[13 empty] | 29227 | 29227 | SC | SRVC | 975.3333 | 706.3333
[13 empty] | 29228 | 29228 | SC | SRVC | 975.3333 | 706.3333
[13 empty] | 29229 | 29229 | SC | SRVC | 975.3333 | 706.3333
[13 empty] | 29230 | 29230 | SC | SRVC | 975.3333 | 706.3333
[13 empty] | 29240 | 29240 | SC | SRVC | 975.3333 | 706.3333
[13 empty] | 29250 | 29250 | SC | SRVC | 975.3333 | 706.3333
[13 empty] | 29260 | 29260 | SC | SRVC | 975.3333 | 706.3333
[13 empty] | 29290 | 29290 | SC | SRVC | 975.3333 | 706.3333
[13 empty] | 29292 | 29292 | SC | SRVC | 975.3333 | 706.3333
[13 empty] | 29301 | 29301 | SC | SRVC | 975.3333 | 706.3333
[13 empty] | 29302 | 29302 | SC | SRVC | 975.3333 | 706.3333
[13 empty] | 29303 | 29303 | SC | SRVC | 975.3333 | 706.3333
[13 empty] | 29304 | 29304 | SC | SRVC | 975.3333 | 706.3333
[13 empty] | 29305 | 29305 | SC | SRVC | 975.3333 | 706.3333
[13 empty] | 29306 | 29306 | SC | SRVC | 975.3333 | 706.3333
[13 empty] | 29307 | 29307 | SC | SRVC | 975.3333 | 706.3333
[13 empty] | 29316 | 29316 | SC | SRVC | 975.3333 | 706.3333
[13 empty] | 29318 | 29318 | SC | SRVC | 975.3333 | 706.3333
[13 empty] | 29319 | 29319 | SC | SRVC | 975.3333 | 706.3333
[13 empty] | 29320 | 29320 | SC | SRVC | 975.3333 | 706.3333
[13 empty] | 29321 | 29321 | SC | SRVC | 975.3333 | 706.3333
[13 empty] | 29322 | 29322 | SC | SRVC | 975.3333 | 706.3333
[13 empty] | 29323 | 29323 | SC | SRVC | 975.3333 | 706.3333
[13 empty] | 29324 | 29324 | SC | SRVC | 975.3333 | 706.3333
[13 empty] | 29325 | 29325 | SC | SRVC | 975.3333 | 706.3333
[13 empty] | 29329 | 29329 | SC | SRVC | 975.3333 | 706.3333
[13 empty] | 29330 | 29330 | SC | SRVC | 975.3333 | 706.3333
[13 empty] | 29331 | 29331 | SC | SRVC | 975.3333 | 706.3333
[13 empty] | 29332 | 29332 | SC | SRVC | 975.3333 | 706.3333
[13 empty] | 29333 | 29333 | SC | SRVC | 975.3333 | 706.3333
[13 empty] | 29334 | 29334 | SC | SRVC | 975.3333 | 706.3333
[13 empty] | 29335 | 29335 | SC | SRVC | 975.3333 | 706.3333
[13 empty] | 29336 | 29336 | SC | SRVC | 975.3333 | 706.3333
[13 empty] | 29338 | 29338 | SC | SRVC | 975.3333 | 706.3333
[13 empty] | 29340 | 29340 | SC | SRVC | 975.3333 | 706.3333
[13 empty] | 29341 | 29341 | SC | SRVC | 975.3333 | 706.3333
[13 empty] | 29342 | 29342 | SC | SRVC | 975.3333 | 706.3333
[13 empty] | 29346 | 29346 | SC | SRVC | 975.3333 | 706.3333
[13 empty] | 29348 | 29348 | SC | SRVC | 975.3333 | 706.3333
[13 empty] | 29349 | 29349 | SC | SRVC | 975.3333 | 706.3333
[13 empty] | 29351 | 29351 | SC | SRVC | 975.3333 | 706.3333
[13 empty] | 29353 | 29353 | SC | SRVC | 975.3333 | 706.3333
[13 empty] | 29355 | 29355 | SC | SRVC | 975.3333 | 706.3333
[13 empty] | 29356 | 29356 | SC | SRVC | 975.3333 | 706.3333
[13 empty] | 29360 | 29360 | SC | SRVC | 975.3333 | 706.3333
[13 empty] | 29364 | 29364 | SC | SRVC | 975.3333 | 706.3333
[13 empty] | 29365 | 29365 | SC | SRVC | 975.3333 | 706.3333
[13 empty] | 29368 | 29368 | SC | SRVC | 975.3333 | 706.3333
[13 empty] | 29369 | 29369 | SC | SRVC | 975.3333 | 706.3333
[13 empty] | 29370 | 29370 | SC | SRVC | 975.3333 | 706.3333
[13 empty] | 29372 | 29372 | SC | SRVC | 975.3333 | 706.3333
[13 empty] | 29373 | 29373 | SC | SRVC | 975.3333 | 706.3333
[13 empty] | 29374 | 29374 | SC | SRVC | 975.3333 | 706.3333
[13 empty] | 29375 | 29375 | SC | SRVC | 975.3333 | 706.3333
[13 empty] | 29376 | 29376 | SC | SRVC | 975.3333 | 706.3333
[13 empty] | 29377 | 29377 | SC | SRVC | 975.3333 | 706.3333
[13 empty] | 29378 | 29378 | SC | SRVC | 975.3333 | 706.3333
[13 empty] | 29379 | 29379 | SC | SRVC | 975.3333 | 706.3333
[13 empty] | 29384 | 29384 | SC | SRVC | 975.3333 | 706.3333
[13 empty] | 29385 | 29385 | SC | SRVC | 975.3333 | 706.3333
[13 empty] | 29386 | 29386 | SC | SRVC | 975.3333 | 706.3333
[13 empty] | 29388 | 29388 | SC | SRVC | 975.3333 | 706.3333
[13 empty] | 29390 | 29390 | SC | SRVC | 975.3333 | 706.3333
[13 empty] | 29391 | 29391 | SC | SRVC | 975.3333 | 706.3333
[13 empty] | 29395 | 29395 | SC | SRVC | 975.3333 | 706.3333
[13 empty] | 29401 | 29401 | SC | SRVC | 975.3333 | 706.3333
[13 empty] | 29402 | 29402 | SC | SRVC | 975.3333 | 706.3333
[13 empty] | 29403 | 29403 | SC | SRVC | 975.3333 | 706.3333
[13 empty] | 29404 | 29404 | SC | SRVC | 975.3333 | 706.3333
[13 empty] | 29405 | 29405 | SC | SRVC | 975.3333 | 706.3333
[13 empty] | 29406 | 29406 | SC | SRVC | 975.3333 | 706.3333
[13 empty] | 29407 | 29407 | SC | SRVC | 975.3333 | 706.3333
[13 empty] | 29409 | 29409 | SC | SRVC | 975.3333 | 706.3333
[13 empty] | 29410 | 29410 | SC | SRVC | 975.3333 | 706.3333
[13 empty] | 29412 | 29412 | SC | SRVC | 975.3333 | 706.3333
[13 empty] | 29413 | 29413 | SC | SRVC | 975.3333 | 706.3333
[13 empty] | 29414 | 29414 | SC | SRVC | 975.3333 | 706.3333
[13 empty] | 29415 | 29415 | SC | SRVC | 975.3333 | 706.3333
[13 empty] | 29416 | 29416 | SC | SRVC | 975.3333 | 706.3333
[13 empty] | 29417 | 29417 | SC | SRVC | 975.3333 | 706.3333
[13 empty] | 29418 | 29418 | SC | SRVC | 975.3333 | 706.3333
[13 empty] | 29419 | 29419 | SC | SRVC | 975.3333 | 706.3333
[13 empty] | 29420 | 29420 | SC | SRVC | 975.3333 | 706.3333
[13 empty] | 29422 | 29422 | SC | SRVC | 975.3333 | 706.3333
[13 empty] | 29423 | 29423 | SC | SRVC | 975.3333 | 706.3333
[13 empty] | 29424 | 29424 | SC | SRVC | 975.3333 | 706.3333
[13 empty] | 29425 | 29425 | SC | SRVC | 975.3333 | 706.3333
[13 empty] | 29426 | 29426 | SC | SRVC | 975.3333 | 706.3333
[13 empty] | 29429 | 29429 | SC | SRVC | 975.3333 | 706.3333
[13 empty] | 29430 | 29430 | SC | SRVC | 975.3333 | 706.3333
[13 empty] | 29431 | 29431 | SC | SRVC | 975.3333 | 706.3333
[13 empty] | 29432 | 29432 | SC | SRVC | 975.3333 | 706.3333
[13 empty] | 29433 | 29433 | SC | SRVC | 975.3333 | 706.3333
[13 empty] | 29434 | 29434 | SC | SRVC | 975.3333 | 706.3333
[13 empty] | 29435 | 29435 | SC | SRVC | 975.3333 | 706.3333
[13 empty] | 29436 | 29436 | SC | SRVC | 975.3333 | 706.3333
[13 empty] | 29437 | 29437 | SC | SRVC | 975.3333 | 706.3333
[13 empty] | 29438 | 29438 | SC | SRVC | 975.3333 | 706.3333
[13 empty] | 29439 | 29439 | SC | SRVC | 975.3333 | 706.3333
[13 empty] | 29440 | 29440 | SC | SRVC | 975.3333 | 706.3333
[13 empty] | 29442 | 29442 | SC | SRVC | 975.3333 | 706.3333
[13 empty] | 29445 | 29445 | SC | SRVC | 975.3333 | 706.3333
[13 empty] | 29446 | 29446 | SC | SRVC | 975.3333 | 706.3333
[13 empty] | 29447 | 29447 | SC | SRVC | 975.3333 | 706.3333
[13 empty] | 29448 | 29448 | SC | SRVC | 975.3333 | 706.3333
[13 empty] | 29449 | 29449 | SC | SRVC | 975.3333 | 706.3333
[13 empty] | 29450 | 29450 | SC | SRVC | 975.3333 | 706.3333
[13 empty] | 29451 | 29451 | SC | SRVC | 975.3333 | 706.3333
[13 empty] | 29452 | 29452 | SC | SRVC | 975.3333 | 706.3333
[13 empty] | 29453 | 29453 | SC | SRVC | 975.3333 | 706.3333
[13 empty] | 29455 | 29455 | SC | SRVC | 975.3333 | 706.3333
[13 empty] | 29456 | 29456 | SC | SRVC | 975.3333 | 706.3333
[13 empty] | 29457 | 29457 | SC | SRVC | 975.3333 | 706.3333
[13 empty] | 29458 | 29458 | SC | SRVC | 975.3333 | 706.3333
[13 empty] | 29461 | 29461 | SC | SRVC | 975.3333 | 706.3333
[13 empty] | 29464 | 29464 | SC | SRVC | 975.3333 | 706.3333
[13 empty] | 29465 | 29465 | SC | SRVC | 975.3333 | 706.3333
[13 empty] | 29466 | 29466 | SC | SRVC | 975.3333 | 706.3333
[13 empty] | 29468 | 29468 | SC | SRVC | 975.3333 | 706.3333
[13 empty] | 29469 | 29469 | SC | SRVC | 975.3333 | 706.3333
[13 empty] | 29470 | 29470 | SC | SRVC | 975.3333 | 706.3333
[13 empty] | 29471 | 29471 | SC | SRVC | 975.3333 | 706.3333
[13 empty] | 29472 | 29472 | SC | SRVC | 975.3333 | 706.3333
[13 empty] | 29474 | 29474 | SC | SRVC | 975.3333 | 706.3333
[13 empty] | 29475 | 29475 | SC | SRVC | 975.3333 | 706.3333
[13 empty] | 29476 | 29476 | SC | SRVC | 975.3333 | 706.3333
[13 empty] | 29477 | 29477 | SC | SRVC | 975.3333 | 706.3333
[13 empty] | 29479 | 29479 | SC | SRVC | 975.3333 | 706.3333
[13 empty] | 29481 | 29481 | SC | SRVC | 975.3333 | 706.3333
[13 empty] | 29482 | 29482 | SC | SRVC | 975.3333 | 706.3333
[13 empty] | 29483 | 29483 | SC | SRVC | 975.3333 | 706.3333
[13 empty] | 29484 | 29484 | SC | SRVC | 975.3333 | 706.3333
[13 empty] | 29485 | 29485 | SC | SRVC | 975.3333 | 706.3333
[13 empty] | 29487 | 29487 | SC | SRVC | 975.3333 | 706.3333
[13 empty] | 29488 | 29488 | SC | SRVC | 975.3333 | 706.3333
[13 empty] | 29492 | 29492 | SC | SRVC | 975.3333 | 706.3333
[13 empty] | 29493 | 29493 | SC | SRVC | 975.3333 | 706.3333
[13 empty] | 29501 | 29501 | SC | SRVC | 975.3333 | 706.3333
[13 empty] | 29502 | 29502 | SC | SRVC | 975.3333 | 706.3333
[13 empty] | 29503 | 29503 | SC | SRVC | 975.3333 | 706.3333
[13 empty] | 29504 | 29504 | SC | SRVC | 975.3333 | 706.3333
[13 empty] | 29505 | 29505 | SC | SRVC | 975.3333 | 706.3333
[13 empty] | 29506 | 29506 | SC | SRVC | 975.3333 | 706.3333
[13 empty] | 29510 | 29510 | SC | SRVC | 975.3333 | 706.3333
[13 empty] | 29511 | 29511 | SC | SRVC | 975.3333 | 706.3333
[13 empty] | 29512 | 29512 | SC | SRVC | 975.3333 | 706.3333
[13 empty] | 29516 | 29516 | SC | SRVC | 975.3333 | 706.3333
[13 empty] | 29518 | 29518 | SC | SRVC | 975.3333 | 706.3333
[13 empty] | 29519 | 29519 | SC | SRVC | 975.3333 | 706.3333
[13 empty] | 29520 | 29520 | SC | SRVC | 975.3333 | 706.3333
[13 empty] | 29525 | 29525 | SC | SRVC | 975.3333 | 706.3333
[13 empty] | 29526 | 29526 | SC | SRVC | 975.3333 | 706.3333
[13 empty] | 29527 | 29527 | SC | SRVC | 975.3333 | 706.3333
[13 empty] | 29528 | 29528 | SC | SRVC | 975.3333 | 706.3333
[13 empty] | 29530 | 29530 | SC | SRVC | 975.3333 | 706.3333
[13 empty] | 29532 | 29532 | SC | SRVC | 975.3333 | 706.3333
[13 empty] | 29536 | 29536 | SC | SRVC | 975.3333 | 706.3333
[13 empty] | 29540 | 29540 | SC | SRVC | 975.3333 | 706.3333
[13 empty] | 29541 | 29541 | SC | SRVC | 975.3333 | 706.3333
[13 empty] | 29543 | 29543 | SC | SRVC | 975.3333 | 706.3333
[13 empty] | 29544 | 29544 | SC | SRVC | 975.3333 | 706.3333
[13 empty] | 29545 | 29545 | SC | SRVC | 975.3333 | 706.3333
[13 empty] | 29546 | 29546 | SC | SRVC | 975.3333 | 706.3333
[13 empty] | 29547 | 29547 | SC | SRVC | 975.3333 | 706.3333
[13 empty] | 29550 | 29550 | SC | SRVC | 975.3333 | 706.3333
[13 empty] | 29551 | 29551 | SC | SRVC | 975.3333 | 706.3333
[13 empty] | 29554 | 29554 | SC | SRVC | 975.3333 | 706.3333
[13 empty] | 29555 | 29555 | SC | SRVC | 975.3333 | 706.3333
[13 empty] | 29556 | 29556 | SC | SRVC | 975.3333 | 706.3333
[13 empty] | 29560 | 29560 | SC | SRVC | 975.3333 | 706.3333
[13 empty] | 29563 | 29563 | SC | SRVC | 975.3333 | 706.3333
[13 empty] | 29564 | 29564 | SC | SRVC | 975.3333 | 706.3333
[13 empty] | 29565 | 29565 | SC | SRVC | 975.3333 | 706.3333
[13 empty] | 29566 | 29566 | SC | SRVC | 975.3333 | 706.3333
[13 empty] | 29567 | 29567 | SC | SRVC | 975.3333 | 706.3333
[13 empty] | 29568 | 29568 | SC | SRVC | 975.3333 | 706.3333
[13 empty] | 29569 | 29569 | SC | SRVC | 975.3333 | 706.3333
[13 empty] | 29570 | 29570 | SC | SRVC | 975.3333 | 706.3333
[13 empty] | 29571 | 29571 | SC | SRVC | 975.3333 | 706.3333
[13 empty] | 29572 | 29572 | SC | SRVC | 975.3333 | 706.3333
[13 empty] | 29573 | 29573 | SC | SRVC | 975.3333 | 706.3333
[13 empty] | 29574 | 29574 | SC | SRVC | 975.3333 | 706.3333
[13 empty] | 29575 | 29575 | SC | SRVC | 975.3333 | 706.3333
[13 empty] | 29576 | 29576 | SC | SRVC | 975.3333 | 706.3333
[13 empty] | 29577 | 29577 | SC | SRVC | 975.3333 | 706.3333
[13 empty] | 29578 | 29578 | SC | SRVC | 975.3333 | 706.3333
[13 empty] | 29579 | 29579 | SC | SRVC | 975.3333 | 706.3333
[13 empty] | 29580 | 29580 | SC | SRVC | 975.3333 | 706.3333
[13 empty] | 29581 | 29581 | SC | SRVC | 975.3333 | 706.3333
[13 empty] | 29582 | 29582 | SC | SRVC | 975.3333 | 706.3333
[13 empty] | 29583 | 29583 | SC | SRVC | 975.3333 | 706.3333
[13 empty] | 29584 | 29584 | SC | SRVC | 975.3333 | 706.3333
[13 empty] | 29585 | 29585 | SC | SRVC | 975.3333 | 706.3333
[13 empty] | 29587 | 29587 | SC | SRVC | 975.3333 | 706.3333
[13 empty] | 29588 | 29588 | SC | SRVC | 975.3333 | 706.3333
[13 empty] | 29589 | 29589 | SC | SRVC | 975.3333 | 706.3333
[13 empty] | 29590 | 29590 | SC | SRVC | 975.3333 | 706.3333
[13 empty] | 29591 | 29591 | SC | SRVC | 975.3333 | 706.3333
[13 empty] | 29592 | 29592 | SC | SRVC | 975.3333 | 706.3333
[13 empty] | 29593 | 29593 | SC | SRVC | 975.3333 | 706.3333
[13 empty] | 29594 | 29594 | SC | SRVC | 975.3333 | 706.3333
[13 empty] | 29596 | 29596 | SC | SRVC | 975.3333 | 706.3333
[13 empty] | 29597 | 29597 | SC | SRVC | 975.3333 | 706.3333
[13 empty] | 29598 | 29598 | SC | SRVC | 975.3333 | 706.3333
[13 empty] | 29601 | 29601 | SC | SRVC | 975.3333 | 706.3333
[13 empty] | 29602 | 29602 | SC | SRVC | 975.3333 | 706.3333
[13 empty] | 29603 | 29603 | SC | SRVC | 975.3333 | 706.3333
[13 empty] | 29604 | 29604 | SC | SRVC | 975.3333 | 706.3333
[13 empty] | 29605 | 29605 | SC | SRVC | 975.3333 | 706.3333
[13 empty] | 29606 | 29606 | SC | SRVC | 975.3333 | 706.3333
[13 empty] | 29607 | 29607 | SC | SRVC | 975.3333 | 706.3333
[13 empty] | 29608 | 29608 | SC | SRVC | 975.3333 | 706.3333
[13 empty] | 29609 | 29609 | SC | SRVC | 975.3333 | 706.3333
[13 empty] | 29610 | 29610 | SC | SRVC | 975.3333 | 706.3333
[13 empty] | 29611 | 29611 | SC | SRVC | 975.3333 | 706.3333
[13 empty] | 29612 | 29612 | SC | SRVC | 975.3333 | 706.3333
[13 empty] | 29613 | 29613 | SC | SRVC | 975.3333 | 706.3333
[13 empty] | 29614 | 29614 | SC | SRVC | 975.3333 | 706.3333
[13 empty] | 29615 | 29615 | SC | SRVC | 975.3333 | 706.3333
[13 empty] | 29616 | 29616 | SC | SRVC | 975.3333 | 706.3333
[13 empty] | 29617 | 29617 | SC | SRVC | 975.3333 | 706.3333
[13 empty] | 29620 | 29620 | SC | SRVC | 975.3333 | 706.3333
[13 empty] | 29621 | 29621 | SC | SRVC | 975.3333 | 706.3333
[13 empty] | 29622 | 29622 | SC | SRVC | 975.3333 | 706.3333
[13 empty] | 29623 | 29623 | SC | SRVC | 975.3333 | 706.3333
[13 empty] | 29624 | 29624 | SC | SRVC | 975.3333 | 706.3333
[13 empty] | 29625 | 29625 | SC | SRVC | 975.3333 | 706.3333
[13 empty] | 29626 | 29626 | SC | SRVC | 975.3333 | 706.3333
[13 empty] | 29627 | 29627 | SC | SRVC | 975.3333 | 706.3333
[13 empty] | 29628 | 29628 | SC | SRVC | 975.3333 | 706.3333
[13 empty] | 29630 | 29630 | SC | SRVC | 975.3333 | 706.3333
[13 empty] | 29631 | 29631 | SC | SRVC | 975.3333 | 706.3333
[13 empty] | 29632 | 29632 | SC | SRVC | 975.3333 | 706.3333
[13 empty] | 29633 | 29633 | SC | SRVC | 975.3333 | 706.3333
[13 empty] | 29634 | 29634 | SC | SRVC | 975.3333 | 706.3333
[13 empty] | 29635 | 29635 | SC | SRVC | 975.3333 | 706.3333
[13 empty] | 29636 | 29636 | SC | SRVC | 975.3333 | 706.3333
[13 empty] | 29638 | 29638 | SC | SRVC | 975.3333 | 706.3333
[13 empty] | 29639 | 29639 | SC | SRVC | 975.3333 | 706.3333
[13 empty] | 29640 | 29640 | SC | SRVC | 975.3333 | 706.3333
[13 empty] | 29641 | 29641 | SC | SRVC | 975.3333 | 706.3333
[13 empty] | 29642 | 29642 | SC | SRVC | 975.3333 | 706.3333
[13 empty] | 29643 | 29643 | SC | SRVC | 975.3333 | 706.3333
[13 empty] | 29644 | 29644 | SC | SRVC | 975.3333 | 706.3333
[13 empty] | 29645 | 29645 | SC | SRVC | 975.3333 | 706.3333
[13 empty] | 29646 | 29646 | SC | SRVC | 975.3333 | 706.3333
[13 empty] | 29647 | 29647 | SC | SRVC | 975.3333 | 706.3333
[13 empty] | 29648 | 29648 | SC | SRVC | 975.3333 | 706.3333
[13 empty] | 29649 | 29649 | SC | SRVC | 975.3333 | 706.3333
[13 empty] | 29650 | 29650 | SC | SRVC | 975.3333 | 706.3333
[13 empty] | 29651 | 29651 | SC | SRVC | 975.3333 | 706.3333
[13 empty] | 29652 | 29652 | SC | SRVC | 975.3333 | 706.3333
[13 empty] | 29653 | 29653 | SC | SRVC | 975.3333 | 706.3333
[13 empty] | 29654 | 29654 | SC | SRVC | 975.3333 | 706.3333
[13 empty] | 29655 | 29655 | SC | SRVC | 975.3333 | 706.3333
[13 empty] | 29656 | 29656 | SC | SRVC | 975.3333 | 706.3333
[13 empty] | 29657 | 29657 | SC | SRVC | 975.3333 | 706.3333
[13 empty] | 29658 | 29658 | SC | SRVC | 975.3333 | 706.3333
[13 empty] | 29659 | 29659 | SC | SRVC | 975.3333 | 706.3333
[13 empty] | 29661 | 29661 | SC | SRVC | 975.3333 | 706.3333
[13 empty] | 29662 | 29662 | SC | SRVC | 975.3333 | 706.3333
[13 empty] | 29664 | 29664 | SC | SRVC | 975.3333 | 706.3333
[13 empty] | 29665 | 29665 | SC | SRVC | 975.3333 | 706.3333
[13 empty] | 29666 | 29666 | SC | SRVC | 975.3333 | 706.3333
[13 empty] | 29667 | 29667 | SC | SRVC | 975.3333 | 706.3333
[13 empty] | 29669 | 29669 | SC | SRVC | 975.3333 | 706.3333
[13 empty] | 29670 | 29670 | SC | SRVC | 975.3333 | 706.3333
[13 empty] | 29671 | 29671 | SC | SRVC | 975.3333 | 706.3333
[13 empty] | 29672 | 29672 | SC | SRVC | 975.3333 | 706.3333
[13 empty] | 29673 | 29673 | SC | SRVC | 975.3333 | 706.3333
[13 empty] | 29675 | 29675 | SC | SRVC | 975.3333 | 706.3333
[13 empty] | 29676 | 29676 | SC | SRVC | 975.3333 | 706.3333
[13 empty] | 29677 | 29677 | SC | SRVC | 975.3333 | 706.3333
[13 empty] | 29678 | 29678 | SC | SRVC | 975.3333 | 706.3333
[13 empty] | 29679 | 29679 | SC | SRVC | 975.3333 | 706.3333
[13 empty] | 29680 | 29680 | SC | SRVC | 975.3333 | 706.3333
[13 empty] | 29681 | 29681 | SC | SRVC | 975.3333 | 706.3333
[13 empty] | 29682 | 29682 | SC | SRVC | 975.3333 | 706.3333
[13 empty] | 29683 | 29683 | SC | SRVC | 975.3333 | 706.3333
[13 empty] | 29684 | 29684 | SC | SRVC | 975.3333 | 706.3333
[13 empty] | 29685 | 29685 | SC | SRVC | 975.3333 | 706.3333
[13 empty] | 29686 | 29686 | SC | SRVC | 975.3333 | 706.3333
[13 empty] | 29687 | 29687 | SC | SRVC | 975.3333 | 706.3333
[13 empty] | 29688 | 29688 | SC | SRVC | 975.3333 | 706.3333
[13 empty] | 29689 | 29689 | SC | SRVC | 975.3333 | 706.3333
[13 empty] | 29690 | 29690 | SC | SRVC | 975.3333 | 706.3333
[13 empty] | 29691 | 29691 | SC | SRVC | 975.3333 | 706.3333
[13 empty] | 29692 | 29692 | SC | SRVC | 975.3333 | 706.3333
[13 empty] | 29693 | 29693 | SC | SRVC | 975.3333 | 706.3333
[13 empty] | 29695 | 29695 | SC | SRVC | 975.3333 | 706.3333
[13 empty] | 29696 | 29696 | SC | SRVC | 975.3333 | 706.3333
[13 empty] | 29697 | 29697 | SC | SRVC | 975.3333 | 706.3333
[13 empty] | 29698 | 29698 | SC | SRVC | 975.3333 | 706.3333
[13 empty] | 29702 | 29702 | SC | SRVC | 975.3333 | 706.3333
[13 empty] | 29703 | 29703 | SC | SRVC | 975.3333 | 706.3333
[13 empty] | 29704 | 29704 | SC | SRVC | 975.3333 | 706.3333
[13 empty] | 29706 | 29706 | SC | SRVC | 975.3333 | 706.3333
[13 empty] | 29707 | 29707 | SC | SRVC | 975.3333 | 706.3333
[13 empty] | 29708 | 29708 | SC | SRVC | 975.3333 | 706.3333
[13 empty] | 29709 | 29709 | SC | SRVC | 975.3333 | 706.3333
[13 empty] | 29710 | 29710 | SC | SRVC | 975.3333 | 706.3333
[13 empty] | 29712 | 29712 | SC | SRVC | 975.3333 | 706.3333
[13 empty] | 29714 | 29714 | SC | SRVC | 975.3333 | 706.3333
[13 empty] | 29715 | 29715 | SC | SRVC | 975.3333 | 706.3333
[13 empty] | 29716 | 29716 | SC | SRVC | 975.3333 | 706.3333
[13 empty] | 29717 | 29717 | SC | SRVC | 975.3333 | 706.3333
[13 empty] | 29718 | 29718 | SC | SRVC | 975.3333 | 706.3333
[13 empty] | 29720 | 29720 | SC | SRVC | 975.3333 | 706.3333
[13 empty] | 29721 | 29721 | SC | SRVC | 975.3333 | 706.3333
[13 empty] | 29722 | 29722 | SC | SRVC | 975.3333 | 706.3333
[13 empty] | 29724 | 29724 | SC | SRVC | 975.3333 | 706.3333
[13 empty] | 29726 | 29726 | SC | SRVC | 975.3333 | 706.3333
[13 empty] | 29727 | 29727 | SC | SRVC | 975.3333 | 706.3333
[13 empty] | 29728 | 29728 | SC | SRVC | 975.3333 | 706.3333
[13 empty] | 29729 | 29729 | SC | SRVC | 975.3333 | 706.3333
[13 empty] | 29730 | 29730 | SC | SRVC | 975.3333 | 706.3333
[13 empty] | 29731 | 29731 | SC | SRVC | 975.3333 | 706.3333
[13 empty] | 29732 | 29732 | SC | SRVC | 975.3333 | 706.3333
[13 empty] | 29733 | 29733 | SC | SRVC | 975.3333 | 706.3333
[13 empty] | 29734 | 29734 | SC | SRVC | 975.3333 | 706.3333
[13 empty] | 29741 | 29741 | SC | SRVC | 975.3333 | 706.3333
[13 empty] | 29742 | 29742 | SC | SRVC | 975.3333 | 706.3333
[13 empty] | 29743 | 29743 | SC | SRVC | 975.3333 | 706.3333
[13 empty] | 29744 | 29744 | SC | SRVC | 975.3333 | 706.3333
[13 empty] | 29745 | 29745 | SC | SRVC | 975.3333 | 706.3333
[13 empty] | 29801 | 29801 | SC | SRVC | 975.3333 | 706.3333
[13 empty] | 29802 | 29802 | SC | SRVC | 975.3333 | 706.3333
[13 empty] | 29803 | 29803 | SC | SRVC | 975.3333 | 706.3333
[13 empty] | 29804 | 29804 | SC | SRVC | 975.3333 | 706.3333
[13 empty] | 29805 | 29805 | SC | SRVC | 975.3333 | 706.3333
[13 empty] | 29808 | 29808 | SC | SRVC | 975.3333 | 706.3333
[13 empty] | 29809 | 29809 | SC | SRVC | 975.3333 | 706.3333
[13 empty] | 29810 | 29810 | SC | SRVC | 975.3333 | 706.3333
[13 empty] | 29812 | 29812 | SC | SRVC | 975.3333 | 706.3333
[13 empty] | 29813 | 29813 | SC | SRVC | 975.3333 | 706.3333
[13 empty] | 29816 | 29816 | SC | SRVC | 975.3333 | 706.3333
[13 empty] | 29817 | 29817 | SC | SRVC | 975.3333 | 706.3333
[13 empty] | 29819 | 29819 | SC | SRVC | 975.3333 | 706.3333
[13 empty] | 29821 | 29821 | SC | SRVC | 975.3333 | 706.3333
[13 empty] | 29822 | 29822 | SC | SRVC | 975.3333 | 706.3333
[13 empty] | 29824 | 29824 | SC | SRVC | 975.3333 | 706.3333
[13 empty] | 29826 | 29826 | SC | SRVC | 975.3333 | 706.3333
[13 empty] | 29827 | 29827 | SC | SRVC | 975.3333 | 706.3333
[13 empty] | 29828 | 29828 | SC | SRVC | 975.3333 | 706.3333
[13 empty] | 29829 | 29829 | SC | SRVC | 975.3333 | 706.3333
[13 empty] | 29831 | 29831 | SC | SRVC | 975.3333 | 706.3333
[13 empty] | 29832 | 29832 | SC | SRVC | 975.3333 | 706.3333
[13 empty] | 29834 | 29834 | SC | SRVC | 975.3333 | 706.3333
[13 empty] | 29835 | 29835 | SC | SRVC | 975.3333 | 706.3333
[13 empty] | 29836 | 29836 | SC | SRVC | 975.3333 | 706.3333
[13 empty] | 29838 | 29838 | SC | SRVC | 975.3333 | 706.3333
[13 empty] | 29839 | 29839 | SC | SRVC | 975.3333 | 706.3333
[13 empty] | 29840 | 29840 | SC | SRVC | 975.3333 | 706.3333
[13 empty] | 29841 | 29841 | SC | SRVC | 975.3333 | 706.3333
[13 empty] | 29842 | 29842 | SC | SRVC | 975.3333 | 706.3333
[13 empty] | 29843 | 29843 | SC | SRVC | 975.3333 | 706.3333
[13 empty] | 29844 | 29844 | SC | SRVC | 975.3333 | 706.3333
[13 empty] | 29845 | 29845 | SC | SRVC | 975.3333 | 706.3333
[13 empty] | 29846 | 29846 | SC | SRVC | 975.3333 | 706.3333
[13 empty] | 29847 | 29847 | SC | SRVC | 975.3333 | 706.3333
[13 empty] | 29848 | 29848 | SC | SRVC | 975.3333 | 706.3333
[13 empty] | 29849 | 29849 | SC | SRVC | 975.3333 | 706.3333
[13 empty] | 29850 | 29850 | SC | SRVC | 975.3333 | 706.3333
[13 empty] | 29851 | 29851 | SC | SRVC | 975.3333 | 706.3333
[13 empty] | 29853 | 29853 | SC | SRVC | 975.3333 | 706.3333
[13 empty] | 29856 | 29856 | SC | SRVC | 975.3333 | 706.3333
[13 empty] | 29860 | 29860 | SC | SRVC | 975.3333 | 706.3333
[13 empty] | 29861 | 29861 | SC | SRVC | 975.3333 | 706.3333
[13 empty] | 29899 | 29899 | SC | SRVC | 975.3333 | 706.3333
[13 empty] | 29901 | 29901 | SC | SRVC | 975.3333 | 706.3333
[13 empty] | 29902 | 29902 | SC | SRVC | 975.3333 | 706.3333
[13 empty] | 29903 | 29903 | SC | SRVC | 975.3333 | 706.3333
[13 empty] | 29904 | 29904 | SC | SRVC | 975.3333 | 706.3333
[13 empty] | 29905 | 29905 | SC | SRVC | 975.3333 | 706.3333
[13 empty] | 29906 | 29906 | SC | SRVC | 975.3333 | 706.3333
[13 empty] | 29907 | 29907 | SC | SRVC | 975.3333 | 706.3333
[13 empty] | 29909 | 29909 | SC | SRVC | 975.3333 | 706.3333
[13 empty] | 29910 | 29910 | SC | SRVC | 975.3333 | 706.3333
[13 empty] | 29911 | 29911 | SC | SRVC | 975.3333 | 706.3333
[13 empty] | 29912 | 29912 | SC | SRVC | 975.3333 | 706.3333
[13 empty] | 29913 | 29913 | SC | SRVC | 975.3333 | 706.3333
[13 empty] | 29914 | 29914 | SC | SRVC | 975.3333 | 706.3333
[13 empty] | 29915 | 29915 | SC | SRVC | 975.3333 | 706.3333
[13 empty] | 29916 | 29916 | SC | SRVC | 975.3333 | 706.3333
[13 empty] | 29918 | 29918 | SC | SRVC | 975.3333 | 706.3333
[13 empty] | 29920 | 29920 | SC | SRVC | 975.3333 | 706.3333
[13 empty] | 29921 | 29921 | SC | SRVC | 975.3333 | 706.3333
[13 empty] | 29922 | 29922 | SC | SRVC | 975.3333 | 706.3333
[13 empty] | 29923 | 29923 | SC | SRVC | 975.3333 | 706.3333
[13 empty] | 29924 | 29924 | SC | SRVC | 975.3333 | 706.3333
[13 empty] | 29925 | 29925 | SC | SRVC | 975.3333 | 706.3333
[13 empty] | 29926 | 29926 | SC | SRVC | 975.3333 | 706.3333
[13 empty] | 29927 | 29927 | SC | SRVC | 975.3333 | 706.3333
[13 empty] | 29928 | 29928 | SC | SRVC | 975.3333 | 706.3333
[13 empty] | 29929 | 29929 | SC | SRVC | 975.3333 | 706.3333
[13 empty] | 29931 | 29931 | SC | SRVC | 975.3333 | 706.3333
[13 empty] | 29932 | 29932 | SC | SRVC | 975.3333 | 706.3333
[13 empty] | 29933 | 29933 | SC | SRVC | 975.3333 | 706.3333
[13 empty] | 29934 | 29934 | SC | SRVC | 975.3333 | 706.3333
[13 empty] | 29935 | 29935 | SC | SRVC | 975.3333 | 706.3333
[13 empty] | 29936 | 29936 | SC | SRVC | 975.3333 | 706.3333
[13 empty] | 29938 | 29938 | SC | SRVC | 975.3333 | 706.3333
[13 empty] | 29939 | 29939 | SC | SRVC | 975.3333 | 706.3333
[13 empty] | 29940 | 29940 | SC | SRVC | 975.3333 | 706.3333
[13 empty] | 29941 | 29941 | SC | SRVC | 975.3333 | 706.3333
[13 empty] | 29943 | 29943 | SC | SRVC | 975.3333 | 706.3333
[13 empty] | 29944 | 29944 | SC | SRVC | 975.3333 | 706.3333
[13 empty] | 29945 | 29945 | SC | SRVC | 975.3333 | 706.3333
[13 empty] | 30002 | 30002 | GA | SRSO | 975.3333 | 706.3333
[13 empty] | 30003 | 30003 | GA | SRSO | 975.3333 | 706.3333
[13 empty] | 30004 | 30004 | GA | SRSO | 975.3333 | 706.3333
[13 empty] | 30005 | 30005 | GA | SRSO | 975.3333 | 706.3333
[13 empty] | 30006 | 30006 | GA | SRSO | 975.3333 | 706.3333
[13 empty] | 30007 | 30007 | GA | SRSO | 975.3333 | 706.3333
[13 empty] | 30008 | 30008 | GA | SRSO | 975.3333 | 706.3333
[13 empty] | 30009 | 30009 | GA | SRSO | 975.3333 | 706.3333
[13 empty] | 30010 | 30010 | GA | SRSO | 975.3333 | 706.3333
[13 empty] | 30011 | 30011 | GA | SRSO | 975.3333 | 706.3333
[13 empty] | 30012 | 30012 | GA | SRSO | 975.3333 | 706.3333
[13 empty] | 30013 | 30013 | GA | SRSO | 975.3333 | 706.3333
[13 empty] | 30014 | 30014 | GA | SRSO | 975.3333 | 706.3333
[13 empty] | 30015 | 30015 | GA | SRSO | 975.3333 | 706.3333
[13 empty] | 30016 | 30016 | GA | SRSO | 975.3333 | 706.3333
[13 empty] | 30017 | 30017 | GA | SRSO | 975.3333 | 706.3333
[13 empty] | 30018 | 30018 | GA | SRSO | 975.3333 | 706.3333
[13 empty] | 30019 | 30019 | GA | SRSO | 975.3333 | 706.3333
[13 empty] | 30021 | 30021 | GA | SRSO | 975.3333 | 706.3333
[13 empty] | 30022 | 30022 | GA | SRSO | 975.3333 | 706.3333
[13 empty] | 30023 | 30023 | GA | SRSO | 975.3333 | 706.3333
[13 empty] | 30024 | 30024 | GA | SRSO | 975.3333 | 706.3333
[13 empty] | 30025 | 30025 | GA | SRSO | 975.3333 | 706.3333
[13 empty] | 30026 | 30026 | GA | SRSO | 975.3333 | 706.3333
[13 empty] | 30028 | 30028 | GA | SRSO | 975.3333 | 706.3333
[13 empty] | 30029 | 30029 | GA | SRSO | 975.3333 | 706.3333
[13 empty] | 30030 | 30030 | GA | SRSO | 975.3333 | 706.3333
[13 empty] | 30031 | 30031 | GA | SRSO | 975.3333 | 706.3333
[13 empty] | 30032 | 30032 | GA | SRSO | 975.3333 | 706.3333
[13 empty] | 30033 | 30033 | GA | SRSO | 975.3333 | 706.3333
[13 empty] | 30034 | 30034 | GA | SRSO | 975.3333 | 706.3333
[13 empty] | 30035 | 30035 | GA | SRSO | 975.3333 | 706.3333
[13 empty] | 30036 | 30036 | GA | SRSO | 975.3333 | 706.3333
[13 empty] | 30037 | 30037 | GA | SRSO | 975.3333 | 706.3333
[13 empty] | 30038 | 30038 | GA | SRSO | 975.3333 | 706.3333
[13 empty] | 30039 | 30039 | GA | SRSO | 975.3333 | 706.3333
[13 empty] | 30040 | 30040 | GA | SRSO | 975.3333 | 706.3333
[13 empty] | 30041 | 30041 | GA | SRSO | 975.3333 | 706.3333
[13 empty] | 30042 | 30042 | GA | SRSO | 975.3333 | 706.3333
[13 empty] | 30043 | 30043 | GA | SRSO | 975.3333 | 706.3333
[13 empty] | 30044 | 30044 | GA | SRSO | 975.3333 | 706.3333
[13 empty] | 30045 | 30045 | GA | SRSO | 975.3333 | 706.3333
[13 empty] | 30046 | 30046 | GA | SRSO | 975.3333 | 706.3333
[13 empty] | 30047 | 30047 | GA | SRSO | 975.3333 | 706.3333
[13 empty] | 30048 | 30048 | GA | SRSO | 975.3333 | 706.3333
[13 empty] | 30049 | 30049 | GA | SRSO | 975.3333 | 706.3333
[13 empty] | 30052 | 30052 | GA | SRSO | 975.3333 | 706.3333
[13 empty] | 30054 | 30054 | GA | SRSO | 975.3333 | 706.3333
[13 empty] | 30055 | 30055 | GA | SRSO | 975.3333 | 706.3333
[13 empty] | 30056 | 30056 | GA | SRSO | 975.3333 | 706.3333
[13 empty] | 30058 | 30058 | GA | SRSO | 975.3333 | 706.3333
[13 empty] | 30060 | 30060 | GA | SRSO | 975.3333 | 706.3333
[13 empty] | 30061 | 30061 | GA | SRSO | 975.3333 | 706.3333
[13 empty] | 30062 | 30062 | GA | SRSO | 975.3333 | 706.3333
[13 empty] | 30063 | 30063 | GA | SRSO | 975.3333 | 706.3333
[13 empty] | 30064 | 30064 | GA | SRSO | 975.3333 | 706.3333
[13 empty] | 30065 | 30065 | GA | SRSO | 975.3333 | 706.3333
[13 empty] | 30066 | 30066 | GA | SRSO | 975.3333 | 706.3333
[13 empty] | 30067 | 30067 | GA | SRSO | 975.3333 | 706.3333
[13 empty] | 30068 | 30068 | GA | SRSO | 975.3333 | 706.3333
[13 empty] | 30069 | 30069 | GA | SRSO | 975.3333 | 706.3333
[13 empty] | 30070 | 30070 | GA | SRSO | 975.3333 | 706.3333
[13 empty] | 30071 | 30071 | GA | SRSO | 975.3333 | 706.3333
[13 empty] | 30072 | 30072 | GA | SRSO | 975.3333 | 706.3333
[13 empty] | 30074 | 30074 | GA | SRSO | 975.3333 | 706.3333
[13 empty] | 30075 | 30075 | GA | SRSO | 975.3333 | 706.3333
[13 empty] | 30076 | 30076 | GA | SRSO | 975.3333 | 706.3333
[13 empty] | 30077 | 30077 | GA | SRSO | 975.3333 | 706.3333
[13 empty] | 30078 | 30078 | GA | SRSO | 975.3333 | 706.3333
[13 empty] | 30079 | 30079 | GA | SRSO | 975.3333 | 706.3333
[13 empty] | 30080 | 30080 | GA | SRSO | 975.3333 | 706.3333
[13 empty] | 30081 | 30081 | GA | SRSO | 975.3333 | 706.3333
[13 empty] | 30082 | 30082 | GA | SRSO | 975.3333 | 706.3333
[13 empty] | 30083 | 30083 | GA | SRSO | 975.3333 | 706.3333
[13 empty] | 30084 | 30084 | GA | SRSO | 975.3333 | 706.3333
[13 empty] | 30085 | 30085 | GA | SRSO | 975.3333 | 706.3333
[13 empty] | 30086 | 30086 | GA | SRSO | 975.3333 | 706.3333
[13 empty] | 30087 | 30087 | GA | SRSO | 975.3333 | 706.3333
[13 empty] | 30088 | 30088 | GA | SRSO | 975.3333 | 706.3333
[13 empty] | 30090 | 30090 | GA | SRSO | 975.3333 | 706.3333
[13 empty] | 30091 | 30091 | GA | SRSO | 975.3333 | 706.3333
[13 empty] | 30092 | 30092 | GA | SRSO | 975.3333 | 706.3333
[13 empty] | 30093 | 30093 | GA | SRSO | 975.3333 | 706.3333
[13 empty] | 30094 | 30094 | GA | SRSO | 975.3333 | 706.3333
[13 empty] | 30095 | 30095 | GA | SRSO | 975.3333 | 706.3333
[13 empty] | 30096 | 30096 | GA | SRSO | 975.3333 | 706.3333
[13 empty] | 30097 | 30097 | GA | SRSO | 975.3333 | 706.3333
[13 empty] | 30098 | 30098 | GA | SRSO | 975.3333 | 706.3333
[13 empty] | 30099 | 30099 | GA | SRSO | 975.3333 | 706.3333
[13 empty] | 30101 | 30101 | GA | SRSO | 975.3333 | 706.3333
[13 empty] | 30102 | 30102 | GA | SRSO | 975.3333 | 706.3333
[13 empty] | 30103 | 30103 | GA | SRSO | 975.3333 | 706.3333
[13 empty] | 30104 | 30104 | GA | SRSO | 975.3333 | 706.3333
[13 empty] | 30105 | 30105 | GA | SRTV | 975.3333 | 706.3333
[13 empty] | 30106 | 30106 | GA | SRSO | 975.3333 | 706.3333
[13 empty] | 30107 | 30107 | GA | SRSO | 975.3333 | 706.3333
[13 empty] | 30108 | 30108 | GA | SRSO | 975.3333 | 706.3333
[13 empty] | 30109 | 30109 | GA | SRSO | 975.3333 | 706.3333
[13 empty] | 30110 | 30110 | GA | SRSO | 975.3333 | 706.3333
[13 empty] | 30111 | 30111 | GA | SRSO | 975.3333 | 706.3333
[13 empty] | 30112 | 30112 | GA | SRSO | 975.3333 | 706.3333
[13 empty] | 30113 | 30113 | GA | SRSO | 975.3333 | 706.3333
[13 empty] | 30114 | 30114 | GA | SRSO | 975.3333 | 706.3333
[13 empty] | 30115 | 30115 | GA | SRSO | 975.3333 | 706.3333
[13 empty] | 30116 | 30116 | GA | SRSO | 975.3333 | 706.3333
[13 empty] | 30117 | 30117 | GA | SRSO | 975.3333 | 706.3333
[13 empty] | 30118 | 30118 | GA | SRSO | 975.3333 | 706.3333
[13 empty] | 30119 | 30119 | GA | SRSO | 975.3333 | 706.3333
[13 empty] | 30120 | 30120 | GA | SRSO | 975.3333 | 706.3333
[13 empty] | 30121 | 30121 | GA | SRSO | 975.3333 | 706.3333
[13 empty] | 30122 | 30122 | GA | SRSO | 975.3333 | 706.3333
[13 empty] | 30123 | 30123 | GA | SRSO | 975.3333 | 706.3333
[13 empty] | 30124 | 30124 | GA | SRSO | 975.3333 | 706.3333
[13 empty] | 30125 | 30125 | GA | SRSO | 975.3333 | 706.3333
[13 empty] | 30126 | 30126 | GA | SRSO | 975.3333 | 706.3333
[13 empty] | 30127 | 30127 | GA | SRSO | 975.3333 | 706.3333
[13 empty] | 30129 | 30129 | GA | SRTV | 975.3333 | 706.3333
[13 empty] | 30132 | 30132 | GA | SRSO | 975.3333 | 706.3333
[13 empty] | 30133 | 30133 | GA | SRSO | 975.3333 | 706.3333
[13 empty] | 30134 | 30134 | GA | SRSO | 975.3333 | 706.3333
[13 empty] | 30135 | 30135 | GA | SRSO | 975.3333 | 706.3333
[13 empty] | 30137 | 30137 | GA | SRSO | 975.3333 | 706.3333
[13 empty] | 30138 | 30138 | GA | SRSO | 975.3333 | 706.3333
[13 empty] | 30139 | 30139 | GA | SRTV | 975.3333 | 706.3333
[13 empty] | 30140 | 30140 | GA | SRSO | 975.3333 | 706.3333
[13 empty] | 30141 | 30141 | GA | SRSO | 975.3333 | 706.3333
[13 empty] | 30142 | 30142 | GA | SRSO | 975.3333 | 706.3333
[13 empty] | 30143 | 30143 | GA | SRSO | 975.3333 | 706.3333
[13 empty] | 30144 | 30144 | GA | SRSO | 975.3333 | 706.3333
[13 empty] | 30145 | 30145 | GA | SRSO | 975.3333 | 706.3333
[13 empty] | 30146 | 30146 | GA | SRSO | 975.3333 | 706.3333
[13 empty] | 30147 | 30147 | GA | SRSO | 975.3333 | 706.3333
[13 empty] | 30148 | 30148 | GA | SRSO | 975.3333 | 706.3333
[13 empty] | 30149 | 30149 | GA | SRSO | 975.3333 | 706.3333
[13 empty] | 30150 | 30150 | GA | SRSO | 975.3333 | 706.3333
[13 empty] | 30151 | 30151 | GA | SRSO | 975.3333 | 706.3333
[13 empty] | 30152 | 30152 | GA | SRSO | 975.3333 | 706.3333
[13 empty] | 30153 | 30153 | GA | SRSO | 975.3333 | 706.3333
[13 empty] | 30154 | 30154 | GA | SRSO | 975.3333 | 706.3333
[13 empty] | 30156 | 30156 | GA | SRSO | 975.3333 | 706.3333
[13 empty] | 30157 | 30157 | GA | SRSO | 975.3333 | 706.3333
[13 empty] | 30160 | 30160 | GA | SRSO | 975.3333 | 706.3333
[13 empty] | 30161 | 30161 | GA | SRSO | 975.3333 | 706.3333
[13 empty] | 30162 | 30162 | GA | SRSO | 975.3333 | 706.3333
[13 empty] | 30163 | 30163 | GA | SRSO | 975.3333 | 706.3333
[13 empty] | 30164 | 30164 | GA | SRTV | 975.3333 | 706.3333
[13 empty] | 30165 | 30165 | GA | SRTV | 975.3333 | 706.3333
[13 empty] | 30168 | 30168 | GA | SRSO | 975.3333 | 706.3333
[13 empty] | 30169 | 30169 | GA | SRSO | 975.3333 | 706.3333
[13 empty] | 30170 | 30170 | GA | SRSO | 975.3333 | 706.3333
[13 empty] | 30171 | 30171 | GA | SRSO | 975.3333 | 706.3333
[13 empty] | 30172 | 30172 | GA | SRSO | 975.3333 | 706.3333
[13 empty] | 30173 | 30173 | GA | SRSO | 975.3333 | 706.3333
[13 empty] | 30175 | 30175 | GA | SRSO | 975.3333 | 706.3333
[13 empty] | 30176 | 30176 | GA | SRSO | 975.3333 | 706.3333
[13 empty] | 30177 | 30177 | GA | SRSO | 975.3333 | 706.3333
[13 empty] | 30178 | 30178 | GA | SRSO | 975.3333 | 706.3333
[13 empty] | 30179 | 30179 | GA | SRSO | 975.3333 | 706.3333
[13 empty] | 30180 | 30180 | GA | SRSO | 975.3333 | 706.3333
[13 empty] | 30182 | 30182 | GA | SRSO | 975.3333 | 706.3333
[13 empty] | 30183 | 30183 | GA | SRSO | 975.3333 | 706.3333
[13 empty] | 30184 | 30184 | GA | SRSO | 975.3333 | 706.3333
[13 empty] | 30185 | 30185 | GA | SRSO | 975.3333 | 706.3333
[13 empty] | 30187 | 30187 | GA | SRSO | 975.3333 | 706.3333
[13 empty] | 30188 | 30188 | GA | SRSO | 975.3333 | 706.3333
[13 empty] | 30189 | 30189 | GA | SRSO | 975.3333 | 706.3333
[13 empty] | 30204 | 30204 | GA | SRSO | 975.3333 | 706.3333
[13 empty] | 30205 | 30205 | GA | SRSO | 975.3333 | 706.3333
[13 empty] | 30206 | 30206 | GA | SRSO | 975.3333 | 706.3333
[13 empty] | 30212 | 30212 | GA | SRSO | 975.3333 | 706.3333
[13 empty] | 30213 | 30213 | GA | SRSO | 975.3333 | 706.3333
[13 empty] | 30214 | 30214 | GA | SRSO | 975.3333 | 706.3333
[13 empty] | 30215 | 30215 | GA | SRSO | 975.3333 | 706.3333
[13 empty] | 30216 | 30216 | GA | SRSO | 975.3333 | 706.3333
[13 empty] | 30217 | 30217 | GA | SRSO | 975.3333 | 706.3333
[13 empty] | 30218 | 30218 | GA | SRSO | 975.3333 | 706.3333
[13 empty] | 30219 | 30219 | GA | SRSO | 975.3333 | 706.3333
[13 empty] | 30220 | 30220 | GA | SRSO | 975.3333 | 706.3333
[13 empty] | 30222 | 30222 | GA | SRSO | 975.3333 | 706.3333
[13 empty] | 30223 | 30223 | GA | SRSO | 975.3333 | 706.3333
[13 empty] | 30224 | 30224 | GA | SRSO | 975.3333 | 706.3333
[13 empty] | 30228 | 30228 | GA | SRSO | 975.3333 | 706.3333
[13 empty] | 30229 | 30229 | GA | SRSO | 975.3333 | 706.3333
[13 empty] | 30230 | 30230 | GA | SRSO | 975.3333 | 706.3333
[13 empty] | 30233 | 30233 | GA | SRSO | 975.3333 | 706.3333
[13 empty] | 30234 | 30234 | GA | SRSO | 975.3333 | 706.3333
[13 empty] | 30236 | 30236 | GA | SRSO | 975.3333 | 706.3333
[13 empty] | 30237 | 30237 | GA | SRSO | 975.3333 | 706.3333
[13 empty] | 30238 | 30238 | GA | SRSO | 975.3333 | 706.3333
[13 empty] | 30240 | 30240 | GA | SRSO | 975.3333 | 706.3333
[13 empty] | 30241 | 30241 | GA | SRSO | 975.3333 | 706.3333
[13 empty] | 30248 | 30248 | GA | SRSO | 975.3333 | 706.3333
[13 empty] | 30250 | 30250 | GA | SRSO | 975.3333 | 706.3333
[13 empty] | 30251 | 30251 | GA | SRSO | 975.3333 | 706.3333
[13 empty] | 30252 | 30252 | GA | SRSO | 975.3333 | 706.3333
[13 empty] | 30253 | 30253 | GA | SRSO | 975.3333 | 706.3333
[13 empty] | 30256 | 30256 | GA | SRSO | 975.3333 | 706.3333
[13 empty] | 30257 | 30257 | GA | SRSO | 975.3333 | 706.3333
[13 empty] | 30258 | 30258 | GA | SRSO | 975.3333 | 706.3333
[13 empty] | 30259 | 30259 | GA | SRSO | 975.3333 | 706.3333
[13 empty] | 30260 | 30260 | GA | SRSO | 975.3333 | 706.3333
[13 empty] | 30261 | 30261 | GA | SRSO | 975.3333 | 706.3333
[13 empty] | 30263 | 30263 | GA | SRSO | 975.3333 | 706.3333
[13 empty] | 30264 | 30264 | GA | SRSO | 975.3333 | 706.3333
[13 empty] | 30265 | 30265 | GA | SRSO | 975.3333 | 706.3333
[13 empty] | 30266 | 30266 | GA | SRSO | 975.3333 | 706.3333
[13 empty] | 30268 | 30268 | GA | SRSO | 975.3333 | 706.3333
[13 empty] | 30269 | 30269 | GA | SRSO | 975.3333 | 706.3333
[13 empty] | 30270 | 30270 | GA | SRSO | 975.3333 | 706.3333
[13 empty] | 30271 | 30271 | GA | SRSO | 975.3333 | 706.3333
[13 empty] | 30272 | 30272 | GA | SRSO | 975.3333 | 706.3333
[13 empty] | 30273 | 30273 | GA | SRSO | 975.3333 | 706.3333
[13 empty] | 30274 | 30274 | GA | SRSO | 975.3333 | 706.3333
[13 empty] | 30275 | 30275 | GA | SRSO | 975.3333 | 706.3333
[13 empty] | 30276 | 30276 | GA | SRSO | 975.3333 | 706.3333
[13 empty] | 30277 | 30277 | GA | SRSO | 975.3333 | 706.3333
[13 empty] | 30281 | 30281 | GA | SRSO | 975.3333 | 706.3333
[13 empty] | 30284 | 30284 | GA | SRSO | 975.3333 | 706.3333
[13 empty] | 30285 | 30285 | GA | SRSO | 975.3333 | 706.3333
[13 empty] | 30286 | 30286 | GA | SRSO | 975.3333 | 706.3333
[13 empty] | 30287 | 30287 | GA | SRSO | 975.3333 | 706.3333
[13 empty] | 30288 | 30288 | GA | SRSO | 975.3333 | 706.3333
[13 empty] | 30289 | 30289 | GA | SRSO | 975.3333 | 706.3333
[13 empty] | 30290 | 30290 | GA | SRSO | 975.3333 | 706.3333
[13 empty] | 30291 | 30291 | GA | SRSO | 975.3333 | 706.3333
[13 empty] | 30292 | 30292 | GA | SRSO | 975.3333 | 706.3333
[13 empty] | 30293 | 30293 | GA | SRSO | 975.3333 | 706.3333
[13 empty] | 30294 | 30294 | GA | SRSO | 975.3333 | 706.3333
[13 empty] | 30295 | 30295 | GA | SRSO | 975.3333 | 706.3333
[13 empty] | 30296 | 30296 | GA | SRSO | 975.3333 | 706.3333
[13 empty] | 30297 | 30297 | GA | SRSO | 975.3333 | 706.3333
[13 empty] | 30298 | 30298 | GA | SRSO | 975.3333 | 706.3333
[13 empty] | 30301 | 30301 | GA | SRSO | 1256.6667 | 463
[13 empty] | 30302 | 30302 | GA | SRSO | 1256.6667 | 463
[13 empty] | 30303 | 30303 | GA | SRSO | 1256.6667 | 463
[13 empty] | 30304 | 30304 | GA | SRSO | 1256.6667 | 463
[13 empty] | 30305 | 30305 | GA | SRSO | 1256.6667 | 463
[13 empty] | 30306 | 30306 | GA | SRSO | 1256.6667 | 463
[13 empty] | 30307 | 30307 | GA | SRSO | 1256.6667 | 463
[13 empty] | 30308 | 30308 | GA | SRSO | 1256.6667 | 463
[13 empty] | 30309 | 30309 | GA | SRSO | 1256.6667 | 463
[13 empty] | 30310 | 30310 | GA | SRSO | 1256.6667 | 463
[13 empty] | 30311 | 30311 | GA | SRSO | 1256.6667 | 463
[13 empty] | 30312 | 30312 | GA | SRSO | 1256.6667 | 463
[13 empty] | 30313 | 30313 | GA | SRSO | 1256.6667 | 463
[13 empty] | 30314 | 30314 | GA | SRSO | 1256.6667 | 463
[13 empty] | 30315 | 30315 | GA | SRSO | 1256.6667 | 463
[13 empty] | 30316 | 30316 | GA | SRSO | 1256.6667 | 463
[13 empty] | 30317 | 30317 | GA | SRSO | 1256.6667 | 463
[13 empty] | 30318 | 30318 | GA | SRSO | 1256.6667 | 463
[13 empty] | 30319 | 30319 | GA | SRSO | 1256.6667 | 463
[13 empty] | 30320 | 30320 | GA | SRSO | 1256.6667 | 463
[13 empty] | 30321 | 30321 | GA | SRSO | 1256.6667 | 463
[13 empty] | 30322 | 30322 | GA | SRSO | 1256.6667 | 463
[13 empty] | 30324 | 30324 | GA | SRSO | 1256.6667 | 463
[13 empty] | 30325 | 30325 | GA | SRSO | 1256.6667 | 463
[13 empty] | 30326 | 30326 | GA | SRSO | 1256.6667 | 463
[13 empty] | 30327 | 30327 | GA | SRSO | 1256.6667 | 463
[13 empty] | 30328 | 30328 | GA | SRSO | 1256.6667 | 463
[13 empty] | 30329 | 30329 | GA | SRSO | 1256.6667 | 463
[13 empty] | 30330 | 30330 | GA | SRSO | 1256.6667 | 463
[13 empty] | 30331 | 30331 | GA | SRSO | 1256.6667 | 463
[13 empty] | 30332 | 30332 | GA | SRSO | 1256.6667 | 463
[13 empty] | 30333 | 30333 | GA | SRSO | 1256.6667 | 463
[13 empty] | 30334 | 30334 | GA | SRSO | 1256.6667 | 463
[13 empty] | 30336 | 30336 | GA | SRSO | 1256.6667 | 463
[13 empty] | 30337 | 30337 | GA | SRSO | 1256.6667 | 463
[13 empty] | 30338 | 30338 | GA | SRSO | 1256.6667 | 463
[13 empty] | 30339 | 30339 | GA | SRSO | 1256.6667 | 463
[13 empty] | 30340 | 30340 | GA | SRSO | 1256.6667 | 463
[13 empty] | 30341 | 30341 | GA | SRSO | 1256.6667 | 463
[13 empty] | 30342 | 30342 | GA | SRSO | 1256.6667 | 463
[13 empty] | 30343 | 30343 | GA | SRSO | 1256.6667 | 463
[13 empty] | 30344 | 30344 | GA | SRSO | 1256.6667 | 463
[13 empty] | 30345 | 30345 | GA | SRSO | 1256.6667 | 463
[13 empty] | 30346 | 30346 | GA | SRSO | 1256.6667 | 463
[13 empty] | 30347 | 30347 | GA | SRSO | 1256.6667 | 463
[13 empty] | 30348 | 30348 | GA | SRSO | 1256.6667 | 463
[13 empty] | 30349 | 30349 | GA | SRSO | 1256.6667 | 463
[13 empty] | 30350 | 30350 | GA | SRSO | 1256.6667 | 463
[13 empty] | 30353 | 30353 | GA | SRSO | 1256.6667 | 463
[13 empty] | 30354 | 30354 | GA | SRSO | 1256.6667 | 463
[13 empty] | 30355 | 30355 | GA | SRSO | 1256.6667 | 463
[13 empty] | 30356 | 30356 | GA | SRSO | 1256.6667 | 463
[13 empty] | 30357 | 30357 | GA | SRSO | 1256.6667 | 463
[13 empty] | 30358 | 30358 | GA | SRSO | 1256.6667 | 463
[13 empty] | 30359 | 30359 | GA | SRSO | 1256.6667 | 463
[13 empty] | 30360 | 30360 | GA | SRSO | 1256.6667 | 463
[13 empty] | 30361 | 30361 | GA | SRSO | 1256.6667 | 463
[13 empty] | 30362 | 30362 | GA | SRSO | 1256.6667 | 463
[13 empty] | 30363 | 30363 | GA | SRSO | 1256.6667 | 463
[13 empty] | 30364 | 30364 | GA | SRSO | 1256.6667 | 463
[13 empty] | 30366 | 30366 | GA | SRSO | 1256.6667 | 463
[13 empty] | 30368 | 30368 | GA | SRSO | 1256.6667 | 463
[13 empty] | 30369 | 30369 | GA | SRSO | 1256.6667 | 463
[13 empty] | 30370 | 30370 | GA | SRSO | 1256.6667 | 463
[13 empty] | 30371 | 30371 | GA | SRSO | 1256.6667 | 463
[13 empty] | 30374 | 30374 | GA | SRSO | 1256.6667 | 463
[13 empty] | 30375 | 30375 | GA | SRSO | 1256.6667 | 463
[13 empty] | 30376 | 30376 | GA | SRSO | 1256.6667 | 463
[13 empty] | 30377 | 30377 | GA | SRSO | 1256.6667 | 463
[13 empty] | 30378 | 30378 | GA | SRSO | 1256.6667 | 463
[13 empty] | 30379 | 30379 | GA | SRSO | 1256.6667 | 463
[13 empty] | 30380 | 30380 | GA | SRSO | 1256.6667 | 463
[13 empty] | 30384 | 30384 | GA | SRSO | 1256.6667 | 463
[13 empty] | 30385 | 30385 | GA | SRSO | 1256.6667 | 463
[13 empty] | 30388 | 30388 | GA | SRSO | 1256.6667 | 463
[13 empty] | 30390 | 30390 | GA | SRSO | 1256.6667 | 463
[13 empty] | 30392 | 30392 | GA | SRSO | 1256.6667 | 463
[13 empty] | 30394 | 30394 | GA | SRSO | 1256.6667 | 463
[13 empty] | 30396 | 30396 | GA | SRSO | 1256.6667 | 463
[13 empty] | 30398 | 30398 | GA | SRSO | 1256.6667 | 463
[13 empty] | 30401 | 30401 | GA | SRSO | 1256.6667 | 463
[13 empty] | 30410 | 30410 | GA | SRSO | 1256.6667 | 463
[13 empty] | 30411 | 30411 | GA | SRSO | 1256.6667 | 463
[13 empty] | 30412 | 30412 | GA | SRSO | 1256.6667 | 463
[13 empty] | 30413 | 30413 | GA | SRSO | 1256.6667 | 463
[13 empty] | 30414 | 30414 | GA | SRSO | 1256.6667 | 463
[13 empty] | 30415 | 30415 | GA | SRSO | 1256.6667 | 463
[13 empty] | 30417 | 30417 | GA | SRSO | 1256.6667 | 463
[13 empty] | 30420 | 30420 | GA | SRSO | 1256.6667 | 463
[13 empty] | 30421 | 30421 | GA | SRSO | 1256.6667 | 463
[13 empty] | 30423 | 30423 | GA | SRSO | 1256.6667 | 463
[13 empty] | 30424 | 30424 | GA | SRSO | 1256.6667 | 463
[13 empty] | 30425 | 30425 | GA | SRSO | 1256.6667 | 463
[13 empty] | 30426 | 30426 | GA | SRSO | 1256.6667 | 463
[13 empty] | 30427 | 30427 | GA | SRSO | 1256.6667 | 463
[13 empty] | 30428 | 30428 | GA | SRSO | 1256.6667 | 463
[13 empty] | 30429 | 30429 | GA | SRSO | 1256.6667 | 463
[13 empty] | 30434 | 30434 | GA | SRSO | 1256.6667 | 463
[13 empty] | 30436 | 30436 | GA | SRSO | 1256.6667 | 463
[13 empty] | 30438 | 30438 | GA | SRSO | 1256.6667 | 463
[13 empty] | 30439 | 30439 | GA | SRSO | 1256.6667 | 463
[13 empty] | 30441 | 30441 | GA | SRSO | 1256.6667 | 463
[13 empty] | 30442 | 30442 | GA | SRSO | 1256.6667 | 463
[13 empty] | 30445 | 30445 | GA | SRSO | 1256.6667 | 463
[13 empty] | 30446 | 30446 | GA | SRSO | 1256.6667 | 463
[13 empty] | 30447 | 30447 | GA | SRSO | 1256.6667 | 463
[13 empty] | 30448 | 30448 | GA | SRSO | 1256.6667 | 463
[13 empty] | 30449 | 30449 | GA | SRSO | 1256.6667 | 463
[13 empty] | 30450 | 30450 | GA | SRSO | 1256.6667 | 463
[13 empty] | 30451 | 30451 | GA | SRSO | 1256.6667 | 463
[13 empty] | 30452 | 30452 | GA | SRSO | 1256.6667 | 463
[13 empty] | 30453 | 30453 | GA | SRSO | 1256.6667 | 463
[13 empty] | 30454 | 30454 | GA | SRSO | 1256.6667 | 463
[13 empty] | 30455 | 30455 | GA | SRSO | 1256.6667 | 463
[13 empty] | 30456 | 30456 | GA | SRSO | 1256.6667 | 463
[13 empty] | 30457 | 30457 | GA | SRSO | 1256.6667 | 463
[13 empty] | 30458 | 30458 | GA | SRSO | 1256.6667 | 463
[13 empty] | 30459 | 30459 | GA | SRSO | 1256.6667 | 463
[13 empty] | 30460 | 30460 | GA | SRSO | 1256.6667 | 463
[13 empty] | 30461 | 30461 | GA | SRSO | 1256.6667 | 463
[13 empty] | 30464 | 30464 | GA | SRSO | 1256.6667 | 463
[13 empty] | 30467 | 30467 | GA | SRSO | 1256.6667 | 463
[13 empty] | 30470 | 30470 | GA | SRSO | 1256.6667 | 463
[13 empty] | 30471 | 30471 | GA | SRSO | 1256.6667 | 463
[13 empty] | 30473 | 30473 | GA | SRSO | 1256.6667 | 463
[13 empty] | 30474 | 30474 | GA | SRSO | 1256.6667 | 463
[13 empty] | 30475 | 30475 | GA | SRSO | 1256.6667 | 463
[13 empty] | 30477 | 30477 | GA | SRSO | 1256.6667 | 463
[13 empty] | 30499 | 30499 | GA | SRSO | 1256.6667 | 463
[13 empty] | 30501 | 30501 | GA | SRSO | 1256.6667 | 463
[13 empty] | 30502 | 30502 | GA | SRSO | 1256.6667 | 463
[13 empty] | 30503 | 30503 | GA | SRSO | 1256.6667 | 463
[13 empty] | 30504 | 30504 | GA | SRSO | 1256.6667 | 463
[13 empty] | 30506 | 30506 | GA | SRSO | 1256.6667 | 463
[13 empty] | 30507 | 30507 | GA | SRSO | 1256.6667 | 463
[13 empty] | 30510 | 30510 | GA | SRSO | 1256.6667 | 463
[13 empty] | 30511 | 30511 | GA | SRSO | 1256.6667 | 463
[13 empty] | 30512 | 30512 | GA | SRTV | 1256.6667 | 463
[13 empty] | 30513 | 30513 | GA | SRTV | 1256.6667 | 463
[13 empty] | 30514 | 30514 | GA | SRTV | 1256.6667 | 463
[13 empty] | 30515 | 30515 | GA | SRSO | 1256.6667 | 463
[13 empty] | 30516 | 30516 | GA | SRSO | 1256.6667 | 463
[13 empty] | 30517 | 30517 | GA | SRSO | 1256.6667 | 463
[13 empty] | 30518 | 30518 | GA | SRSO | 1256.6667 | 463
[13 empty] | 30519 | 30519 | GA | SRSO | 1256.6667 | 463
[13 empty] | 30520 | 30520 | GA | SRSO | 1256.6667 | 463
[13 empty] | 30521 | 30521 | GA | SRSO | 1256.6667 | 463
[13 empty] | 30522 | 30522 | GA | SRTV | 1256.6667 | 463
[13 empty] | 30523 | 30523 | GA | SRSO | 1256.6667 | 463
[13 empty] | 30525 | 30525 | GA | SRTV | 1256.6667 | 463
[13 empty] | 30527 | 30527 | GA | SRSO | 1256.6667 | 463
[13 empty] | 30528 | 30528 | GA | SRSO | 1256.6667 | 463
[13 empty] | 30529 | 30529 | GA | SRSO | 1256.6667 | 463
[13 empty] | 30530 | 30530 | GA | SRSO | 1256.6667 | 463
[13 empty] | 30531 | 30531 | GA | SRSO | 1256.6667 | 463
[13 empty] | 30533 | 30533 | GA | SRTV | 1256.6667 | 463
[13 empty] | 30534 | 30534 | GA | SRSO | 1256.6667 | 463
[13 empty] | 30535 | 30535 | GA | SRSO | 1256.6667 | 463
[13 empty] | 30536 | 30536 | GA | SRTV | 1256.6667 | 463
[13 empty] | 30537 | 30537 | GA | SRTV | 1256.6667 | 463
[13 empty] | 30538 | 30538 | GA | SRSO | 1256.6667 | 463
[13 empty] | 30539 | 30539 | GA | SRTV | 1256.6667 | 463
[13 empty] | 30540 | 30540 | GA | SRTV | 1256.6667 | 463
[13 empty] | 30541 | 30541 | GA | SRTV | 1256.6667 | 463
[13 empty] | 30542 | 30542 | GA | SRSO | 1256.6667 | 463
[13 empty] | 30543 | 30543 | GA | SRSO | 1256.6667 | 463
[13 empty] | 30544 | 30544 | GA | SRSO | 1256.6667 | 463
[13 empty] | 30545 | 30545 | GA | SRSO | 1256.6667 | 463
[13 empty] | 30546 | 30546 | GA | SRTV | 1256.6667 | 463
[13 empty] | 30547 | 30547 | GA | SRSO | 1256.6667 | 463
[13 empty] | 30548 | 30548 | GA | SRSO | 1256.6667 | 463
[13 empty] | 30549 | 30549 | GA | SRSO | 1256.6667 | 463
[13 empty] | 30552 | 30552 | GA | SRSO | 1256.6667 | 463
[13 empty] | 30553 | 30553 | GA | SRSO | 1256.6667 | 463
[13 empty] | 30554 | 30554 | GA | SRSO | 1256.6667 | 463
[13 empty] | 30555 | 30555 | GA | SRTV | 1256.6667 | 463
[13 empty] | 30557 | 30557 | GA | SRSO | 1256.6667 | 463
[13 empty] | 30558 | 30558 | GA | SRSO | 1256.6667 | 463
[13 empty] | 30559 | 30559 | GA | SRTV | 1256.6667 | 463
[13 empty] | 30560 | 30560 | GA | SRTV | 1256.6667 | 463
[13 empty] | 30562 | 30562 | GA | SRTV | 1256.6667 | 463
[13 empty] | 30563 | 30563 | GA | SRSO | 1256.6667 | 463
[13 empty] | 30564 | 30564 | GA | SRSO | 1256.6667 | 463
[13 empty] | 30565 | 30565 | GA | SRSO | 1256.6667 | 463
[13 empty] | 30566 | 30566 | GA | SRSO | 1256.6667 | 463
[13 empty] | 30567 | 30567 | GA | SRSO | 1256.6667 | 463
[13 empty] | 30568 | 30568 | GA | SRTV | 1256.6667 | 463
[13 empty] | 30571 | 30571 | GA | SRSO | 1256.6667 | 463
[13 empty] | 30572 | 30572 | GA | SRTV | 1256.6667 | 463
[13 empty] | 30573 | 30573 | GA | SRSO | 1256.6667 | 463
[13 empty] | 30575 | 30575 | GA | SRSO | 1256.6667 | 463
[13 empty] | 30576 | 30576 | GA | SRTV | 1256.6667 | 463
[13 empty] | 30577 | 30577 | GA | SRSO | 1256.6667 | 463
[13 empty] | 30580 | 30580 | GA | SRSO | 1256.6667 | 463
[13 empty] | 30581 | 30581 | GA | SRTV | 1256.6667 | 463
[13 empty] | 30582 | 30582 | GA | SRTV | 1256.6667 | 463
[13 empty] | 30597 | 30597 | GA | SRSO | 1256.6667 | 463
[13 empty] | 30598 | 30598 | GA | SRSO | 1256.6667 | 463
[13 empty] | 30599 | 30599 | GA | SRSO | 1256.6667 | 463
[13 empty] | 30601 | 30601 | GA | SRSO | 1256.6667 | 463
[13 empty] | 30602 | 30602 | GA | SRSO | 1256.6667 | 463
[13 empty] | 30603 | 30603 | GA | SRSO | 1256.6667 | 463
[13 empty] | 30604 | 30604 | GA | SRSO | 1256.6667 | 463
[13 empty] | 30605 | 30605 | GA | SRSO | 1256.6667 | 463
[13 empty] | 30606 | 30606 | GA | SRSO | 1256.6667 | 463
[13 empty] | 30607 | 30607 | GA | SRSO | 1256.6667 | 463
[13 empty] | 30608 | 30608 | GA | SRSO | 1256.6667 | 463
[13 empty] | 30609 | 30609 | GA | SRSO | 1256.6667 | 463
[13 empty] | 30612 | 30612 | GA | SRSO | 1256.6667 | 463
[13 empty] | 30619 | 30619 | GA | SRSO | 1256.6667 | 463
[13 empty] | 30620 | 30620 | GA | SRSO | 1256.6667 | 463
[13 empty] | 30621 | 30621 | GA | SRSO | 1256.6667 | 463
[13 empty] | 30622 | 30622 | GA | SRSO | 1256.6667 | 463
[13 empty] | 30623 | 30623 | GA | SRSO | 1256.6667 | 463
[13 empty] | 30624 | 30624 | GA | SRSO | 1256.6667 | 463
[13 empty] | 30625 | 30625 | GA | SRSO | 1256.6667 | 463
[13 empty] | 30627 | 30627 | GA | SRSO | 1256.6667 | 463
[13 empty] | 30628 | 30628 | GA | SRSO | 1256.6667 | 463
[13 empty] | 30629 | 30629 | GA | SRSO | 1256.6667 | 463
[13 empty] | 30630 | 30630 | GA | SRSO | 1256.6667 | 463
[13 empty] | 30631 | 30631 | GA | SRSO | 1256.6667 | 463
[13 empty] | 30633 | 30633 | GA | SRSO | 1256.6667 | 463
[13 empty] | 30634 | 30634 | GA | SRSO | 1256.6667 | 463
[13 empty] | 30635 | 30635 | GA | SRSO | 1256.6667 | 463
[13 empty] | 30638 | 30638 | GA | SRSO | 1256.6667 | 463
[13 empty] | 30639 | 30639 | GA | SRSO | 1256.6667 | 463
[13 empty] | 30641 | 30641 | GA | SRSO | 1256.6667 | 463
[13 empty] | 30642 | 30642 | GA | SRSO | 1256.6667 | 463
[13 empty] | 30643 | 30643 | GA | SRSO | 1256.6667 | 463
[13 empty] | 30645 | 30645 | GA | SRSO | 1256.6667 | 463
[13 empty] | 30646 | 30646 | GA | SRSO | 1256.6667 | 463
[13 empty] | 30647 | 30647 | GA | SRSO | 1256.6667 | 463
[13 empty] | 30648 | 30648 | GA | SRSO | 1256.6667 | 463
[13 empty] | 30650 | 30650 | GA | SRSO | 1256.6667 | 463
[13 empty] | 30655 | 30655 | GA | SRSO | 1256.6667 | 463
[13 empty] | 30656 | 30656 | GA | SRSO | 1256.6667 | 463
[13 empty] | 30660 | 30660 | GA | SRSO | 1256.6667 | 463
[13 empty] | 30662 | 30662 | GA | SRSO | 1256.6667 | 463
[13 empty] | 30663 | 30663 | GA | SRSO | 1256.6667 | 463
[13 empty] | 30664 | 30664 | GA | SRSO | 1256.6667 | 463
[13 empty] | 30665 | 30665 | GA | SRSO | 1256.6667 | 463
[13 empty] | 30666 | 30666 | GA | SRSO | 1256.6667 | 463
[13 empty] | 30667 | 30667 | GA | SRSO | 1256.6667 | 463
[13 empty] | 30668 | 30668 | GA | SRSO | 1256.6667 | 463
[13 empty] | 30669 | 30669 | GA | SRSO | 1256.6667 | 463
[13 empty] | 30671 | 30671 | GA | SRSO | 1256.6667 | 463
[13 empty] | 30673 | 30673 | GA | SRSO | 1256.6667 | 463
[13 empty] | 30677 | 30677 | GA | SRSO | 1256.6667 | 463
[13 empty] | 30678 | 30678 | GA | SRSO | 1256.6667 | 463
[13 empty] | 30680 | 30680 | GA | SRSO | 1256.6667 | 463
[13 empty] | 30683 | 30683 | GA | SRSO | 1256.6667 | 463
[13 empty] | 30701 | 30701 | GA | SRTV | 1256.6667 | 463
[13 empty] | 30703 | 30703 | GA | SRTV | 1256.6667 | 463
[13 empty] | 30705 | 30705 | GA | SRTV | 1256.6667 | 463
[13 empty] | 30707 | 30707 | GA | SRTV | 1256.6667 | 463
[13 empty] | 30708 | 30708 | GA | SRTV | 1256.6667 | 463
[13 empty] | 30710 | 30710 | GA | SRTV | 1256.6667 | 463
[13 empty] | 30711 | 30711 | GA | SRTV | 1256.6667 | 463
[13 empty] | 30719 | 30719 | GA | SRTV | 1256.6667 | 463
[13 empty] | 30720 | 30720 | GA | SRTV | 1256.6667 | 463
[13 empty] | 30721 | 30721 | GA | SRTV | 1256.6667 | 463
[13 empty] | 30722 | 30722 | GA | SRTV | 1256.6667 | 463
[13 empty] | 30724 | 30724 | GA | SRTV | 1256.6667 | 463
[13 empty] | 30725 | 30725 | GA | SRTV | 1256.6667 | 463
[13 empty] | 30726 | 30726 | GA | SRTV | 1256.6667 | 463
[13 empty] | 30728 | 30728 | GA | SRTV | 1256.6667 | 463
[13 empty] | 30730 | 30730 | GA | SRTV | 1256.6667 | 463
[13 empty] | 30731 | 30731 | GA | SRTV | 1256.6667 | 463
[13 empty] | 30732 | 30732 | GA | SRTV | 1256.6667 | 463
[13 empty] | 30733 | 30733 | GA | SRTV | 1256.6667 | 463
[13 empty] | 30734 | 30734 | GA | SRTV | 1256.6667 | 463
[13 empty] | 30735 | 30735 | GA | SRTV | 1256.6667 | 463
[13 empty] | 30736 | 30736 | GA | SRTV | 1256.6667 | 463
[13 empty] | 30738 | 30738 | GA | SRTV | 1256.6667 | 463
[13 empty] | 30739 | 30739 | GA | SRTV | 1256.6667 | 463
[13 empty] | 30740 | 30740 | GA | SRTV | 1256.6667 | 463
[13 empty] | 30741 | 30741 | GA | SRTV | 1256.6667 | 463
[13 empty] | 30742 | 30742 | GA | SRTV | 1256.6667 | 463
[13 empty] | 30746 | 30746 | GA | SRTV | 1256.6667 | 463
[13 empty] | 30747 | 30747 | GA | SRTV | 1256.6667 | 463
[13 empty] | 30750 | 30750 | GA | SRTV | 1256.6667 | 463
[13 empty] | 30751 | 30751 | GA | SRTV | 1256.6667 | 463
[13 empty] | 30752 | 30752 | GA | SRTV | 1256.6667 | 463
[13 empty] | 30753 | 30753 | GA | SRTV | 1256.6667 | 463
[13 empty] | 30755 | 30755 | GA | SRTV | 1256.6667 | 463
[13 empty] | 30756 | 30756 | GA | SRTV | 1256.6667 | 463
[13 empty] | 30757 | 30757 | GA | SRTV | 1256.6667 | 463
[13 empty] | 30802 | 30802 | GA | SRSO | 1256.6667 | 463
[13 empty] | 30803 | 30803 | GA | SRSO | 1256.6667 | 463
[13 empty] | 30805 | 30805 | GA | SRSO | 1256.6667 | 463
[13 empty] | 30806 | 30806 | GA | SRSO | 1256.6667 | 463
[13 empty] | 30807 | 30807 | GA | SRSO | 1256.6667 | 463
[13 empty] | 30808 | 30808 | GA | SRSO | 1256.6667 | 463
[13 empty] | 30809 | 30809 | GA | SRSO | 1256.6667 | 463
[13 empty] | 30810 | 30810 | GA | SRSO | 1256.6667 | 463
[13 empty] | 30811 | 30811 | GA | SRSO | 1256.6667 | 463
[13 empty] | 30812 | 30812 | GA | SRSO | 1256.6667 | 463
[13 empty] | 30813 | 30813 | GA | SRSO | 1256.6667 | 463
[13 empty] | 30814 | 30814 | GA | SRSO | 1256.6667 | 463
[13 empty] | 30815 | 30815 | GA | SRSO | 1256.6667 | 463
[13 empty] | 30816 | 30816 | GA | SRSO | 1256.6667 | 463
[13 empty] | 30817 | 30817 | GA | SRSO | 1256.6667 | 463
[13 empty] | 30818 | 30818 | GA | SRSO | 1256.6667 | 463
[13 empty] | 30819 | 30819 | GA | SRSO | 1256.6667 | 463
[13 empty] | 30820 | 30820 | GA | SRSO | 1256.6667 | 463
[13 empty] | 30821 | 30821 | GA | SRSO | 1256.6667 | 463
[13 empty] | 30822 | 30822 | GA | SRSO | 1256.6667 | 463
[13 empty] | 30823 | 30823 | GA | SRSO | 1256.6667 | 463
[13 empty] | 30824 | 30824 | GA | SRSO | 1256.6667 | 463
[13 empty] | 30828 | 30828 | GA | SRSO | 1256.6667 | 463
[13 empty] | 30830 | 30830 | GA | SRSO | 1256.6667 | 463
[13 empty] | 30833 | 30833 | GA | SRSO | 1256.6667 | 463
[13 empty] | 30901 | 30901 | GA | SRSO | 1256.6667 | 463
[13 empty] | 30903 | 30903 | GA | SRSO | 1256.6667 | 463
[13 empty] | 30904 | 30904 | GA | SRSO | 1256.6667 | 463
[13 empty] | 30905 | 30905 | GA | SRSO | 1256.6667 | 463
[13 empty] | 30906 | 30906 | GA | SRSO | 1256.6667 | 463
[13 empty] | 30907 | 30907 | GA | SRSO | 1256.6667 | 463
[13 empty] | 30909 | 30909 | GA | SRSO | 1256.6667 | 463
[13 empty] | 30912 | 30912 | GA | SRSO | 1256.6667 | 463
[13 empty] | 30914 | 30914 | GA | SRSO | 1256.6667 | 463
[13 empty] | 30916 | 30916 | GA | SRSO | 1256.6667 | 463
[13 empty] | 30917 | 30917 | GA | SRSO | 1256.6667 | 463
[13 empty] | 30919 | 30919 | GA | SRSO | 1256.6667 | 463
[13 empty] | 30999 | 30999 | GA | SRSO | 1256.6667 | 463
[13 empty] | 31001 | 31001 | GA | SRSO | 1256.6667 | 463
[13 empty] | 31002 | 31002 | GA | SRSO | 1256.6667 | 463
[13 empty] | 31003 | 31003 | GA | SRSO | 1256.6667 | 463
[13 empty] | 31004 | 31004 | GA | SRSO | 1256.6667 | 463
[13 empty] | 31005 | 31005 | GA | SRSO | 1256.6667 | 463
[13 empty] | 31006 | 31006 | GA | SRSO | 1256.6667 | 463
[13 empty] | 31007 | 31007 | GA | SRSO | 1256.6667 | 463
[13 empty] | 31008 | 31008 | GA | SRSO | 1256.6667 | 463
[13 empty] | 31009 | 31009 | GA | SRSO | 1256.6667 | 463
[13 empty] | 31010 | 31010 | GA | SRSO | 1256.6667 | 463
[13 empty] | 31011 | 31011 | GA | SRSO | 1256.6667 | 463
[13 empty] | 31012 | 31012 | GA | SRSO | 1256.6667 | 463
[13 empty] | 31013 | 31013 | GA | SRSO | 1256.6667 | 463
[13 empty] | 31014 | 31014 | GA | SRSO | 1256.6667 | 463
[13 empty] | 31015 | 31015 | GA | SRSO | 1256.6667 | 463
[13 empty] | 31016 | 31016 | GA | SRSO | 1256.6667 | 463
[13 empty] | 31017 | 31017 | GA | SRSO | 1256.6667 | 463
[13 empty] | 31018 | 31018 | GA | SRSO | 1256.6667 | 463
[13 empty] | 31019 | 31019 | GA | SRSO | 1256.6667 | 463
[13 empty] | 31020 | 31020 | GA | SRSO | 1256.6667 | 463
[13 empty] | 31021 | 31021 | GA | SRSO | 1256.6667 | 463
[13 empty] | 31022 | 31022 | GA | SRSO | 1256.6667 | 463
[13 empty] | 31023 | 31023 | GA | SRSO | 1256.6667 | 463
[13 empty] | 31024 | 31024 | GA | SRSO | 1256.6667 | 463
[13 empty] | 31025 | 31025 | GA | SRSO | 1256.6667 | 463
[13 empty] | 31026 | 31026 | GA | SRSO | 1256.6667 | 463
[13 empty] | 31027 | 31027 | GA | SRSO | 1256.6667 | 463
[13 empty] | 31028 | 31028 | GA | SRSO | 1256.6667 | 463
[13 empty] | 31029 | 31029 | GA | SRSO | 1256.6667 | 463
[13 empty] | 31030 | 31030 | GA | SRSO | 1256.6667 | 463
[13 empty] | 31031 | 31031 | GA | SRSO | 1256.6667 | 463
[13 empty] | 31032 | 31032 | GA | SRSO | 1256.6667 | 463
[13 empty] | 31033 | 31033 | GA | SRSO | 1256.6667 | 463
[13 empty] | 31034 | 31034 | GA | SRSO | 1256.6667 | 463
[13 empty] | 31035 | 31035 | GA | SRSO | 1256.6667 | 463
[13 empty] | 31036 | 31036 | GA | SRSO | 1256.6667 | 463
[13 empty] | 31037 | 31037 | GA | SRSO | 1256.6667 | 463
[13 empty] | 31038 | 31038 | GA | SRSO | 1256.6667 | 463
[13 empty] | 31039 | 31039 | GA | SRSO | 1256.6667 | 463
[13 empty] | 31040 | 31040 | GA | SRSO | 1256.6667 | 463
[13 empty] | 31041 | 31041 | GA | SRSO | 1256.6667 | 463
[13 empty] | 31042 | 31042 | GA | SRSO | 1256.6667 | 463
[13 empty] | 31044 | 31044 | GA | SRSO | 1256.6667 | 463
[13 empty] | 31045 | 31045 | GA | SRSO | 1256.6667 | 463
[13 empty] | 31046 | 31046 | GA | SRSO | 1256.6667 | 463
[13 empty] | 31047 | 31047 | GA | SRSO | 1256.6667 | 463
[13 empty] | 31049 | 31049 | GA | SRSO | 1256.6667 | 463
[13 empty] | 31050 | 31050 | GA | SRSO | 1256.6667 | 463
[13 empty] | 31051 | 31051 | GA | SRSO | 1256.6667 | 463
[13 empty] | 31052 | 31052 | GA | SRSO | 1256.6667 | 463
[13 empty] | 31054 | 31054 | GA | SRSO | 1256.6667 | 463
[13 empty] | 31055 | 31055 | GA | SRSO | 1256.6667 | 463
[13 empty] | 31057 | 31057 | GA | SRSO | 1256.6667 | 463
[13 empty] | 31058 | 31058 | GA | SRSO | 1256.6667 | 463
[13 empty] | 31059 | 31059 | GA | SRSO | 1256.6667 | 463
[13 empty] | 31060 | 31060 | GA | SRSO | 1256.6667 | 463
[13 empty] | 31061 | 31061 | GA | SRSO | 1256.6667 | 463
[13 empty] | 31062 | 31062 | GA | SRSO | 1256.6667 | 463
[13 empty] | 31063 | 31063 | GA | SRSO | 1256.6667 | 463
[13 empty] | 31064 | 31064 | GA | SRSO | 1256.6667 | 463
[13 empty] | 31065 | 31065 | GA | SRSO | 1256.6667 | 463
[13 empty] | 31066 | 31066 | GA | SRSO | 1256.6667 | 463
[13 empty] | 31067 | 31067 | GA | SRSO | 1256.6667 | 463
[13 empty] | 31068 | 31068 | GA | SRSO | 1256.6667 | 463
[13 empty] | 31069 | 31069 | GA | SRSO | 1256.6667 | 463
[13 empty] | 31070 | 31070 | GA | SRSO | 1256.6667 | 463
[13 empty] | 31071 | 31071 | GA | SRSO | 1256.6667 | 463
[13 empty] | 31072 | 31072 | GA | SRSO | 1256.6667 | 463
[13 empty] | 31075 | 31075 | GA | SRSO | 1256.6667 | 463
[13 empty] | 31076 | 31076 | GA | SRSO | 1256.6667 | 463
[13 empty] | 31077 | 31077 | GA | SRSO | 1256.6667 | 463
[13 empty] | 31078 | 31078 | GA | SRSO | 1256.6667 | 463
[13 empty] | 31079 | 31079 | GA | SRSO | 1256.6667 | 463
[13 empty] | 31081 | 31081 | GA | SRSO | 1256.6667 | 463
[13 empty] | 31082 | 31082 | GA | SRSO | 1256.6667 | 463
[13 empty] | 31083 | 31083 | GA | SRSO | 1256.6667 | 463
[13 empty] | 31084 | 31084 | GA | SRSO | 1256.6667 | 463
[13 empty] | 31085 | 31085 | GA | SRSO | 1256.6667 | 463
[13 empty] | 31086 | 31086 | GA | SRSO | 1256.6667 | 463
[13 empty] | 31087 | 31087 | GA | SRSO | 1256.6667 | 463
[13 empty] | 31088 | 31088 | GA | SRSO | 1256.6667 | 463
[13 empty] | 31089 | 31089 | GA | SRSO | 1256.6667 | 463
[13 empty] | 31090 | 31090 | GA | SRSO | 1256.6667 | 463
[13 empty] | 31091 | 31091 | GA | SRSO | 1256.6667 | 463
[13 empty] | 31092 | 31092 | GA | SRSO | 1256.6667 | 463
[13 empty] | 31093 | 31093 | GA | SRSO | 1256.6667 | 463
[13 empty] | 31094 | 31094 | GA | SRSO | 1256.6667 | 463
[13 empty] | 31095 | 31095 | GA | SRSO | 1256.6667 | 463
[13 empty] | 31096 | 31096 | GA | SRSO | 1256.6667 | 463
[13 empty] | 31097 | 31097 | GA | SRSO | 1256.6667 | 463
[13 empty] | 31098 | 31098 | GA | SRSO | 1256.6667 | 463
[13 empty] | 31099 | 31099 | GA | SRSO | 1256.6667 | 463
[13 empty] | 31106 | 31106 | GA | SRSO | 1256.6667 | 463
[13 empty] | 31107 | 31107 | GA | SRSO | 1256.6667 | 463
[13 empty] | 31119 | 31119 | GA | SRSO | 1256.6667 | 463
[13 empty] | 31126 | 31126 | GA | SRSO | 1256.6667 | 463
[13 empty] | 31131 | 31131 | GA | SRSO | 1256.6667 | 463
[13 empty] | 31136 | 31136 | GA | SRSO | 1256.6667 | 463
[13 empty] | 31139 | 31139 | GA | SRSO | 1256.6667 | 463
[13 empty] | 31141 | 31141 | GA | SRSO | 1256.6667 | 463
[13 empty] | 31144 | 31144 | GA | SRSO | 1256.6667 | 463
[13 empty] | 31145 | 31145 | GA | SRSO | 1256.6667 | 463
[13 empty] | 31146 | 31146 | GA | SRSO | 1256.6667 | 463
[13 empty] | 31150 | 31150 | GA | SRSO | 1256.6667 | 463
[13 empty] | 31156 | 31156 | GA | SRSO | 1256.6667 | 463
[13 empty] | 31169 | 31169 | GA | SRSO | 1256.6667 | 463
[13 empty] | 31192 | 31192 | GA | SRSO | 1256.6667 | 463
[13 empty] | 31193 | 31193 | GA | SRSO | 1256.6667 | 463
[13 empty] | 31195 | 31195 | GA | SRSO | 1256.6667 | 463
[13 empty] | 31196 | 31196 | GA | SRSO | 1256.6667 | 463
[13 empty] | 31201 | 31201 | GA | SRSO | 1256.6667 | 463
[13 empty] | 31202 | 31202 | GA | SRSO | 1256.6667 | 463
[13 empty] | 31203 | 31203 | GA | SRSO | 1256.6667 | 463
[13 empty] | 31204 | 31204 | GA | SRSO | 1256.6667 | 463
[13 empty] | 31205 | 31205 | GA | SRSO | 1256.6667 | 463
[13 empty] | 31206 | 31206 | GA | SRSO | 1256.6667 | 463
[13 empty] | 31207 | 31207 | GA | SRSO | 1256.6667 | 463
[13 empty] | 31208 | 31208 | GA | SRSO | 1256.6667 | 463
[13 empty] | 31209 | 31209 | GA | SRSO | 1256.6667 | 463
[13 empty] | 31210 | 31210 | GA | SRSO | 1256.6667 | 463
[13 empty] | 31211 | 31211 | GA | SRSO | 1256.6667 | 463
[13 empty] | 31212 | 31212 | GA | SRSO | 1256.6667 | 463
[13 empty] | 31213 | 31213 | GA | SRSO | 1256.6667 | 463
[13 empty] | 31216 | 31216 | GA | SRSO | 1256.6667 | 463
[13 empty] | 31217 | 31217 | GA | SRSO | 1256.6667 | 463
[13 empty] | 31220 | 31220 | GA | SRSO | 1256.6667 | 463
[13 empty] | 31221 | 31221 | GA | SRSO | 1256.6667 | 463
[13 empty] | 31294 | 31294 | GA | SRSO | 1256.6667 | 463
[13 empty] | 31295 | 31295 | GA | SRSO | 1256.6667 | 463
[13 empty] | 31296 | 31296 | GA | SRSO | 1256.6667 | 463
[13 empty] | 31297 | 31297 | GA | SRSO | 1256.6667 | 463
[13 empty] | 31301 | 31301 | GA | SRSO | 1256.6667 | 463
[13 empty] | 31302 | 31302 | GA | SRSO | 1256.6667 | 463
[13 empty] | 31303 | 31303 | GA | SRSO | 1256.6667 | 463
[13 empty] | 31304 | 31304 | GA | SRSO | 1256.6667 | 463
[13 empty] | 31305 | 31305 | GA | SRSO | 1256.6667 | 463
[13 empty] | 31307 | 31307 | GA | SRSO | 1256.6667 | 463
[13 empty] | 31308 | 31308 | GA | SRSO | 1256.6667 | 463
[13 empty] | 31309 | 31309 | GA | SRSO | 1256.6667 | 463
[13 empty] | 31310 | 31310 | GA | SRSO | 1256.6667 | 463
[13 empty] | 31312 | 31312 | GA | SRSO | 1256.6667 | 463
[13 empty] | 31313 | 31313 | GA | SRSO | 1256.6667 | 463
[13 empty] | 31314 | 31314 | GA | SRSO | 1256.6667 | 463
[13 empty] | 31315 | 31315 | GA | SRSO | 1256.6667 | 463
[13 empty] | 31316 | 31316 | GA | SRSO | 1256.6667 | 463
[13 empty] | 31318 | 31318 | GA | SRSO | 1256.6667 | 463
[13 empty] | 31319 | 31319 | GA | SRSO | 1256.6667 | 463
[13 empty] | 31320 | 31320 | GA | SRSO | 1256.6667 | 463
[13 empty] | 31321 | 31321 | GA | SRSO | 1256.6667 | 463
[13 empty] | 31322 | 31322 | GA | SRSO | 1256.6667 | 463
[13 empty] | 31323 | 31323 | GA | SRSO | 1256.6667 | 463
[13 empty] | 31324 | 31324 | GA | SRSO | 1256.6667 | 463
[13 empty] | 31326 | 31326 | GA | SRSO | 1256.6667 | 463
[13 empty] | 31327 | 31327 | GA | SRSO | 1256.6667 | 463
[13 empty] | 31328 | 31328 | GA | SRSO | 1256.6667 | 463
[13 empty] | 31329 | 31329 | GA | SRSO | 1256.6667 | 463
[13 empty] | 31331 | 31331 | GA | SRSO | 1256.6667 | 463
[13 empty] | 31333 | 31333 | GA | SRSO | 1256.6667 | 463
[13 empty] | 31401 | 31401 | GA | SRSO | 1256.6667 | 463
[13 empty] | 31402 | 31402 | GA | SRSO | 1256.6667 | 463
[13 empty] | 31403 | 31403 | GA | SRSO | 1256.6667 | 463
[13 empty] | 31404 | 31404 | GA | SRSO | 1256.6667 | 463
[13 empty] | 31405 | 31405 | GA | SRSO | 1256.6667 | 463
[13 empty] | 31406 | 31406 | GA | SRSO | 1256.6667 | 463
[13 empty] | 31407 | 31407 | GA | SRSO | 1256.6667 | 463
[13 empty] | 31408 | 31408 | GA | SRSO | 1256.6667 | 463
[13 empty] | 31409 | 31409 | GA | SRSO | 1256.6667 | 463
[13 empty] | 31410 | 31410 | GA | SRSO | 1256.6667 | 463
[13 empty] | 31411 | 31411 | GA | SRSO | 1256.6667 | 463
[13 empty] | 31412 | 31412 | GA | SRSO | 1256.6667 | 463
[13 empty] | 31414 | 31414 | GA | SRSO | 1256.6667 | 463
[13 empty] | 31415 | 31415 | GA | SRSO | 1256.6667 | 463
[13 empty] | 31416 | 31416 | GA | SRSO | 1256.6667 | 463
[13 empty] | 31418 | 31418 | GA | SRSO | 1256.6667 | 463
[13 empty] | 31419 | 31419 | GA | SRSO | 1256.6667 | 463
[13 empty] | 31420 | 31420 | GA | SRSO | 1256.6667 | 463
[13 empty] | 31421 | 31421 | GA | SRSO | 1256.6667 | 463
[13 empty] | 31501 | 31501 | GA | SRSO | 1256.6667 | 463
[13 empty] | 31502 | 31502 | GA | SRSO | 1256.6667 | 463
[13 empty] | 31503 | 31503 | GA | SRSO | 1256.6667 | 463
[13 empty] | 31510 | 31510 | GA | SRSO | 1256.6667 | 463
[13 empty] | 31512 | 31512 | GA | SRSO | 1256.6667 | 463
[13 empty] | 31513 | 31513 | GA | SRSO | 1256.6667 | 463
[13 empty] | 31515 | 31515 | GA | SRSO | 1256.6667 | 463
[13 empty] | 31516 | 31516 | GA | SRSO | 1256.6667 | 463
[13 empty] | 31518 | 31518 | GA | SRSO | 1256.6667 | 463
[13 empty] | 31519 | 31519 | GA | SRSO | 1256.6667 | 463
[13 empty] | 31520 | 31520 | GA | SRSO | 1256.6667 | 463
[13 empty] | 31521 | 31521 | GA | SRSO | 1256.6667 | 463
[13 empty] | 31522 | 31522 | GA | SRSO | 1256.6667 | 463
[13 empty] | 31523 | 31523 | GA | SRSO | 1256.6667 | 463
[13 empty] | 31524 | 31524 | GA | SRSO | 1256.6667 | 463
[13 empty] | 31525 | 31525 | GA | SRSO | 1256.6667 | 463
[13 empty] | 31527 | 31527 | GA | SRSO | 1256.6667 | 463
[13 empty] | 31532 | 31532 | GA | SRSO | 1256.6667 | 463
[13 empty] | 31533 | 31533 | GA | SRSO | 1256.6667 | 463
[13 empty] | 31534 | 31534 | GA | SRSO | 1256.6667 | 463
[13 empty] | 31535 | 31535 | GA | SRSO | 1256.6667 | 463
[13 empty] | 31537 | 31537 | GA | SRSO | 1256.6667 | 463
[13 empty] | 31539 | 31539 | GA | SRSO | 1256.6667 | 463
[13 empty] | 31542 | 31542 | GA | SRSO | 1256.6667 | 463
[13 empty] | 31543 | 31543 | GA | SRSO | 1256.6667 | 463
[13 empty] | 31544 | 31544 | GA | SRSO | 1256.6667 | 463
[13 empty] | 31545 | 31545 | GA | SRSO | 1256.6667 | 463
[13 empty] | 31546 | 31546 | GA | SRSO | 1256.6667 | 463
[13 empty] | 31547 | 31547 | GA | SRSO | 1256.6667 | 463
[13 empty] | 31548 | 31548 | GA | SRSO | 1256.6667 | 463
[13 empty] | 31549 | 31549 | GA | SRSO | 1256.6667 | 463
[13 empty] | 31550 | 31550 | GA | SRSO | 1256.6667 | 463
[13 empty] | 31551 | 31551 | GA | SRSO | 1256.6667 | 463
[13 empty] | 31552 | 31552 | GA | SRSO | 1256.6667 | 463
[13 empty] | 31553 | 31553 | GA | SRSO | 1256.6667 | 463
[13 empty] | 31554 | 31554 | GA | SRSO | 1256.6667 | 463
[13 empty] | 31555 | 31555 | GA | SRSO | 1256.6667 | 463
[13 empty] | 31556 | 31556 | GA | SRSO | 1256.6667 | 463
[13 empty] | 31557 | 31557 | GA | SRSO | 1256.6667 | 463
[13 empty] | 31558 | 31558 | GA | SRSO | 1256.6667 | 463
[13 empty] | 31560 | 31560 | GA | SRSO | 1256.6667 | 463
[13 empty] | 31561 | 31561 | GA | SRSO | 1256.6667 | 463
[13 empty] | 31562 | 31562 | GA | SRSO | 1256.6667 | 463
[13 empty] | 31563 | 31563 | GA | SRSO | 1256.6667 | 463
[13 empty] | 31564 | 31564 | GA | SRSO | 1256.6667 | 463
[13 empty] | 31565 | 31565 | GA | SRSO | 1256.6667 | 463
[13 empty] | 31566 | 31566 | GA | SRSO | 1256.6667 | 463
[13 empty] | 31567 | 31567 | GA | SRSO | 1256.6667 | 463
[13 empty] | 31568 | 31568 | GA | SRSO | 1256.6667 | 463
[13 empty] | 31569 | 31569 | GA | SRSO | 1256.6667 | 463
[13 empty] | 31598 | 31598 | GA | SRSO | 1256.6667 | 463
[13 empty] | 31599 | 31599 | GA | SRSO | 1256.6667 | 463
[13 empty] | 31601 | 31601 | GA | SRSO | 1256.6667 | 463
[13 empty] | 31602 | 31602 | GA | SRSO | 1256.6667 | 463
[13 empty] | 31603 | 31603 | GA | SRSO | 1256.6667 | 463
[13 empty] | 31604 | 31604 | GA | SRSO | 1256.6667 | 463
[13 empty] | 31605 | 31605 | GA | SRSO | 1256.6667 | 463
[13 empty] | 31606 | 31606 | GA | SRSO | 1256.6667 | 463
[13 empty] | 31620 | 31620 | GA | SRSO | 1256.6667 | 463
[13 empty] | 31622 | 31622 | GA | SRSO | 1256.6667 | 463
[13 empty] | 31623 | 31623 | GA | SRSO | 1256.6667 | 463
[13 empty] | 31624 | 31624 | GA | SRSO | 1256.6667 | 463
[13 empty] | 31625 | 31625 | GA | SRSO | 1256.6667 | 463
[13 empty] | 31626 | 31626 | GA | SRSO | 1256.6667 | 463
[13 empty] | 31627 | 31627 | GA | SRSO | 1256.6667 | 463
[13 empty] | 31629 | 31629 | GA | SRSO | 1256.6667 | 463
[13 empty] | 31630 | 31630 | GA | SRSO | 1256.6667 | 463
[13 empty] | 31631 | 31631 | GA | SRSO | 1256.6667 | 463
[13 empty] | 31632 | 31632 | GA | SRSO | 1256.6667 | 463
[13 empty] | 31634 | 31634 | GA | SRSO | 1256.6667 | 463
[13 empty] | 31635 | 31635 | GA | SRSO | 1256.6667 | 463
[13 empty] | 31636 | 31636 | GA | SRSO | 1256.6667 | 463
[13 empty] | 31637 | 31637 | GA | SRSO | 1256.6667 | 463
[13 empty] | 31638 | 31638 | GA | SRSO | 1256.6667 | 463
[13 empty] | 31639 | 31639 | GA | SRSO | 1256.6667 | 463
[13 empty] | 31641 | 31641 | GA | SRSO | 1256.6667 | 463
[13 empty] | 31642 | 31642 | GA | SRSO | 1256.6667 | 463
[13 empty] | 31643 | 31643 | GA | SRSO | 1256.6667 | 463
[13 empty] | 31645 | 31645 | GA | SRSO | 1256.6667 | 463
[13 empty] | 31647 | 31647 | GA | SRSO | 1256.6667 | 463
[13 empty] | 31648 | 31648 | GA | SRSO | 1256.6667 | 463
[13 empty] | 31649 | 31649 | GA | SRSO | 1256.6667 | 463
[13 empty] | 31650 | 31650 | GA | SRSO | 1256.6667 | 463
[13 empty] | 31698 | 31698 | GA | SRSO | 1256.6667 | 463
[13 empty] | 31699 | 31699 | GA | SRSO | 1256.6667 | 463
[13 empty] | 31701 | 31701 | GA | SRSO | 1256.6667 | 463
[13 empty] | 31702 | 31702 | GA | SRSO | 1256.6667 | 463
[13 empty] | 31703 | 31703 | GA | SRSO | 1256.6667 | 463
[13 empty] | 31704 | 31704 | GA | SRSO | 1256.6667 | 463
[13 empty] | 31705 | 31705 | GA | SRSO | 1256.6667 | 463
[13 empty] | 31706 | 31706 | GA | SRSO | 1256.6667 | 463
[13 empty] | 31707 | 31707 | GA | SRSO | 1256.6667 | 463
[13 empty] | 31708 | 31708 | GA | SRSO | 1256.6667 | 463
[13 empty] | 31709 | 31709 | GA | SRSO | 1256.6667 | 463
[13 empty] | 31711 | 31711 | GA | SRSO | 1256.6667 | 463
[13 empty] | 31712 | 31712 | GA | SRSO | 1256.6667 | 463
[13 empty] | 31714 | 31714 | GA | SRSO | 1256.6667 | 463
[13 empty] | 31716 | 31716 | GA | SRSO | 1256.6667 | 463
[13 empty] | 31719 | 31719 | GA | SRSO | 1256.6667 | 463
[13 empty] | 31720 | 31720 | GA | SRSO | 1256.6667 | 463
[13 empty] | 31721 | 31721 | GA | SRSO | 1256.6667 | 463
[13 empty] | 31722 | 31722 | GA | SRSO | 1256.6667 | 463
[13 empty] | 31727 | 31727 | GA | SRSO | 1256.6667 | 463
[13 empty] | 31730 | 31730 | GA | SRSO | 1256.6667 | 463
[13 empty] | 31733 | 31733 | GA | SRSO | 1256.6667 | 463
[13 empty] | 31735 | 31735 | GA | SRSO | 1256.6667 | 463
[13 empty] | 31738 | 31738 | GA | SRSO | 1256.6667 | 463
[13 empty] | 31739 | 31739 | GA | SRSO | 1256.6667 | 463
[13 empty] | 31743 | 31743 | GA | SRSO | 1256.6667 | 463
[13 empty] | 31744 | 31744 | GA | SRSO | 1256.6667 | 463
[13 empty] | 31747 | 31747 | GA | SRSO | 1256.6667 | 463
[13 empty] | 31749 | 31749 | GA | SRSO | 1256.6667 | 463
[13 empty] | 31750 | 31750 | GA | SRSO | 1256.6667 | 463
[13 empty] | 31753 | 31753 | GA | SRSO | 1256.6667 | 463
[13 empty] | 31756 | 31756 | GA | SRSO | 1256.6667 | 463
[13 empty] | 31757 | 31757 | GA | SRSO | 1256.6667 | 463
[13 empty] | 31758 | 31758 | GA | SRSO | 1256.6667 | 463
[13 empty] | 31760 | 31760 | GA | SRSO | 1256.6667 | 463
[13 empty] | 31763 | 31763 | GA | SRSO | 1256.6667 | 463
[13 empty] | 31764 | 31764 | GA | SRSO | 1256.6667 | 463
[13 empty] | 31765 | 31765 | GA | SRSO | 1256.6667 | 463
[13 empty] | 31768 | 31768 | GA | SRSO | 1256.6667 | 463
[13 empty] | 31769 | 31769 | GA | SRSO | 1256.6667 | 463
[13 empty] | 31771 | 31771 | GA | SRSO | 1256.6667 | 463
[13 empty] | 31772 | 31772 | GA | SRSO | 1256.6667 | 463
[13 empty] | 31773 | 31773 | GA | SRSO | 1256.6667 | 463
[13 empty] | 31774 | 31774 | GA | SRSO | 1256.6667 | 463
[13 empty] | 31775 | 31775 | GA | SRSO | 1256.6667 | 463
[13 empty] | 31776 | 31776 | GA | SRSO | 1256.6667 | 463
[13 empty] | 31778 | 31778 | GA | SRSO | 1256.6667 | 463
[13 empty] | 31779 | 31779 | GA | SRSO | 1256.6667 | 463
[13 empty] | 31780 | 31780 | GA | SRSO | 1256.6667 | 463
[13 empty] | 31781 | 31781 | GA | SRSO | 1256.6667 | 463
[13 empty] | 31782 | 31782 | GA | SRSO | 1256.6667 | 463
[13 empty] | 31783 | 31783 | GA | SRSO | 1256.6667 | 463
[13 empty] | 31784 | 31784 | GA | SRSO | 1256.6667 | 463
[13 empty] | 31787 | 31787 | GA | SRSO | 1256.6667 | 463
[13 empty] | 31788 | 31788 | GA | SRSO | 1256.6667 | 463
[13 empty] | 31789 | 31789 | GA | SRSO | 1256.6667 | 463
[13 empty] | 31790 | 31790 | GA | SRSO | 1256.6667 | 463
[13 empty] | 31791 | 31791 | GA | SRSO | 1256.6667 | 463
[13 empty] | 31792 | 31792 | GA | SRSO | 1256.6667 | 463
[13 empty] | 31793 | 31793 | GA | SRSO | 1256.6667 | 463
[13 empty] | 31794 | 31794 | GA | SRSO | 1256.6667 | 463
[13 empty] | 31795 | 31795 | GA | SRSO | 1256.6667 | 463
[13 empty] | 31796 | 31796 | GA | SRSO | 1256.6667 | 463
[13 empty] | 31798 | 31798 | GA | SRSO | 1256.6667 | 463
[13 empty] | 31799 | 31799 | GA | SRSO | 1256.6667 | 463
[13 empty] | 31801 | 31801 | GA | SRSO | 1256.6667 | 463
[13 empty] | 31803 | 31803 | GA | SRSO | 1256.6667 | 463
[13 empty] | 31804 | 31804 | GA | SRSO | 1256.6667 | 463
[13 empty] | 31805 | 31805 | GA | SRSO | 1256.6667 | 463
[13 empty] | 31806 | 31806 | GA | SRSO | 1256.6667 | 463
[13 empty] | 31807 | 31807 | GA | SRSO | 1256.6667 | 463
[13 empty] | 31808 | 31808 | GA | SRSO | 1256.6667 | 463
[13 empty] | 31810 | 31810 | GA | SRSO | 1256.6667 | 463
[13 empty] | 31811 | 31811 | GA | SRSO | 1256.6667 | 463
[13 empty] | 31812 | 31812 | GA | SRSO | 1256.6667 | 463
[13 empty] | 31814 | 31814 | GA | SRSO | 1256.6667 | 463
[13 empty] | 31815 | 31815 | GA | SRSO | 1256.6667 | 463
[13 empty] | 31816 | 31816 | GA | SRSO | 1256.6667 | 463
[13 empty] | 31820 | 31820 | GA | SRSO | 1256.6667 | 463
[13 empty] | 31821 | 31821 | GA | SRSO | 1256.6667 | 463
[13 empty] | 31822 | 31822 | GA | SRSO | 1256.6667 | 463
[13 empty] | 31823 | 31823 | GA | SRSO | 1256.6667 | 463
[13 empty] | 31824 | 31824 | GA | SRSO | 1256.6667 | 463
[13 empty] | 31825 | 31825 | GA | SRSO | 1256.6667 | 463
[13 empty] | 31826 | 31826 | GA | SRSO | 1256.6667 | 463
[13 empty] | 31827 | 31827 | GA | SRSO | 1256.6667 | 463
[13 empty] | 31829 | 31829 | GA | SRSO | 1256.6667 | 463
[13 empty] | 31830 | 31830 | GA | SRSO | 1256.6667 | 463
[13 empty] | 31831 | 31831 | GA | SRSO | 1256.6667 | 463
[13 empty] | 31832 | 31832 | GA | SRSO | 1256.6667 | 463
[13 empty] | 31833 | 31833 | GA | SRSO | 1256.6667 | 463
[13 empty] | 31836 | 31836 | GA | SRSO | 1256.6667 | 463
[13 empty] | 31901 | 31901 | GA | SRSO | 1256.6667 | 463
[13 empty] | 31902 | 31902 | GA | SRSO | 1256.6667 | 463
[13 empty] | 31903 | 31903 | GA | SRSO | 1256.6667 | 463
[13 empty] | 31904 | 31904 | GA | SRSO | 1256.6667 | 463
[13 empty] | 31905 | 31905 | GA | SRSO | 1256.6667 | 463
[13 empty] | 31906 | 31906 | GA | SRSO | 1256.6667 | 463
[13 empty] | 31907 | 31907 | GA | SRSO | 1256.6667 | 463
[13 empty] | 31908 | 31908 | GA | SRSO | 1256.6667 | 463
[13 empty] | 31909 | 31909 | GA | SRSO | 1256.6667 | 463
[13 empty] | 31914 | 31914 | GA | SRSO | 1256.6667 | 463
[13 empty] | 31917 | 31917 | GA | SRSO | 1256.6667 | 463
[13 empty] | 31993 | 31993 | GA | SRSO | 1256.6667 | 463
[13 empty] | 31995 | 31995 | GA | SRSO | 1256.6667 | 463
[13 empty] | 31997 | 31997 | GA | SRSO | 1256.6667 | 463
[13 empty] | 31998 | 31998 | GA | SRSO | 1256.6667 | 463
[13 empty] | 31999 | 31999 | GA | SRSO | 1256.6667 | 463
[13 empty] | 32003 | 32003 | FL | FRCC | 1256.6667 | 463
[13 empty] | 32004 | 32004 | FL | FRCC | 1256.6667 | 463
[13 empty] | 32006 | 32006 | FL | FRCC | 1256.6667 | 463
[13 empty] | 32007 | 32007 | FL | FRCC | 1256.6667 | 463
[13 empty] | 32008 | 32008 | FL | FRCC | 1256.6667 | 463
[13 empty] | 32009 | 32009 | FL | SRSO | 1256.6667 | 463
[13 empty] | 32011 | 32011 | FL | FRCC | 1256.6667 | 463
[13 empty] | 32013 | 32013 | FL | FRCC | 1256.6667 | 463
[13 empty] | 32024 | 32024 | FL | FRCC | 1256.6667 | 463
[13 empty] | 32025 | 32025 | FL | FRCC | 1256.6667 | 463
[13 empty] | 32026 | 32026 | FL | FRCC | 1256.6667 | 463
[13 empty] | 32030 | 32030 | FL | FRCC | 1256.6667 | 463
[13 empty] | 32033 | 32033 | FL | FRCC | 1256.6667 | 463
[13 empty] | 32034 | 32034 | FL | SRSO | 1256.6667 | 463
[13 empty] | 32035 | 32035 | FL | SRSO | 1256.6667 | 463
[13 empty] | 32038 | 32038 | FL | FRCC | 1256.6667 | 463
[13 empty] | 32040 | 32040 | FL | SRSO | 1256.6667 | 463
[13 empty] | 32041 | 32041 | FL | SRSO | 1256.6667 | 463
[13 empty] | 32042 | 32042 | FL | FRCC | 1256.6667 | 463
[13 empty] | 32043 | 32043 | FL | FRCC | 1256.6667 | 463
[13 empty] | 32044 | 32044 | FL | FRCC | 1256.6667 | 463
[13 empty] | 32046 | 32046 | FL | SRSO | 1256.6667 | 463
[13 empty] | 32050 | 32050 | FL | FRCC | 1256.6667 | 463
[13 empty] | 32052 | 32052 | FL | FRCC | 1256.6667 | 463
[13 empty] | 32053 | 32053 | FL | FRCC | 1256.6667 | 463
[13 empty] | 32054 | 32054 | FL | FRCC | 1256.6667 | 463
[13 empty] | 32055 | 32055 | FL | FRCC | 1256.6667 | 463
[13 empty] | 32056 | 32056 | FL | FRCC | 1256.6667 | 463
[13 empty] | 32058 | 32058 | FL | FRCC | 1256.6667 | 463
[13 empty] | 32059 | 32059 | FL | FRCC | 1256.6667 | 463
[13 empty] | 32060 | 32060 | FL | FRCC | 1256.6667 | 463
[13 empty] | 32061 | 32061 | FL | FRCC | 1256.6667 | 463
[13 empty] | 32062 | 32062 | FL | FRCC | 1256.6667 | 463
[13 empty] | 32063 | 32063 | FL | FRCC | 1256.6667 | 463
[13 empty] | 32064 | 32064 | FL | FRCC | 1256.6667 | 463
[13 empty] | 32065 | 32065 | FL | FRCC | 1256.6667 | 463
[13 empty] | 32066 | 32066 | FL | FRCC | 1256.6667 | 463
[13 empty] | 32067 | 32067 | FL | FRCC | 1256.6667 | 463
[13 empty] | 32068 | 32068 | FL | FRCC | 1256.6667 | 463
[13 empty] | 32071 | 32071 | FL | FRCC | 1256.6667 | 463
[13 empty] | 32072 | 32072 | FL | FRCC | 1256.6667 | 463
[13 empty] | 32073 | 32073 | FL | FRCC | 1256.6667 | 463
[13 empty] | 32079 | 32079 | FL | FRCC | 1256.6667 | 463
[13 empty] | 32080 | 32080 | FL | FRCC | 1256.6667 | 463
[13 empty] | 32081 | 32081 | FL | FRCC | 1256.6667 | 463
[13 empty] | 32082 | 32082 | FL | FRCC | 1256.6667 | 463
[13 empty] | 32083 | 32083 | FL | FRCC | 1256.6667 | 463
[13 empty] | 32084 | 32084 | FL | FRCC | 1256.6667 | 463
[13 empty] | 32085 | 32085 | FL | FRCC | 1256.6667 | 463
[13 empty] | 32086 | 32086 | FL | FRCC | 1256.6667 | 463
[13 empty] | 32087 | 32087 | FL | SRSO | 1256.6667 | 463
[13 empty] | 32091 | 32091 | FL | FRCC | 1256.6667 | 463
[13 empty] | 32092 | 32092 | FL | FRCC | 1256.6667 | 463
[13 empty] | 32094 | 32094 | FL | FRCC | 1256.6667 | 463
[13 empty] | 32095 | 32095 | FL | FRCC | 1256.6667 | 463
[13 empty] | 32096 | 32096 | FL | FRCC | 1256.6667 | 463
[13 empty] | 32097 | 32097 | FL | FRCC | 1256.6667 | 463
[13 empty] | 32099 | 32099 | FL | FRCC | 281 | 1128.6667
[13 empty] | 32102 | 32102 | FL | FRCC | 281 | 1128.6667
[13 empty] | 32105 | 32105 | FL | FRCC | 281 | 1128.6667
[13 empty] | 32110 | 32110 | FL | FRCC | 281 | 1128.6667
[13 empty] | 32111 | 32111 | FL | FRCC | 281 | 1128.6667
[13 empty] | 32112 | 32112 | FL | FRCC | 281 | 1128.6667
[13 empty] | 32113 | 32113 | FL | FRCC | 281 | 1128.6667
[13 empty] | 32114 | 32114 | FL | FRCC | 281 | 1128.6667
[13 empty] | 32115 | 32115 | FL | FRCC | 281 | 1128.6667
[13 empty] | 32116 | 32116 | FL | FRCC | 281 | 1128.6667
[13 empty] | 32117 | 32117 | FL | FRCC | 281 | 1128.6667
[13 empty] | 32118 | 32118 | FL | FRCC | 281 | 1128.6667
[13 empty] | 32119 | 32119 | FL | FRCC | 281 | 1128.6667
[13 empty] | 32120 | 32120 | FL | FRCC | 281 | 1128.6667
[13 empty] | 32121 | 32121 | FL | FRCC | 281 | 1128.6667
[13 empty] | 32122 | 32122 | FL | FRCC | 281 | 1128.6667
[13 empty] | 32123 | 32123 | FL | FRCC | 281 | 1128.6667
[13 empty] | 32124 | 32124 | FL | FRCC | 281 | 1128.6667
[13 empty] | 32125 | 32125 | FL | FRCC | 281 | 1128.6667
[13 empty] | 32126 | 32126 | FL | FRCC | 281 | 1128.6667
[13 empty] | 32127 | 32127 | FL | FRCC | 281 | 1128.6667
[13 empty] | 32128 | 32128 | FL | FRCC | 281 | 1128.6667
[13 empty] | 32129 | 32129 | FL | FRCC | 281 | 1128.6667
[13 empty] | 32130 | 32130 | FL | FRCC | 281 | 1128.6667
[13 empty] | 32131 | 32131 | FL | FRCC | 281 | 1128.6667
[13 empty] | 32132 | 32132 | FL | FRCC | 281 | 1128.6667
[13 empty] | 32133 | 32133 | FL | FRCC | 281 | 1128.6667
[13 empty] | 32134 | 32134 | FL | FRCC | 281 | 1128.6667
[13 empty] | 32135 | 32135 | FL | FRCC | 281 | 1128.6667
[13 empty] | 32136 | 32136 | FL | FRCC | 281 | 1128.6667
[13 empty] | 32137 | 32137 | FL | FRCC | 281 | 1128.6667
[13 empty] | 32138 | 32138 | FL | FRCC | 281 | 1128.6667
[13 empty] | 32139 | 32139 | FL | FRCC | 281 | 1128.6667
[13 empty] | 32140 | 32140 | FL | FRCC | 281 | 1128.6667
[13 empty] | 32141 | 32141 | FL | FRCC | 281 | 1128.6667
[13 empty] | 32142 | 32142 | FL | FRCC | 281 | 1128.6667
[13 empty] | 32143 | 32143 | FL | FRCC | 281 | 1128.6667
[13 empty] | 32145 | 32145 | FL | FRCC | 281 | 1128.6667
[13 empty] | 32147 | 32147 | FL | FRCC | 281 | 1128.6667
[13 empty] | 32148 | 32148 | FL | FRCC | 281 | 1128.6667
[13 empty] | 32149 | 32149 | FL | FRCC | 281 | 1128.6667
[13 empty] | 32157 | 32157 | FL | FRCC | 281 | 1128.6667
[13 empty] | 32158 | 32158 | FL | FRCC | 281 | 1128.6667
[13 empty] | 32159 | 32159 | FL | FRCC | 281 | 1128.6667
[13 empty] | 32160 | 32160 | FL | FRCC | 281 | 1128.6667
[13 empty] | 32162 | 32162 | FL | FRCC | 281 | 1128.6667
[13 empty] | 32163 | 32163 | FL | FRCC | 281 | 1128.6667
[13 empty] | 32164 | 32164 | FL | FRCC | 281 | 1128.6667
[13 empty] | 32168 | 32168 | FL | FRCC | 281 | 1128.6667
[13 empty] | 32169 | 32169 | FL | FRCC | 281 | 1128.6667
[13 empty] | 32170 | 32170 | FL | FRCC | 281 | 1128.6667
[13 empty] | 32173 | 32173 | FL | FRCC | 281 | 1128.6667
[13 empty] | 32174 | 32174 | FL | FRCC | 281 | 1128.6667
[13 empty] | 32175 | 32175 | FL | FRCC | 281 | 1128.6667
[13 empty] | 32176 | 32176 | FL | FRCC | 281 | 1128.6667
[13 empty] | 32177 | 32177 | FL | FRCC | 281 | 1128.6667
[13 empty] | 32178 | 32178 | FL | FRCC | 281 | 1128.6667
[13 empty] | 32179 | 32179 | FL | FRCC | 281 | 1128.6667
[13 empty] | 32180 | 32180 | FL | FRCC | 281 | 1128.6667
[13 empty] | 32181 | 32181 | FL | FRCC | 281 | 1128.6667
[13 empty] | 32182 | 32182 | FL | FRCC | 281 | 1128.6667
[13 empty] | 32183 | 32183 | FL | FRCC | 281 | 1128.6667
[13 empty] | 32185 | 32185 | FL | FRCC | 281 | 1128.6667
[13 empty] | 32187 | 32187 | FL | FRCC | 281 | 1128.6667
[13 empty] | 32189 | 32189 | FL | FRCC | 281 | 1128.6667
[13 empty] | 32190 | 32190 | FL | FRCC | 281 | 1128.6667
[13 empty] | 32192 | 32192 | FL | FRCC | 281 | 1128.6667
[13 empty] | 32193 | 32193 | FL | FRCC | 281 | 1128.6667
[13 empty] | 32195 | 32195 | FL | FRCC | 281 | 1128.6667
[13 empty] | 32198 | 32198 | FL | FRCC | 281 | 1128.6667
[13 empty] | 32201 | 32201 | FL | FRCC | 281 | 1128.6667
[13 empty] | 32202 | 32202 | FL | FRCC | 281 | 1128.6667
[13 empty] | 32203 | 32203 | FL | FRCC | 281 | 1128.6667
[13 empty] | 32204 | 32204 | FL | FRCC | 281 | 1128.6667
[13 empty] | 32205 | 32205 | FL | FRCC | 281 | 1128.6667
[13 empty] | 32206 | 32206 | FL | FRCC | 281 | 1128.6667
[13 empty] | 32207 | 32207 | FL | FRCC | 281 | 1128.6667
[13 empty] | 32208 | 32208 | FL | FRCC | 281 | 1128.6667
[13 empty] | 32209 | 32209 | FL | FRCC | 281 | 1128.6667
[13 empty] | 32210 | 32210 | FL | FRCC | 281 | 1128.6667
[13 empty] | 32211 | 32211 | FL | FRCC | 281 | 1128.6667
[13 empty] | 32212 | 32212 | FL | FRCC | 281 | 1128.6667
[13 empty] | 32214 | 32214 | FL | FRCC | 281 | 1128.6667
[13 empty] | 32215 | 32215 | FL | FRCC | 281 | 1128.6667
[13 empty] | 32216 | 32216 | FL | FRCC | 281 | 1128.6667
[13 empty] | 32217 | 32217 | FL | FRCC | 281 | 1128.6667
[13 empty] | 32218 | 32218 | FL | FRCC | 281 | 1128.6667
[13 empty] | 32219 | 32219 | FL | FRCC | 281 | 1128.6667
[13 empty] | 32220 | 32220 | FL | FRCC | 281 | 1128.6667
[13 empty] | 32221 | 32221 | FL | FRCC | 281 | 1128.6667
[13 empty] | 32222 | 32222 | FL | FRCC | 281 | 1128.6667
[13 empty] | 32223 | 32223 | FL | FRCC | 281 | 1128.6667
[13 empty] | 32224 | 32224 | FL | FRCC | 281 | 1128.6667
[13 empty] | 32225 | 32225 | FL | FRCC | 281 | 1128.6667
[13 empty] | 32226 | 32226 | FL | FRCC | 281 | 1128.6667
[13 empty] | 32227 | 32227 | FL | FRCC | 281 | 1128.6667
[13 empty] | 32228 | 32228 | FL | FRCC | 281 | 1128.6667
[13 empty] | 32229 | 32229 | FL | FRCC | 281 | 1128.6667
[13 empty] | 32230 | 32230 | FL | FRCC | 281 | 1128.6667
[13 empty] | 32231 | 32231 | FL | FRCC | 281 | 1128.6667
[13 empty] | 32232 | 32232 | FL | FRCC | 281 | 1128.6667
[13 empty] | 32233 | 32233 | FL | FRCC | 281 | 1128.6667
[13 empty] | 32234 | 32234 | FL | FRCC | 281 | 1128.6667
[13 empty] | 32235 | 32235 | FL | FRCC | 281 | 1128.6667
[13 empty] | 32236 | 32236 | FL | FRCC | 281 | 1128.6667
[13 empty] | 32237 | 32237 | FL | FRCC | 281 | 1128.6667
[13 empty] | 32238 | 32238 | FL | FRCC | 281 | 1128.6667
[13 empty] | 32239 | 32239 | FL | FRCC | 281 | 1128.6667
[13 empty] | 32240 | 32240 | FL | FRCC | 281 | 1128.6667
[13 empty] | 32241 | 32241 | FL | FRCC | 281 | 1128.6667
[13 empty] | 32244 | 32244 | FL | FRCC | 281 | 1128.6667
[13 empty] | 32245 | 32245 | FL | FRCC | 281 | 1128.6667
[13 empty] | 32246 | 32246 | FL | FRCC | 281 | 1128.6667
[13 empty] | 32247 | 32247 | FL | FRCC | 281 | 1128.6667
[13 empty] | 32250 | 32250 | FL | FRCC | 281 | 1128.6667
[13 empty] | 32254 | 32254 | FL | FRCC | 281 | 1128.6667
[13 empty] | 32255 | 32255 | FL | FRCC | 281 | 1128.6667
[13 empty] | 32256 | 32256 | FL | FRCC | 281 | 1128.6667
[13 empty] | 32257 | 32257 | FL | FRCC | 281 | 1128.6667
[13 empty] | 32258 | 32258 | FL | FRCC | 281 | 1128.6667
[13 empty] | 32259 | 32259 | FL | FRCC | 281 | 1128.6667
[13 empty] | 32260 | 32260 | FL | FRCC | 281 | 1128.6667
[13 empty] | 32266 | 32266 | FL | FRCC | 281 | 1128.6667
[13 empty] | 32277 | 32277 | FL | FRCC | 281 | 1128.6667
[13 empty] | 32301 | 32301 | FL | FRCC | 565.6667 | 904.6667
[13 empty] | 32302 | 32302 | FL | FRCC | 565.6667 | 904.6667
[13 empty] | 32303 | 32303 | FL | FRCC | 565.6667 | 904.6667
[13 empty] | 32304 | 32304 | FL | FRCC | 565.6667 | 904.6667
[13 empty] | 32305 | 32305 | FL | FRCC | 565.6667 | 904.6667
[13 empty] | 32306 | 32306 | FL | FRCC | 565.6667 | 904.6667
[13 empty] | 32307 | 32307 | FL | FRCC | 565.6667 | 904.6667
[13 empty] | 32308 | 32308 | FL | FRCC | 565.6667 | 904.6667
[13 empty] | 32309 | 32309 | FL | FRCC | 565.6667 | 904.6667
[13 empty] | 32310 | 32310 | FL | FRCC | 565.6667 | 904.6667
[13 empty] | 32311 | 32311 | FL | FRCC | 565.6667 | 904.6667
[13 empty] | 32312 | 32312 | FL | FRCC | 565.6667 | 904.6667
[13 empty] | 32313 | 32313 | FL | FRCC | 565.6667 | 904.6667
[13 empty] | 32314 | 32314 | FL | FRCC | 565.6667 | 904.6667
[13 empty] | 32315 | 32315 | FL | FRCC | 565.6667 | 904.6667
[13 empty] | 32316 | 32316 | FL | FRCC | 565.6667 | 904.6667
[13 empty] | 32317 | 32317 | FL | FRCC | 565.6667 | 904.6667
[13 empty] | 32318 | 32318 | FL | FRCC | 565.6667 | 904.6667
[13 empty] | 32320 | 32320 | FL | FRCC | 565.6667 | 904.6667
[13 empty] | 32321 | 32321 | FL | FRCC | 565.6667 | 904.6667
[13 empty] | 32322 | 32322 | FL | FRCC | 565.6667 | 904.6667
[13 empty] | 32323 | 32323 | FL | FRCC | 565.6667 | 904.6667
[13 empty] | 32324 | 32324 | FL | FRCC | 565.6667 | 904.6667
[13 empty] | 32326 | 32326 | FL | FRCC | 565.6667 | 904.6667
[13 empty] | 32327 | 32327 | FL | FRCC | 565.6667 | 904.6667
[13 empty] | 32328 | 32328 | FL | FRCC | 565.6667 | 904.6667
[13 empty] | 32329 | 32329 | FL | FRCC | 565.6667 | 904.6667
[13 empty] | 32330 | 32330 | FL | FRCC | 565.6667 | 904.6667
[13 empty] | 32331 | 32331 | FL | FRCC | 565.6667 | 904.6667
[13 empty] | 32332 | 32332 | FL | FRCC | 565.6667 | 904.6667
[13 empty] | 32333 | 32333 | FL | FRCC | 565.6667 | 904.6667
[13 empty] | 32334 | 32334 | FL | FRCC | 565.6667 | 904.6667
[13 empty] | 32335 | 32335 | FL | SRSO | 565.6667 | 904.6667
[13 empty] | 32336 | 32336 | FL | FRCC | 565.6667 | 904.6667
[13 empty] | 32337 | 32337 | FL | FRCC | 565.6667 | 904.6667
[13 empty] | 32340 | 32340 | FL | FRCC | 565.6667 | 904.6667
[13 empty] | 32341 | 32341 | FL | FRCC | 565.6667 | 904.6667
[13 empty] | 32343 | 32343 | FL | FRCC | 565.6667 | 904.6667
[13 empty] | 32344 | 32344 | FL | FRCC | 565.6667 | 904.6667
[13 empty] | 32345 | 32345 | FL | FRCC | 565.6667 | 904.6667
[13 empty] | 32346 | 32346 | FL | FRCC | 565.6667 | 904.6667
[13 empty] | 32347 | 32347 | FL | FRCC | 565.6667 | 904.6667
[13 empty] | 32348 | 32348 | FL | FRCC | 565.6667 | 904.6667
[13 empty] | 32350 | 32350 | FL | FRCC | 565.6667 | 904.6667
[13 empty] | 32351 | 32351 | FL | FRCC | 565.6667 | 904.6667
[13 empty] | 32352 | 32352 | FL | FRCC | 565.6667 | 904.6667
[13 empty] | 32353 | 32353 | FL | FRCC | 565.6667 | 904.6667
[13 empty] | 32355 | 32355 | FL | FRCC | 565.6667 | 904.6667
[13 empty] | 32356 | 32356 | FL | FRCC | 565.6667 | 904.6667
[13 empty] | 32357 | 32357 | FL | FRCC | 565.6667 | 904.6667
[13 empty] | 32358 | 32358 | FL | FRCC | 565.6667 | 904.6667
[13 empty] | 32359 | 32359 | FL | FRCC | 565.6667 | 904.6667
[13 empty] | 32360 | 32360 | FL | FRCC | 565.6667 | 904.6667
[13 empty] | 32361 | 32361 | FL | FRCC | 565.6667 | 904.6667
[13 empty] | 32362 | 32362 | FL | FRCC | 565.6667 | 904.6667
[13 empty] | 32395 | 32395 | FL | FRCC | 565.6667 | 904.6667
[13 empty] | 32399 | 32399 | FL | FRCC | 565.6667 | 904.6667
[13 empty] | 32401 | 32401 | FL | SRSO | 565.6667 | 904.6667
[13 empty] | 32402 | 32402 | FL | SRSO | 565.6667 | 904.6667
[13 empty] | 32403 | 32403 | FL | SRSO | 565.6667 | 904.6667
[13 empty] | 32404 | 32404 | FL | SRSO | 565.6667 | 904.6667
[13 empty] | 32405 | 32405 | FL | SRSO | 565.6667 | 904.6667
[13 empty] | 32406 | 32406 | FL | SRSO | 565.6667 | 904.6667
[13 empty] | 32407 | 32407 | FL | SRSO | 565.6667 | 904.6667
[13 empty] | 32408 | 32408 | FL | SRSO | 565.6667 | 904.6667
[13 empty] | 32409 | 32409 | FL | SRSO | 565.6667 | 904.6667
[13 empty] | 32410 | 32410 | FL | SRSO | 565.6667 | 904.6667
[13 empty] | 32411 | 32411 | FL | SRSO | 565.6667 | 904.6667
[13 empty] | 32412 | 32412 | FL | SRSO | 565.6667 | 904.6667
[13 empty] | 32413 | 32413 | FL | SRSO | 565.6667 | 904.6667
[13 empty] | 32417 | 32417 | FL | SRSO | 565.6667 | 904.6667
[13 empty] | 32420 | 32420 | FL | SRSO | 565.6667 | 904.6667
[13 empty] | 32421 | 32421 | FL | SRSO | 565.6667 | 904.6667
[13 empty] | 32422 | 32422 | FL | SRSO | 565.6667 | 904.6667
[13 empty] | 32423 | 32423 | FL | SRSO | 565.6667 | 904.6667
[13 empty] | 32424 | 32424 | FL | SRSO | 565.6667 | 904.6667
[13 empty] | 32425 | 32425 | FL | SRSO | 565.6667 | 904.6667
[13 empty] | 32426 | 32426 | FL | SRSO | 565.6667 | 904.6667
[13 empty] | 32427 | 32427 | FL | SRSO | 565.6667 | 904.6667
[13 empty] | 32428 | 32428 | FL | SRSO | 565.6667 | 904.6667
[13 empty] | 32430 | 32430 | FL | SRSO | 565.6667 | 904.6667
[13 empty] | 32431 | 32431 | FL | SRSO | 565.6667 | 904.6667
[13 empty] | 32432 | 32432 | FL | SRSO | 565.6667 | 904.6667
[13 empty] | 32433 | 32433 | FL | SRSO | 565.6667 | 904.6667
[13 empty] | 32434 | 32434 | FL | SRSO | 565.6667 | 904.6667
[13 empty] | 32435 | 32435 | FL | SRSO | 565.6667 | 904.6667
[13 empty] | 32437 | 32437 | FL | SRSO | 565.6667 | 904.6667
[13 empty] | 32438 | 32438 | FL | SRSO | 565.6667 | 904.6667
[13 empty] | 32439 | 32439 | FL | SRSO | 565.6667 | 904.6667
[13 empty] | 32440 | 32440 | FL | SRSO | 565.6667 | 904.6667
[13 empty] | 32442 | 32442 | FL | SRSO | 565.6667 | 904.6667
[13 empty] | 32443 | 32443 | FL | SRSO | 565.6667 | 904.6667
[13 empty] | 32444 | 32444 | FL | SRSO | 565.6667 | 904.6667
[13 empty] | 32445 | 32445 | FL | SRSO | 565.6667 | 904.6667
[13 empty] | 32446 | 32446 | FL | SRSO | 565.6667 | 904.6667
[13 empty] | 32447 | 32447 | FL | SRSO | 565.6667 | 904.6667
[13 empty] | 32448 | 32448 | FL | SRSO | 565.6667 | 904.6667
[13 empty] | 32449 | 32449 | FL | SRSO | 565.6667 | 904.6667
[13 empty] | 32452 | 32452 | FL | SRSO | 565.6667 | 904.6667
[13 empty] | 32455 | 32455 | FL | SRSO | 565.6667 | 904.6667
[13 empty] | 32456 | 32456 | FL | FRCC | 565.6667 | 904.6667
[13 empty] | 32457 | 32457 | FL | FRCC | 565.6667 | 904.6667
[13 empty] | 32459 | 32459 | FL | SRSO | 565.6667 | 904.6667
[13 empty] | 32460 | 32460 | FL | SRSO | 565.6667 | 904.6667
[13 empty] | 32461 | 32461 | FL | SRSO | 565.6667 | 904.6667
[13 empty] | 32462 | 32462 | FL | SRSO | 565.6667 | 904.6667
[13 empty] | 32463 | 32463 | FL | SRSO | 565.6667 | 904.6667
[13 empty] | 32464 | 32464 | FL | SRSO | 565.6667 | 904.6667
[13 empty] | 32465 | 32465 | FL | SRSO | 565.6667 | 904.6667
[13 empty] | 32466 | 32466 | FL | SRSO | 565.6667 | 904.6667
[13 empty] | 32501 | 32501 | FL | SRSO | 565.6667 | 904.6667
[13 empty] | 32502 | 32502 | FL | SRSO | 565.6667 | 904.6667
[13 empty] | 32503 | 32503 | FL | SRSO | 565.6667 | 904.6667
[13 empty] | 32504 | 32504 | FL | SRSO | 565.6667 | 904.6667
[13 empty] | 32505 | 32505 | FL | SRSO | 565.6667 | 904.6667
[13 empty] | 32506 | 32506 | FL | SRSO | 565.6667 | 904.6667
[13 empty] | 32507 | 32507 | FL | SRSO | 565.6667 | 904.6667
[13 empty] | 32508 | 32508 | FL | SRSO | 565.6667 | 904.6667
[13 empty] | 32509 | 32509 | FL | SRSO | 565.6667 | 904.6667
[13 empty] | 32511 | 32511 | FL | SRSO | 565.6667 | 904.6667
[13 empty] | 32512 | 32512 | FL | SRSO | 565.6667 | 904.6667
[13 empty] | 32513 | 32513 | FL | SRSO | 565.6667 | 904.6667
[13 empty] | 32514 | 32514 | FL | SRSO | 565.6667 | 904.6667
[13 empty] | 32516 | 32516 | FL | SRSO | 565.6667 | 904.6667
[13 empty] | 32520 | 32520 | FL | SRSO | 565.6667 | 904.6667
[13 empty] | 32521 | 32521 | FL | SRSO | 565.6667 | 904.6667
[13 empty] | 32522 | 32522 | FL | SRSO | 565.6667 | 904.6667
[13 empty] | 32523 | 32523 | FL | SRSO | 565.6667 | 904.6667
[13 empty] | 32524 | 32524 | FL | SRSO | 565.6667 | 904.6667
[13 empty] | 32526 | 32526 | FL | SRSO | 565.6667 | 904.6667
[13 empty] | 32530 | 32530 | FL | SRSO | 565.6667 | 904.6667
[13 empty] | 32531 | 32531 | FL | SRSO | 565.6667 | 904.6667
[13 empty] | 32533 | 32533 | FL | SRSO | 565.6667 | 904.6667
[13 empty] | 32534 | 32534 | FL | SRSO | 565.6667 | 904.6667
[13 empty] | 32535 | 32535 | FL | SRSO | 565.6667 | 904.6667
[13 empty] | 32536 | 32536 | FL | SRSO | 565.6667 | 904.6667
[13 empty] | 32537 | 32537 | FL | SRSO | 565.6667 | 904.6667
[13 empty] | 32538 | 32538 | FL | SRSO | 565.6667 | 904.6667
[13 empty] | 32539 | 32539 | FL | SRSO | 565.6667 | 904.6667
[13 empty] | 32540 | 32540 | FL | SRSO | 565.6667 | 904.6667
[13 empty] | 32541 | 32541 | FL | SRSO | 565.6667 | 904.6667
[13 empty] | 32542 | 32542 | FL | SRSO | 565.6667 | 904.6667
[13 empty] | 32544 | 32544 | FL | SRSO | 565.6667 | 904.6667
[13 empty] | 32547 | 32547 | FL | SRSO | 565.6667 | 904.6667
[13 empty] | 32548 | 32548 | FL | SRSO | 565.6667 | 904.6667
[13 empty] | 32549 | 32549 | FL | SRSO | 565.6667 | 904.6667
[13 empty] | 32550 | 32550 | FL | SRSO | 565.6667 | 904.6667
[13 empty] | 32559 | 32559 | FL | SRSO | 565.6667 | 904.6667
[13 empty] | 32560 | 32560 | FL | SRSO | 565.6667 | 904.6667
[13 empty] | 32561 | 32561 | FL | SRSO | 565.6667 | 904.6667
[13 empty] | 32562 | 32562 | FL | SRSO | 565.6667 | 904.6667
[13 empty] | 32563 | 32563 | FL | SRSO | 565.6667 | 904.6667
[13 empty] | 32564 | 32564 | FL | SRSO | 565.6667 | 904.6667
[13 empty] | 32565 | 32565 | FL | SRSO | 565.6667 | 904.6667
[13 empty] | 32566 | 32566 | FL | SRSO | 565.6667 | 904.6667
[13 empty] | 32567 | 32567 | FL | SRSO | 565.6667 | 904.6667
[13 empty] | 32568 | 32568 | FL | SRSO | 565.6667 | 904.6667
[13 empty] | 32569 | 32569 | FL | SRSO | 565.6667 | 904.6667
[13 empty] | 32570 | 32570 | FL | SRSO | 565.6667 | 904.6667
[13 empty] | 32571 | 32571 | FL | SRSO | 565.6667 | 904.6667
[13 empty] | 32572 | 32572 | FL | SRSO | 565.6667 | 904.6667
[13 empty] | 32577 | 32577 | FL | SRSO | 565.6667 | 904.6667
[13 empty] | 32578 | 32578 | FL | SRSO | 565.6667 | 904.6667
[13 empty] | 32579 | 32579 | FL | SRSO | 565.6667 | 904.6667
[13 empty] | 32580 | 32580 | FL | SRSO | 565.6667 | 904.6667
[13 empty] | 32583 | 32583 | FL | SRSO | 565.6667 | 904.6667
[13 empty] | 32588 | 32588 | FL | SRSO | 565.6667 | 904.6667
[13 empty] | 32590 | 32590 | FL | SRSO | 565.6667 | 904.6667
[13 empty] | 32591 | 32591 | FL | SRSO | 565.6667 | 904.6667
[13 empty] | 32592 | 32592 | FL | SRSO | 565.6667 | 904.6667
[13 empty] | 32601 | 32601 | FL | FRCC | 565.6667 | 904.6667
[13 empty] | 32602 | 32602 | FL | FRCC | 565.6667 | 904.6667
[13 empty] | 32603 | 32603 | FL | FRCC | 565.6667 | 904.6667
[13 empty] | 32604 | 32604 | FL | FRCC | 565.6667 | 904.6667
[13 empty] | 32605 | 32605 | FL | FRCC | 565.6667 | 904.6667
[13 empty] | 32606 | 32606 | FL | FRCC | 565.6667 | 904.6667
[13 empty] | 32607 | 32607 | FL | FRCC | 565.6667 | 904.6667
[13 empty] | 32608 | 32608 | FL | FRCC | 565.6667 | 904.6667
[13 empty] | 32609 | 32609 | FL | FRCC | 565.6667 | 904.6667
[13 empty] | 32610 | 32610 | FL | FRCC | 565.6667 | 904.6667
[13 empty] | 32611 | 32611 | FL | FRCC | 565.6667 | 904.6667
[13 empty] | 32612 | 32612 | FL | FRCC | 565.6667 | 904.6667
[13 empty] | 32613 | 32613 | FL | FRCC | 565.6667 | 904.6667
[13 empty] | 32614 | 32614 | FL | FRCC | 565.6667 | 904.6667
[13 empty] | 32615 | 32615 | FL | FRCC | 565.6667 | 904.6667
[13 empty] | 32616 | 32616 | FL | FRCC | 565.6667 | 904.6667
[13 empty] | 32617 | 32617 | FL | FRCC | 565.6667 | 904.6667
[13 empty] | 32618 | 32618 | FL | FRCC | 565.6667 | 904.6667
[13 empty] | 32619 | 32619 | FL | FRCC | 565.6667 | 904.6667
[13 empty] | 32621 | 32621 | FL | FRCC | 565.6667 | 904.6667
[13 empty] | 32622 | 32622 | FL | FRCC | 565.6667 | 904.6667
[13 empty] | 32625 | 32625 | FL | FRCC | 565.6667 | 904.6667
[13 empty] | 32626 | 32626 | FL | FRCC | 565.6667 | 904.6667
[13 empty] | 32627 | 32627 | FL | FRCC | 565.6667 | 904.6667
[13 empty] | 32628 | 32628 | FL | FRCC | 565.6667 | 904.6667
[13 empty] | 32631 | 32631 | FL | FRCC | 565.6667 | 904.6667
[13 empty] | 32633 | 32633 | FL | FRCC | 565.6667 | 904.6667
[13 empty] | 32634 | 32634 | FL | FRCC | 565.6667 | 904.6667
[13 empty] | 32635 | 32635 | FL | FRCC | 565.6667 | 904.6667
[13 empty] | 32639 | 32639 | FL | FRCC | 565.6667 | 904.6667
[13 empty] | 32640 | 32640 | FL | FRCC | 565.6667 | 904.6667
[13 empty] | 32641 | 32641 | FL | FRCC | 565.6667 | 904.6667
[13 empty] | 32643 | 32643 | FL | FRCC | 565.6667 | 904.6667
[13 empty] | 32644 | 32644 | FL | FRCC | 565.6667 | 904.6667
[13 empty] | 32648 | 32648 | FL | FRCC | 565.6667 | 904.6667
[13 empty] | 32653 | 32653 | FL | FRCC | 565.6667 | 904.6667
[13 empty] | 32654 | 32654 | FL | FRCC | 565.6667 | 904.6667
[13 empty] | 32655 | 32655 | FL | FRCC | 565.6667 | 904.6667
[13 empty] | 32656 | 32656 | FL | FRCC | 565.6667 | 904.6667
[13 empty] | 32658 | 32658 | FL | FRCC | 565.6667 | 904.6667
[13 empty] | 32662 | 32662 | FL | FRCC | 565.6667 | 904.6667
[13 empty] | 32663 | 32663 | FL | FRCC | 565.6667 | 904.6667
[13 empty] | 32664 | 32664 | FL | FRCC | 565.6667 | 904.6667
[13 empty] | 32666 | 32666 | FL | FRCC | 565.6667 | 904.6667
[13 empty] | 32667 | 32667 | FL | FRCC | 565.6667 | 904.6667
[13 empty] | 32668 | 32668 | FL | FRCC | 565.6667 | 904.6667
[13 empty] | 32669 | 32669 | FL | FRCC | 565.6667 | 904.6667
[13 empty] | 32680 | 32680 | FL | FRCC | 565.6667 | 904.6667
[13 empty] | 32681 | 32681 | FL | FRCC | 565.6667 | 904.6667
[13 empty] | 32683 | 32683 | FL | FRCC | 565.6667 | 904.6667
[13 empty] | 32686 | 32686 | FL | FRCC | 565.6667 | 904.6667
[13 empty] | 32692 | 32692 | FL | FRCC | 565.6667 | 904.6667
[13 empty] | 32693 | 32693 | FL | FRCC | 565.6667 | 904.6667
[13 empty] | 32694 | 32694 | FL | FRCC | 565.6667 | 904.6667
[13 empty] | 32696 | 32696 | FL | FRCC | 565.6667 | 904.6667
[13 empty] | 32697 | 32697 | FL | FRCC | 565.6667 | 904.6667
[13 empty] | 32701 | 32701 | FL | FRCC | 565.6667 | 904.6667
[13 empty] | 32702 | 32702 | FL | FRCC | 565.6667 | 904.6667
[13 empty] | 32703 | 32703 | FL | FRCC | 565.6667 | 904.6667
[13 empty] | 32704 | 32704 | FL | FRCC | 565.6667 | 904.6667
[13 empty] | 32706 | 32706 | FL | FRCC | 565.6667 | 904.6667
[13 empty] | 32707 | 32707 | FL | FRCC | 565.6667 | 904.6667
[13 empty] | 32708 | 32708 | FL | FRCC | 565.6667 | 904.6667
[13 empty] | 32709 | 32709 | FL | FRCC | 565.6667 | 904.6667
[13 empty] | 32710 | 32710 | FL | FRCC | 565.6667 | 904.6667
[13 empty] | 32712 | 32712 | FL | FRCC | 565.6667 | 904.6667
[13 empty] | 32713 | 32713 | FL | FRCC | 565.6667 | 904.6667
[13 empty] | 32714 | 32714 | FL | FRCC | 565.6667 | 904.6667
[13 empty] | 32715 | 32715 | FL | FRCC | 565.6667 | 904.6667
[13 empty] | 32716 | 32716 | FL | FRCC | 565.6667 | 904.6667
[13 empty] | 32718 | 32718 | FL | FRCC | 565.6667 | 904.6667
[13 empty] | 32719 | 32719 | FL | FRCC | 565.6667 | 904.6667
[13 empty] | 32720 | 32720 | FL | FRCC | 565.6667 | 904.6667
[13 empty] | 32721 | 32721 | FL | FRCC | 565.6667 | 904.6667
[13 empty] | 32722 | 32722 | FL | FRCC | 565.6667 | 904.6667
[13 empty] | 32723 | 32723 | FL | FRCC | 565.6667 | 904.6667
[13 empty] | 32724 | 32724 | FL | FRCC | 565.6667 | 904.6667
[13 empty] | 32725 | 32725 | FL | FRCC | 565.6667 | 904.6667
[13 empty] | 32726 | 32726 | FL | FRCC | 565.6667 | 904.6667
[13 empty] | 32727 | 32727 | FL | FRCC | 565.6667 | 904.6667
[13 empty] | 32728 | 32728 | FL | FRCC | 565.6667 | 904.6667
[13 empty] | 32730 | 32730 | FL | FRCC | 565.6667 | 904.6667
[13 empty] | 32732 | 32732 | FL | FRCC | 565.6667 | 904.6667
[13 empty] | 32733 | 32733 | FL | FRCC | 565.6667 | 904.6667
[13 empty] | 32735 | 32735 | FL | FRCC | 565.6667 | 904.6667
[13 empty] | 32736 | 32736 | FL | FRCC | 565.6667 | 904.6667
[13 empty] | 32738 | 32738 | FL | FRCC | 565.6667 | 904.6667
[13 empty] | 32739 | 32739 | FL | FRCC | 565.6667 | 904.6667
[13 empty] | 32744 | 32744 | FL | FRCC | 565.6667 | 904.6667
[13 empty] | 32745 | 32745 | FL | FRCC | 565.6667 | 904.6667
[13 empty] | 32746 | 32746 | FL | FRCC | 565.6667 | 904.6667
[13 empty] | 32747 | 32747 | FL | FRCC | 565.6667 | 904.6667
[13 empty] | 32750 | 32750 | FL | FRCC | 565.6667 | 904.6667
[13 empty] | 32751 | 32751 | FL | FRCC | 565.6667 | 904.6667
[13 empty] | 32752 | 32752 | FL | FRCC | 565.6667 | 904.6667
[13 empty] | 32753 | 32753 | FL | FRCC | 565.6667 | 904.6667
[13 empty] | 32754 | 32754 | FL | FRCC | 565.6667 | 904.6667
[13 empty] | 32756 | 32756 | FL | FRCC | 565.6667 | 904.6667
[13 empty] | 32757 | 32757 | FL | FRCC | 565.6667 | 904.6667
[13 empty] | 32759 | 32759 | FL | FRCC | 565.6667 | 904.6667
[13 empty] | 32762 | 32762 | FL | FRCC | 565.6667 | 904.6667
[13 empty] | 32763 | 32763 | FL | FRCC | 565.6667 | 904.6667
[13 empty] | 32764 | 32764 | FL | FRCC | 565.6667 | 904.6667
[13 empty] | 32765 | 32765 | FL | FRCC | 565.6667 | 904.6667
[13 empty] | 32766 | 32766 | FL | FRCC | 565.6667 | 904.6667
[13 empty] | 32767 | 32767 | FL | FRCC | 565.6667 | 904.6667
[13 empty] | 32768 | 32768 | FL | FRCC | 565.6667 | 904.6667
[13 empty] | 32771 | 32771 | FL | FRCC | 565.6667 | 904.6667
[13 empty] | 32772 | 32772 | FL | FRCC | 565.6667 | 904.6667
[13 empty] | 32773 | 32773 | FL | FRCC | 565.6667 | 904.6667
[13 empty] | 32774 | 32774 | FL | FRCC | 565.6667 | 904.6667
[13 empty] | 32775 | 32775 | FL | FRCC | 565.6667 | 904.6667
[13 empty] | 32776 | 32776 | FL | FRCC | 565.6667 | 904.6667
[13 empty] | 32777 | 32777 | FL | FRCC | 565.6667 | 904.6667
[13 empty] | 32778 | 32778 | FL | FRCC | 565.6667 | 904.6667
[13 empty] | 32779 | 32779 | FL | FRCC | 565.6667 | 904.6667
[13 empty] | 32780 | 32780 | FL | FRCC | 565.6667 | 904.6667
[13 empty] | 32781 | 32781 | FL | FRCC | 565.6667 | 904.6667
[13 empty] | 32782 | 32782 | FL | FRCC | 565.6667 | 904.6667
[13 empty] | 32783 | 32783 | FL | FRCC | 565.6667 | 904.6667
[13 empty] | 32784 | 32784 | FL | FRCC | 565.6667 | 904.6667
[13 empty] | 32789 | 32789 | FL | FRCC | 565.6667 | 904.6667
[13 empty] | 32790 | 32790 | FL | FRCC | 565.6667 | 904.6667
[13 empty] | 32791 | 32791 | FL | FRCC | 565.6667 | 904.6667
[13 empty] | 32792 | 32792 | FL | FRCC | 565.6667 | 904.6667
[13 empty] | 32793 | 32793 | FL | FRCC | 565.6667 | 904.6667
[13 empty] | 32794 | 32794 | FL | FRCC | 565.6667 | 904.6667
[13 empty] | 32795 | 32795 | FL | FRCC | 565.6667 | 904.6667
[13 empty] | 32796 | 32796 | FL | FRCC | 565.6667 | 904.6667
[13 empty] | 32798 | 32798 | FL | FRCC | 565.6667 | 904.6667
[13 empty] | 32799 | 32799 | FL | FRCC | 565.6667 | 904.6667
[13 empty] | 32801 | 32801 | FL | FRCC | 565.6667 | 904.6667
[13 empty] | 32802 | 32802 | FL | FRCC | 565.6667 | 904.6667
[13 empty] | 32803 | 32803 | FL | FRCC | 565.6667 | 904.6667
[13 empty] | 32804 | 32804 | FL | FRCC | 565.6667 | 904.6667
[13 empty] | 32805 | 32805 | FL | FRCC | 565.6667 | 904.6667
[13 empty] | 32806 | 32806 | FL | FRCC | 565.6667 | 904.6667
[13 empty] | 32807 | 32807 | FL | FRCC | 565.6667 | 904.6667
[13 empty] | 32808 | 32808 | FL | FRCC | 565.6667 | 904.6667
[13 empty] | 32809 | 32809 | FL | FRCC | 565.6667 | 904.6667
[13 empty] | 32810 | 32810 | FL | FRCC | 565.6667 | 904.6667
[13 empty] | 32811 | 32811 | FL | FRCC | 565.6667 | 904.6667
[13 empty] | 32812 | 32812 | FL | FRCC | 565.6667 | 904.6667
[13 empty] | 32814 | 32814 | FL | FRCC | 565.6667 | 904.6667
[13 empty] | 32815 | 32815 | FL | FRCC | 565.6667 | 904.6667
[13 empty] | 32816 | 32816 | FL | FRCC | 565.6667 | 904.6667
[13 empty] | 32817 | 32817 | FL | FRCC | 565.6667 | 904.6667
[13 empty] | 32818 | 32818 | FL | FRCC | 565.6667 | 904.6667
[13 empty] | 32819 | 32819 | FL | FRCC | 565.6667 | 904.6667
[13 empty] | 32820 | 32820 | FL | FRCC | 565.6667 | 904.6667
[13 empty] | 32821 | 32821 | FL | FRCC | 565.6667 | 904.6667
[13 empty] | 32822 | 32822 | FL | FRCC | 565.6667 | 904.6667
[13 empty] | 32824 | 32824 | FL | FRCC | 565.6667 | 904.6667
[13 empty] | 32825 | 32825 | FL | FRCC | 565.6667 | 904.6667
[13 empty] | 32826 | 32826 | FL | FRCC | 565.6667 | 904.6667
[13 empty] | 32827 | 32827 | FL | FRCC | 565.6667 | 904.6667
[13 empty] | 32828 | 32828 | FL | FRCC | 565.6667 | 904.6667
[13 empty] | 32829 | 32829 | FL | FRCC | 565.6667 | 904.6667
[13 empty] | 32830 | 32830 | FL | FRCC | 565.6667 | 904.6667
[13 empty] | 32831 | 32831 | FL | FRCC | 565.6667 | 904.6667
[13 empty] | 32832 | 32832 | FL | FRCC | 565.6667 | 904.6667
[13 empty] | 32833 | 32833 | FL | FRCC | 565.6667 | 904.6667
[13 empty] | 32834 | 32834 | FL | FRCC | 565.6667 | 904.6667
[13 empty] | 32835 | 32835 | FL | FRCC | 565.6667 | 904.6667
[13 empty] | 32836 | 32836 | FL | FRCC | 565.6667 | 904.6667
[13 empty] | 32837 | 32837 | FL | FRCC | 565.6667 | 904.6667
[13 empty] | 32839 | 32839 | FL | FRCC | 565.6667 | 904.6667
[13 empty] | 32853 | 32853 | FL | FRCC | 565.6667 | 904.6667
[13 empty] | 32854 | 32854 | FL | FRCC | 565.6667 | 904.6667
[13 empty] | 32855 | 32855 | FL | FRCC | 565.6667 | 904.6667
[13 empty] | 32856 | 32856 | FL | FRCC | 565.6667 | 904.6667
[13 empty] | 32857 | 32857 | FL | FRCC | 565.6667 | 904.6667
[13 empty] | 32858 | 32858 | FL | FRCC | 565.6667 | 904.6667
[13 empty] | 32859 | 32859 | FL | FRCC | 565.6667 | 904.6667
[13 empty] | 32860 | 32860 | FL | FRCC | 565.6667 | 904.6667
[13 empty] | 32861 | 32861 | FL | FRCC | 565.6667 | 904.6667
[13 empty] | 32862 | 32862 | FL | FRCC | 565.6667 | 904.6667
[13 empty] | 32867 | 32867 | FL | FRCC | 565.6667 | 904.6667
[13 empty] | 32868 | 32868 | FL | FRCC | 565.6667 | 904.6667
[13 empty] | 32869 | 32869 | FL | FRCC | 565.6667 | 904.6667
[13 empty] | 32872 | 32872 | FL | FRCC | 565.6667 | 904.6667
[13 empty] | 32877 | 32877 | FL | FRCC | 565.6667 | 904.6667
[13 empty] | 32878 | 32878 | FL | FRCC | 565.6667 | 904.6667
[13 empty] | 32885 | 32885 | FL | FRCC | 565.6667 | 904.6667
[13 empty] | 32886 | 32886 | FL | FRCC | 565.6667 | 904.6667
[13 empty] | 32887 | 32887 | FL | FRCC | 565.6667 | 904.6667
[13 empty] | 32891 | 32891 | FL | FRCC | 565.6667 | 904.6667
[13 empty] | 32896 | 32896 | FL | FRCC | 565.6667 | 904.6667
[13 empty] | 32897 | 32897 | FL | FRCC | 565.6667 | 904.6667
[13 empty] | 32899 | 32899 | FL | FRCC | 565.6667 | 904.6667
[13 empty] | 32901 | 32901 | FL | FRCC | 565.6667 | 904.6667
[13 empty] | 32902 | 32902 | FL | FRCC | 565.6667 | 904.6667
[13 empty] | 32903 | 32903 | FL | FRCC | 565.6667 | 904.6667
[13 empty] | 32904 | 32904 | FL | FRCC | 565.6667 | 904.6667
[13 empty] | 32905 | 32905 | FL | FRCC | 565.6667 | 904.6667
[13 empty] | 32906 | 32906 | FL | FRCC | 565.6667 | 904.6667
[13 empty] | 32907 | 32907 | FL | FRCC | 565.6667 | 904.6667
[13 empty] | 32908 | 32908 | FL | FRCC | 565.6667 | 904.6667
[13 empty] | 32909 | 32909 | FL | FRCC | 565.6667 | 904.6667
[13 empty] | 32910 | 32910 | FL | FRCC | 565.6667 | 904.6667
[13 empty] | 32911 | 32911 | FL | FRCC | 565.6667 | 904.6667
[13 empty] | 32912 | 32912 | FL | FRCC | 565.6667 | 904.6667
[13 empty] | 32919 | 32919 | FL | FRCC | 565.6667 | 904.6667
[13 empty] | 32920 | 32920 | FL | FRCC | 565.6667 | 904.6667
[13 empty] | 32922 | 32922 | FL | FRCC | 565.6667 | 904.6667
[13 empty] | 32923 | 32923 | FL | FRCC | 565.6667 | 904.6667
[13 empty] | 32924 | 32924 | FL | FRCC | 565.6667 | 904.6667
[13 empty] | 32925 | 32925 | FL | FRCC | 565.6667 | 904.6667
[13 empty] | 32926 | 32926 | FL | FRCC | 565.6667 | 904.6667
[13 empty] | 32927 | 32927 | FL | FRCC | 565.6667 | 904.6667
[13 empty] | 32931 | 32931 | FL | FRCC | 565.6667 | 904.6667
[13 empty] | 32932 | 32932 | FL | FRCC | 565.6667 | 904.6667
[13 empty] | 32934 | 32934 | FL | FRCC | 565.6667 | 904.6667
[13 empty] | 32935 | 32935 | FL | FRCC | 565.6667 | 904.6667
[13 empty] | 32936 | 32936 | FL | FRCC | 565.6667 | 904.6667
[13 empty] | 32937 | 32937 | FL | FRCC | 565.6667 | 904.6667
[13 empty] | 32940 | 32940 | FL | FRCC | 565.6667 | 904.6667
[13 empty] | 32941 | 32941 | FL | FRCC | 565.6667 | 904.6667
[13 empty] | 32948 | 32948 | FL | FRCC | 565.6667 | 904.6667
[13 empty] | 32949 | 32949 | FL | FRCC | 565.6667 | 904.6667
[13 empty] | 32950 | 32950 | FL | FRCC | 565.6667 | 904.6667
[13 empty] | 32951 | 32951 | FL | FRCC | 565.6667 | 904.6667
[13 empty] | 32952 | 32952 | FL | FRCC | 565.6667 | 904.6667
[13 empty] | 32953 | 32953 | FL | FRCC | 565.6667 | 904.6667
[13 empty] | 32954 | 32954 | FL | FRCC | 565.6667 | 904.6667
[13 empty] | 32955 | 32955 | FL | FRCC | 565.6667 | 904.6667
[13 empty] | 32956 | 32956 | FL | FRCC | 565.6667 | 904.6667
[13 empty] | 32957 | 32957 | FL | FRCC | 565.6667 | 904.6667
[13 empty] | 32958 | 32958 | FL | FRCC | 565.6667 | 904.6667
[13 empty] | 32959 | 32959 | FL | FRCC | 565.6667 | 904.6667
[13 empty] | 32960 | 32960 | FL | FRCC | 565.6667 | 904.6667
[13 empty] | 32961 | 32961 | FL | FRCC | 565.6667 | 904.6667
[13 empty] | 32962 | 32962 | FL | FRCC | 565.6667 | 904.6667
[13 empty] | 32963 | 32963 | FL | FRCC | 565.6667 | 904.6667
[13 empty] | 32964 | 32964 | FL | FRCC | 565.6667 | 904.6667
[13 empty] | 32965 | 32965 | FL | FRCC | 565.6667 | 904.6667
[13 empty] | 32966 | 32966 | FL | FRCC | 565.6667 | 904.6667
[13 empty] | 32967 | 32967 | FL | FRCC | 565.6667 | 904.6667
[13 empty] | 32968 | 32968 | FL | FRCC | 565.6667 | 904.6667
[13 empty] | 32969 | 32969 | FL | FRCC | 565.6667 | 904.6667
[13 empty] | 32970 | 32970 | FL | FRCC | 565.6667 | 904.6667
[13 empty] | 32971 | 32971 | FL | FRCC | 565.6667 | 904.6667
[13 empty] | 32976 | 32976 | FL | FRCC | 565.6667 | 904.6667
[13 empty] | 32978 | 32978 | FL | FRCC | 565.6667 | 904.6667
[13 empty] | 33001 | 33001 | FL | FRCC | 565.6667 | 904.6667
[13 empty] | 33002 | 33002 | FL | FRCC | 565.6667 | 904.6667
[13 empty] | 33004 | 33004 | FL | FRCC | 565.6667 | 904.6667
[13 empty] | 33008 | 33008 | FL | FRCC | 565.6667 | 904.6667
[13 empty] | 33009 | 33009 | FL | FRCC | 565.6667 | 904.6667
[13 empty] | 33010 | 33010 | FL | FRCC | 565.6667 | 904.6667
[13 empty] | 33011 | 33011 | FL | FRCC | 565.6667 | 904.6667
[13 empty] | 33012 | 33012 | FL | FRCC | 565.6667 | 904.6667
[13 empty] | 33013 | 33013 | FL | FRCC | 565.6667 | 904.6667
[13 empty] | 33014 | 33014 | FL | FRCC | 565.6667 | 904.6667
[13 empty] | 33015 | 33015 | FL | FRCC | 565.6667 | 904.6667
[13 empty] | 33016 | 33016 | FL | FRCC | 565.6667 | 904.6667
[13 empty] | 33017 | 33017 | FL | FRCC | 565.6667 | 904.6667
[13 empty] | 33018 | 33018 | FL | FRCC | 565.6667 | 904.6667
[13 empty] | 33019 | 33019 | FL | FRCC | 565.6667 | 904.6667
[13 empty] | 33020 | 33020 | FL | FRCC | 565.6667 | 904.6667
[13 empty] | 33021 | 33021 | FL | FRCC | 565.6667 | 904.6667
[13 empty] | 33022 | 33022 | FL | FRCC | 565.6667 | 904.6667
[13 empty] | 33023 | 33023 | FL | FRCC | 565.6667 | 904.6667
[13 empty] | 33024 | 33024 | FL | FRCC | 565.6667 | 904.6667
[13 empty] | 33025 | 33025 | FL | FRCC | 565.6667 | 904.6667
[13 empty] | 33026 | 33026 | FL | FRCC | 565.6667 | 904.6667
[13 empty] | 33027 | 33027 | FL | FRCC | 565.6667 | 904.6667
[13 empty] | 33028 | 33028 | FL | FRCC | 565.6667 | 904.6667
[13 empty] | 33029 | 33029 | FL | FRCC | 565.6667 | 904.6667
[13 empty] | 33030 | 33030 | FL | FRCC | 565.6667 | 904.6667
[13 empty] | 33031 | 33031 | FL | FRCC | 565.6667 | 904.6667
[13 empty] | 33032 | 33032 | FL | FRCC | 565.6667 | 904.6667
[13 empty] | 33033 | 33033 | FL | FRCC | 565.6667 | 904.6667
[13 empty] | 33034 | 33034 | FL | FRCC | 565.6667 | 904.6667
[13 empty] | 33035 | 33035 | FL | FRCC | 565.6667 | 904.6667
[13 empty] | 33036 | 33036 | FL | FRCC | 565.6667 | 904.6667
[13 empty] | 33037 | 33037 | FL | FRCC | 565.6667 | 904.6667
[13 empty] | 33039 | 33039 | FL | FRCC | 565.6667 | 904.6667
[13 empty] | 33040 | 33040 | FL | FRCC | 565.6667 | 904.6667
[13 empty] | 33041 | 33041 | FL | FRCC | 565.6667 | 904.6667
[13 empty] | 33042 | 33042 | FL | FRCC | 565.6667 | 904.6667
[13 empty] | 33043 | 33043 | FL | FRCC | 565.6667 | 904.6667
[13 empty] | 33045 | 33045 | FL | FRCC | 565.6667 | 904.6667
[13 empty] | 33050 | 33050 | FL | FRCC | 565.6667 | 904.6667
[13 empty] | 33051 | 33051 | FL | FRCC | 565.6667 | 904.6667
[13 empty] | 33052 | 33052 | FL | FRCC | 565.6667 | 904.6667
[13 empty] | 33054 | 33054 | FL | FRCC | 565.6667 | 904.6667
[13 empty] | 33055 | 33055 | FL | FRCC | 565.6667 | 904.6667
[13 empty] | 33056 | 33056 | FL | FRCC | 565.6667 | 904.6667
[13 empty] | 33060 | 33060 | FL | FRCC | 565.6667 | 904.6667
[13 empty] | 33061 | 33061 | FL | FRCC | 565.6667 | 904.6667
[13 empty] | 33062 | 33062 | FL | FRCC | 565.6667 | 904.6667
[13 empty] | 33063 | 33063 | FL | FRCC | 565.6667 | 904.6667
[13 empty] | 33064 | 33064 | FL | FRCC | 565.6667 | 904.6667
[13 empty] | 33065 | 33065 | FL | FRCC | 565.6667 | 904.6667
[13 empty] | 33066 | 33066 | FL | FRCC | 565.6667 | 904.6667
[13 empty] | 33067 | 33067 | FL | FRCC | 565.6667 | 904.6667
[13 empty] | 33068 | 33068 | FL | FRCC | 565.6667 | 904.6667
[13 empty] | 33069 | 33069 | FL | FRCC | 565.6667 | 904.6667
[13 empty] | 33070 | 33070 | FL | FRCC | 565.6667 | 904.6667
[13 empty] | 33071 | 33071 | FL | FRCC | 565.6667 | 904.6667
[13 empty] | 33072 | 33072 | FL | FRCC | 565.6667 | 904.6667
[13 empty] | 33073 | 33073 | FL | FRCC | 565.6667 | 904.6667
[13 empty] | 33074 | 33074 | FL | FRCC | 565.6667 | 904.6667
[13 empty] | 33075 | 33075 | FL | FRCC | 565.6667 | 904.6667
[13 empty] | 33076 | 33076 | FL | FRCC | 565.6667 | 904.6667
[13 empty] | 33077 | 33077 | FL | FRCC | 565.6667 | 904.6667
[13 empty] | 33081 | 33081 | FL | FRCC | 565.6667 | 904.6667
[13 empty] | 33082 | 33082 | FL | FRCC | 565.6667 | 904.6667
[13 empty] | 33083 | 33083 | FL | FRCC | 565.6667 | 904.6667
[13 empty] | 33084 | 33084 | FL | FRCC | 565.6667 | 904.6667
[13 empty] | 33090 | 33090 | FL | FRCC | 565.6667 | 904.6667
[13 empty] | 33092 | 33092 | FL | FRCC | 565.6667 | 904.6667
[13 empty] | 33093 | 33093 | FL | FRCC | 565.6667 | 904.6667
[13 empty] | 33097 | 33097 | FL | FRCC | 565.6667 | 904.6667
[13 empty] | 33101 | 33101 | FL | FRCC | 565.6667 | 904.6667
[13 empty] | 33102 | 33102 | FL | FRCC | 565.6667 | 904.6667
[13 empty] | 33106 | 33106 | FL | FRCC | 565.6667 | 904.6667
[13 empty] | 33109 | 33109 | FL | FRCC | 565.6667 | 904.6667
[13 empty] | 33111 | 33111 | FL | FRCC | 565.6667 | 904.6667
[13 empty] | 33112 | 33112 | FL | FRCC | 565.6667 | 904.6667
[13 empty] | 33114 | 33114 | FL | FRCC | 565.6667 | 904.6667
[13 empty] | 33116 | 33116 | FL | FRCC | 565.6667 | 904.6667
[13 empty] | 33119 | 33119 | FL | FRCC | 565.6667 | 904.6667
[13 empty] | 33122 | 33122 | FL | FRCC | 565.6667 | 904.6667
[13 empty] | 33124 | 33124 | FL | FRCC | 565.6667 | 904.6667
[13 empty] | 33125 | 33125 | FL | FRCC | 565.6667 | 904.6667
[13 empty] | 33126 | 33126 | FL | FRCC | 565.6667 | 904.6667
[13 empty] | 33127 | 33127 | FL | FRCC | 565.6667 | 904.6667
[13 empty] | 33128 | 33128 | FL | FRCC | 565.6667 | 904.6667
[13 empty] | 33129 | 33129 | FL | FRCC | 565.6667 | 904.6667
[13 empty] | 33130 | 33130 | FL | FRCC | 565.6667 | 904.6667
[13 empty] | 33131 | 33131 | FL | FRCC | 565.6667 | 904.6667
[13 empty] | 33132 | 33132 | FL | FRCC | 565.6667 | 904.6667
[13 empty] | 33133 | 33133 | FL | FRCC | 565.6667 | 904.6667
[13 empty] | 33134 | 33134 | FL | FRCC | 565.6667 | 904.6667
[13 empty] | 33135 | 33135 | FL | FRCC | 565.6667 | 904.6667
[13 empty] | 33136 | 33136 | FL | FRCC | 565.6667 | 904.6667
[13 empty] | 33137 | 33137 | FL | FRCC | 565.6667 | 904.6667
[13 empty] | 33138 | 33138 | FL | FRCC | 565.6667 | 904.6667
[13 empty] | 33139 | 33139 | FL | FRCC | 565.6667 | 904.6667
[13 empty] | 33140 | 33140 | FL | FRCC | 565.6667 | 904.6667
[13 empty] | 33141 | 33141 | FL | FRCC | 565.6667 | 904.6667
[13 empty] | 33142 | 33142 | FL | FRCC | 565.6667 | 904.6667
[13 empty] | 33143 | 33143 | FL | FRCC | 565.6667 | 904.6667
[13 empty] | 33144 | 33144 | FL | FRCC | 565.6667 | 904.6667
[13 empty] | 33145 | 33145 | FL | FRCC | 565.6667 | 904.6667
[13 empty] | 33146 | 33146 | FL | FRCC | 565.6667 | 904.6667
[13 empty] | 33147 | 33147 | FL | FRCC | 565.6667 | 904.6667
[13 empty] | 33149 | 33149 | FL | FRCC | 565.6667 | 904.6667
[13 empty] | 33150 | 33150 | FL | FRCC | 565.6667 | 904.6667
[13 empty] | 33151 | 33151 | FL | FRCC | 565.6667 | 904.6667
[13 empty] | 33152 | 33152 | FL | FRCC | 565.6667 | 904.6667
[13 empty] | 33153 | 33153 | FL | FRCC | 565.6667 | 904.6667
[13 empty] | 33154 | 33154 | FL | FRCC | 565.6667 | 904.6667
[13 empty] | 33155 | 33155 | FL | FRCC | 565.6667 | 904.6667
[13 empty] | 33156 | 33156 | FL | FRCC | 565.6667 | 904.6667
[13 empty] | 33157 | 33157 | FL | FRCC | 565.6667 | 904.6667
[13 empty] | 33158 | 33158 | FL | FRCC | 565.6667 | 904.6667
[13 empty] | 33159 | 33159 | FL | FRCC | 565.6667 | 904.6667
[13 empty] | 33160 | 33160 | FL | FRCC | 565.6667 | 904.6667
[13 empty] | 33161 | 33161 | FL | FRCC | 565.6667 | 904.6667
[13 empty] | 33162 | 33162 | FL | FRCC | 565.6667 | 904.6667
[13 empty] | 33163 | 33163 | FL | FRCC | 565.6667 | 904.6667
[13 empty] | 33164 | 33164 | FL | FRCC | 565.6667 | 904.6667
[13 empty] | 33165 | 33165 | FL | FRCC | 565.6667 | 904.6667
[13 empty] | 33166 | 33166 | FL | FRCC | 565.6667 | 904.6667
[13 empty] | 33167 | 33167 | FL | FRCC | 565.6667 | 904.6667
[13 empty] | 33168 | 33168 | FL | FRCC | 565.6667 | 904.6667
[13 empty] | 33169 | 33169 | FL | FRCC | 565.6667 | 904.6667
[13 empty] | 33170 | 33170 | FL | FRCC | 565.6667 | 904.6667
[13 empty] | 33172 | 33172 | FL | FRCC | 565.6667 | 904.6667
[13 empty] | 33173 | 33173 | FL | FRCC | 565.6667 | 904.6667
[13 empty] | 33174 | 33174 | FL | FRCC | 565.6667 | 904.6667
[13 empty] | 33175 | 33175 | FL | FRCC | 565.6667 | 904.6667
[13 empty] | 33176 | 33176 | FL | FRCC | 565.6667 | 904.6667
[13 empty] | 33177 | 33177 | FL | FRCC | 565.6667 | 904.6667
[13 empty] | 33178 | 33178 | FL | FRCC | 565.6667 | 904.6667
[13 empty] | 33179 | 33179 | FL | FRCC | 565.6667 | 904.6667
[13 empty] | 33180 | 33180 | FL | FRCC | 565.6667 | 904.6667
[13 empty] | 33181 | 33181 | FL | FRCC | 565.6667 | 904.6667
[13 empty] | 33182 | 33182 | FL | FRCC | 565.6667 | 904.6667
[13 empty] | 33183 | 33183 | FL | FRCC | 565.6667 | 904.6667
[13 empty] | 33184 | 33184 | FL | FRCC | 565.6667 | 904.6667
[13 empty] | 33185 | 33185 | FL | FRCC | 565.6667 | 904.6667
[13 empty] | 33186 | 33186 | FL | FRCC | 565.6667 | 904.6667
[13 empty] | 33187 | 33187 | FL | FRCC | 565.6667 | 904.6667
[13 empty] | 33188 | 33188 | FL | FRCC | 565.6667 | 904.6667
[13 empty] | 33189 | 33189 | FL | FRCC | 565.6667 | 904.6667
[13 empty] | 33190 | 33190 | FL | FRCC | 565.6667 | 904.6667
[13 empty] | 33193 | 33193 | FL | FRCC | 565.6667 | 904.6667
[13 empty] | 33194 | 33194 | FL | FRCC | 565.6667 | 904.6667
[13 empty] | 33196 | 33196 | FL | FRCC | 565.6667 | 904.6667
[13 empty] | 33197 | 33197 | FL | FRCC | 565.6667 | 904.6667
[13 empty] | 33199 | 33199 | FL | FRCC | 565.6667 | 904.6667
[13 empty] | 33206 | 33206 | FL | FRCC | 565.6667 | 904.6667
[13 empty] | 33222 | 33222 | FL | FRCC | 565.6667 | 904.6667
[13 empty] | 33231 | 33231 | FL | FRCC | 565.6667 | 904.6667
[13 empty] | 33233 | 33233 | FL | FRCC | 565.6667 | 904.6667
[13 empty] | 33234 | 33234 | FL | FRCC | 565.6667 | 904.6667
[13 empty] | 33238 | 33238 | FL | FRCC | 565.6667 | 904.6667
[13 empty] | 33239 | 33239 | FL | FRCC | 565.6667 | 904.6667
[13 empty] | 33242 | 33242 | FL | FRCC | 565.6667 | 904.6667
[13 empty] | 33243 | 33243 | FL | FRCC | 565.6667 | 904.6667
[13 empty] | 33245 | 33245 | FL | FRCC | 565.6667 | 904.6667
[13 empty] | 33247 | 33247 | FL | FRCC | 565.6667 | 904.6667
[13 empty] | 33255 | 33255 | FL | FRCC | 565.6667 | 904.6667
[13 empty] | 33256 | 33256 | FL | FRCC | 565.6667 | 904.6667
[13 empty] | 33257 | 33257 | FL | FRCC | 565.6667 | 904.6667
[13 empty] | 33261 | 33261 | FL | FRCC | 565.6667 | 904.6667
[13 empty] | 33265 | 33265 | FL | FRCC | 565.6667 | 904.6667
[13 empty] | 33266 | 33266 | FL | FRCC | 565.6667 | 904.6667
[13 empty] | 33269 | 33269 | FL | FRCC | 565.6667 | 904.6667
[13 empty] | 33280 | 33280 | FL | FRCC | 565.6667 | 904.6667
[13 empty] | 33283 | 33283 | FL | FRCC | 565.6667 | 904.6667
[13 empty] | 33296 | 33296 | FL | FRCC | 565.6667 | 904.6667
[13 empty] | 33299 | 33299 | FL | FRCC | 565.6667 | 904.6667
[13 empty] | 33301 | 33301 | FL | FRCC | 565.6667 | 904.6667
[13 empty] | 33302 | 33302 | FL | FRCC | 565.6667 | 904.6667
[13 empty] | 33303 | 33303 | FL | FRCC | 565.6667 | 904.6667
[13 empty] | 33304 | 33304 | FL | FRCC | 565.6667 | 904.6667
[13 empty] | 33305 | 33305 | FL | FRCC | 565.6667 | 904.6667
[13 empty] | 33306 | 33306 | FL | FRCC | 565.6667 | 904.6667
[13 empty] | 33307 | 33307 | FL | FRCC | 565.6667 | 904.6667
[13 empty] | 33308 | 33308 | FL | FRCC | 565.6667 | 904.6667
[13 empty] | 33309 | 33309 | FL | FRCC | 565.6667 | 904.6667
[13 empty] | 33310 | 33310 | FL | FRCC | 565.6667 | 904.6667
[13 empty] | 33311 | 33311 | FL | FRCC | 565.6667 | 904.6667
[13 empty] | 33312 | 33312 | FL | FRCC | 565.6667 | 904.6667
[13 empty] | 33313 | 33313 | FL | FRCC | 565.6667 | 904.6667
[13 empty] | 33314 | 33314 | FL | FRCC | 565.6667 | 904.6667
[13 empty] | 33315 | 33315 | FL | FRCC | 565.6667 | 904.6667
[13 empty] | 33316 | 33316 | FL | FRCC | 565.6667 | 904.6667
[13 empty] | 33317 | 33317 | FL | FRCC | 565.6667 | 904.6667
[13 empty] | 33318 | 33318 | FL | FRCC | 565.6667 | 904.6667
[13 empty] | 33319 | 33319 | FL | FRCC | 565.6667 | 904.6667
[13 empty] | 33320 | 33320 | FL | FRCC | 565.6667 | 904.6667
[13 empty] | 33321 | 33321 | FL | FRCC | 565.6667 | 904.6667
[13 empty] | 33322 | 33322 | FL | FRCC | 565.6667 | 904.6667
[13 empty] | 33323 | 33323 | FL | FRCC | 565.6667 | 904.6667
[13 empty] | 33324 | 33324 | FL | FRCC | 565.6667 | 904.6667
[13 empty] | 33325 | 33325 | FL | FRCC | 565.6667 | 904.6667
[13 empty] | 33326 | 33326 | FL | FRCC | 565.6667 | 904.6667
[13 empty] | 33327 | 33327 | FL | FRCC | 565.6667 | 904.6667
[13 empty] | 33328 | 33328 | FL | FRCC | 565.6667 | 904.6667
[13 empty] | 33329 | 33329 | FL | FRCC | 565.6667 | 904.6667
[13 empty] | 33330 | 33330 | FL | FRCC | 565.6667 | 904.6667
[13 empty] | 33331 | 33331 | FL | FRCC | 565.6667 | 904.6667
[13 empty] | 33332 | 33332 | FL | FRCC | 565.6667 | 904.6667
[13 empty] | 33334 | 33334 | FL | FRCC | 565.6667 | 904.6667
[13 empty] | 33335 | 33335 | FL | FRCC | 565.6667 | 904.6667
[13 empty] | 33336 | 33336 | FL | FRCC | 565.6667 | 904.6667
[13 empty] | 33337 | 33337 | FL | FRCC | 565.6667 | 904.6667
[13 empty] | 33338 | 33338 | FL | FRCC | 565.6667 | 904.6667
[13 empty] | 33339 | 33339 | FL | FRCC | 565.6667 | 904.6667
[13 empty] | 33340 | 33340 | FL | FRCC | 565.6667 | 904.6667
[13 empty] | 33345 | 33345 | FL | FRCC | 565.6667 | 904.6667
[13 empty] | 33346 | 33346 | FL | FRCC | 565.6667 | 904.6667
[13 empty] | 33348 | 33348 | FL | FRCC | 565.6667 | 904.6667
[13 empty] | 33349 | 33349 | FL | FRCC | 565.6667 | 904.6667
[13 empty] | 33351 | 33351 | FL | FRCC | 565.6667 | 904.6667
[13 empty] | 33355 | 33355 | FL | FRCC | 565.6667 | 904.6667
[13 empty] | 33359 | 33359 | FL | FRCC | 565.6667 | 904.6667
[13 empty] | 33388 | 33388 | FL | FRCC | 565.6667 | 904.6667
[13 empty] | 33394 | 33394 | FL | FRCC | 565.6667 | 904.6667
[13 empty] | 33401 | 33401 | FL | FRCC | 565.6667 | 904.6667
[13 empty] | 33402 | 33402 | FL | FRCC | 565.6667 | 904.6667
[13 empty] | 33403 | 33403 | FL | FRCC | 565.6667 | 904.6667
[13 empty] | 33404 | 33404 | FL | FRCC | 565.6667 | 904.6667
[13 empty] | 33405 | 33405 | FL | FRCC | 565.6667 | 904.6667
[13 empty] | 33406 | 33406 | FL | FRCC | 565.6667 | 904.6667
[13 empty] | 33407 | 33407 | FL | FRCC | 565.6667 | 904.6667
[13 empty] | 33408 | 33408 | FL | FRCC | 565.6667 | 904.6667
[13 empty] | 33409 | 33409 | FL | FRCC | 565.6667 | 904.6667
[13 empty] | 33410 | 33410 | FL | FRCC | 565.6667 | 904.6667
[13 empty] | 33411 | 33411 | FL | FRCC | 565.6667 | 904.6667
[13 empty] | 33412 | 33412 | FL | FRCC | 565.6667 | 904.6667
[13 empty] | 33413 | 33413 | FL | FRCC | 565.6667 | 904.6667
[13 empty] | 33414 | 33414 | FL | FRCC | 565.6667 | 904.6667
[13 empty] | 33415 | 33415 | FL | FRCC | 565.6667 | 904.6667
[13 empty] | 33416 | 33416 | FL | FRCC | 565.6667 | 904.6667
[13 empty] | 33417 | 33417 | FL | FRCC | 565.6667 | 904.6667
[13 empty] | 33418 | 33418 | FL | FRCC | 565.6667 | 904.6667
[13 empty] | 33419 | 33419 | FL | FRCC | 565.6667 | 904.6667
[13 empty] | 33420 | 33420 | FL | FRCC | 565.6667 | 904.6667
[13 empty] | 33421 | 33421 | FL | FRCC | 565.6667 | 904.6667
[13 empty] | 33422 | 33422 | FL | FRCC | 565.6667 | 904.6667
[13 empty] | 33424 | 33424 | FL | FRCC | 565.6667 | 904.6667
[13 empty] | 33425 | 33425 | FL | FRCC | 565.6667 | 904.6667
[13 empty] | 33426 | 33426 | FL | FRCC | 565.6667 | 904.6667
[13 empty] | 33427 | 33427 | FL | FRCC | 565.6667 | 904.6667
[13 empty] | 33428 | 33428 | FL | FRCC | 565.6667 | 904.6667
[13 empty] | 33429 | 33429 | FL | FRCC | 565.6667 | 904.6667
[13 empty] | 33430 | 33430 | FL | FRCC | 565.6667 | 904.6667
[13 empty] | 33431 | 33431 | FL | FRCC | 565.6667 | 904.6667
[13 empty] | 33432 | 33432 | FL | FRCC | 565.6667 | 904.6667
[13 empty] | 33433 | 33433 | FL | FRCC | 565.6667 | 904.6667
[13 empty] | 33434 | 33434 | FL | FRCC | 565.6667 | 904.6667
[13 empty] | 33435 | 33435 | FL | FRCC | 565.6667 | 904.6667
[13 empty] | 33436 | 33436 | FL | FRCC | 565.6667 | 904.6667
[13 empty] | 33437 | 33437 | FL | FRCC | 565.6667 | 904.6667
[13 empty] | 33438 | 33438 | FL | FRCC | 565.6667 | 904.6667
[13 empty] | 33439 | 33439 | FL | FRCC | 565.6667 | 904.6667
[13 empty] | 33440 | 33440 | FL | FRCC | 565.6667 | 904.6667
[13 empty] | 33441 | 33441 | FL | FRCC | 565.6667 | 904.6667
[13 empty] | 33442 | 33442 | FL | FRCC | 565.6667 | 904.6667
[13 empty] | 33443 | 33443 | FL | FRCC | 565.6667 | 904.6667
[13 empty] | 33444 | 33444 | FL | FRCC | 565.6667 | 904.6667
[13 empty] | 33445 | 33445 | FL | FRCC | 565.6667 | 904.6667
[13 empty] | 33446 | 33446 | FL | FRCC | 565.6667 | 904.6667
[13 empty] | 33448 | 33448 | FL | FRCC | 565.6667 | 904.6667
[13 empty] | 33449 | 33449 | FL | FRCC | 565.6667 | 904.6667
[13 empty] | 33454 | 33454 | FL | FRCC | 565.6667 | 904.6667
[13 empty] | 33455 | 33455 | FL | FRCC | 565.6667 | 904.6667
[13 empty] | 33458 | 33458 | FL | FRCC | 565.6667 | 904.6667
[13 empty] | 33459 | 33459 | FL | FRCC | 565.6667 | 904.6667
[13 empty] | 33460 | 33460 | FL | FRCC | 565.6667 | 904.6667
[13 empty] | 33461 | 33461 | FL | FRCC | 565.6667 | 904.6667
[13 empty] | 33462 | 33462 | FL | FRCC | 565.6667 | 904.6667
[13 empty] | 33463 | 33463 | FL | FRCC | 565.6667 | 904.6667
[13 empty] | 33464 | 33464 | FL | FRCC | 565.6667 | 904.6667
[13 empty] | 33465 | 33465 | FL | FRCC | 565.6667 | 904.6667
[13 empty] | 33466 | 33466 | FL | FRCC | 565.6667 | 904.6667
[13 empty] | 33467 | 33467 | FL | FRCC | 565.6667 | 904.6667
[13 empty] | 33468 | 33468 | FL | FRCC | 565.6667 | 904.6667
[13 empty] | 33469 | 33469 | FL | FRCC | 565.6667 | 904.6667
[13 empty] | 33470 | 33470 | FL | FRCC | 565.6667 | 904.6667
[13 empty] | 33471 | 33471 | FL | FRCC | 565.6667 | 904.6667
[13 empty] | 33472 | 33472 | FL | FRCC | 565.6667 | 904.6667
[13 empty] | 33473 | 33473 | FL | FRCC | 565.6667 | 904.6667
[13 empty] | 33474 | 33474 | FL | FRCC | 565.6667 | 904.6667
[13 empty] | 33475 | 33475 | FL | FRCC | 565.6667 | 904.6667
[13 empty] | 33476 | 33476 | FL | FRCC | 565.6667 | 904.6667
[13 empty] | 33477 | 33477 | FL | FRCC | 565.6667 | 904.6667
[13 empty] | 33478 | 33478 | FL | FRCC | 565.6667 | 904.6667
[13 empty] | 33480 | 33480 | FL | FRCC | 565.6667 | 904.6667
[13 empty] | 33481 | 33481 | FL | FRCC | 565.6667 | 904.6667
[13 empty] | 33482 | 33482 | FL | FRCC | 565.6667 | 904.6667
[13 empty] | 33483 | 33483 | FL | FRCC | 565.6667 | 904.6667
[13 empty] | 33484 | 33484 | FL | FRCC | 565.6667 | 904.6667
[13 empty] | 33486 | 33486 | FL | FRCC | 565.6667 | 904.6667
[13 empty] | 33487 | 33487 | FL | FRCC | 565.6667 | 904.6667
[13 empty] | 33488 | 33488 | FL | FRCC | 565.6667 | 904.6667
[13 empty] | 33493 | 33493 | FL | FRCC | 565.6667 | 904.6667
[13 empty] | 33496 | 33496 | FL | FRCC | 565.6667 | 904.6667
[13 empty] | 33497 | 33497 | FL | FRCC | 565.6667 | 904.6667
[13 empty] | 33498 | 33498 | FL | FRCC | 565.6667 | 904.6667
[13 empty] | 33499 | 33499 | FL | FRCC | 565.6667 | 904.6667
[13 empty] | 33503 | 33503 | FL | FRCC | 565.6667 | 904.6667
[13 empty] | 33508 | 33508 | FL | FRCC | 565.6667 | 904.6667
[13 empty] | 33509 | 33509 | FL | FRCC | 565.6667 | 904.6667
[13 empty] | 33510 | 33510 | FL | FRCC | 565.6667 | 904.6667
[13 empty] | 33511 | 33511 | FL | FRCC | 565.6667 | 904.6667
[13 empty] | 33513 | 33513 | FL | FRCC | 565.6667 | 904.6667
[13 empty] | 33514 | 33514 | FL | FRCC | 565.6667 | 904.6667
[13 empty] | 33521 | 33521 | FL | FRCC | 565.6667 | 904.6667
[13 empty] | 33523 | 33523 | FL | FRCC | 565.6667 | 904.6667
[13 empty] | 33524 | 33524 | FL | FRCC | 565.6667 | 904.6667
[13 empty] | 33525 | 33525 | FL | FRCC | 565.6667 | 904.6667
[13 empty] | 33526 | 33526 | FL | FRCC | 565.6667 | 904.6667
[13 empty] | 33527 | 33527 | FL | FRCC | 565.6667 | 904.6667
[13 empty] | 33530 | 33530 | FL | FRCC | 565.6667 | 904.6667
[13 empty] | 33534 | 33534 | FL | FRCC | 565.6667 | 904.6667
[13 empty] | 33537 | 33537 | FL | FRCC | 565.6667 | 904.6667
[13 empty] | 33538 | 33538 | FL | FRCC | 565.6667 | 904.6667
[13 empty] | 33539 | 33539 | FL | FRCC | 565.6667 | 904.6667
[13 empty] | 33540 | 33540 | FL | FRCC | 565.6667 | 904.6667
[13 empty] | 33541 | 33541 | FL | FRCC | 565.6667 | 904.6667
[13 empty] | 33542 | 33542 | FL | FRCC | 565.6667 | 904.6667
[13 empty] | 33543 | 33543 | FL | FRCC | 565.6667 | 904.6667
[13 empty] | 33544 | 33544 | FL | FRCC | 565.6667 | 904.6667
[13 empty] | 33545 | 33545 | FL | FRCC | 565.6667 | 904.6667
[13 empty] | 33547 | 33547 | FL | FRCC | 565.6667 | 904.6667
[13 empty] | 33548 | 33548 | FL | FRCC | 565.6667 | 904.6667
[13 empty] | 33549 | 33549 | FL | FRCC | 565.6667 | 904.6667
[13 empty] | 33550 | 33550 | FL | FRCC | 565.6667 | 904.6667
[13 empty] | 33556 | 33556 | FL | FRCC | 565.6667 | 904.6667
[13 empty] | 33558 | 33558 | FL | FRCC | 565.6667 | 904.6667
[13 empty] | 33559 | 33559 | FL | FRCC | 565.6667 | 904.6667
[13 empty] | 33563 | 33563 | FL | FRCC | 565.6667 | 904.6667
[13 empty] | 33564 | 33564 | FL | FRCC | 565.6667 | 904.6667
[13 empty] | 33565 | 33565 | FL | FRCC | 565.6667 | 904.6667
[13 empty] | 33566 | 33566 | FL | FRCC | 565.6667 | 904.6667
[13 empty] | 33567 | 33567 | FL | FRCC | 565.6667 | 904.6667
[13 empty] | 33568 | 33568 | FL | FRCC | 565.6667 | 904.6667
[13 empty] | 33569 | 33569 | FL | FRCC | 565.6667 | 904.6667
[13 empty] | 33570 | 33570 | FL | FRCC | 565.6667 | 904.6667
[13 empty] | 33571 | 33571 | FL | FRCC | 565.6667 | 904.6667
[13 empty] | 33572 | 33572 | FL | FRCC | 565.6667 | 904.6667
[13 empty] | 33573 | 33573 | FL | FRCC | 565.6667 | 904.6667
[13 empty] | 33574 | 33574 | FL | FRCC | 565.6667 | 904.6667
[13 empty] | 33575 | 33575 | FL | FRCC | 565.6667 | 904.6667
[13 empty] | 33576 | 33576 | FL | FRCC | 565.6667 | 904.6667
[13 empty] | 33578 | 33578 | FL | FRCC | 565.6667 | 904.6667
[13 empty] | 33579 | 33579 | FL | FRCC | 565.6667 | 904.6667
[13 empty] | 33583 | 33583 | FL | FRCC | 565.6667 | 904.6667
[13 empty] | 33584 | 33584 | FL | FRCC | 565.6667 | 904.6667
[13 empty] | 33585 | 33585 | FL | FRCC | 565.6667 | 904.6667
[13 empty] | 33586 | 33586 | FL | FRCC | 565.6667 | 904.6667
[13 empty] | 33587 | 33587 | FL | FRCC | 565.6667 | 904.6667
[13 empty] | 33592 | 33592 | FL | FRCC | 565.6667 | 904.6667
[13 empty] | 33593 | 33593 | FL | FRCC | 565.6667 | 904.6667
[13 empty] | 33594 | 33594 | FL | FRCC | 565.6667 | 904.6667
[13 empty] | 33595 | 33595 | FL | FRCC | 565.6667 | 904.6667
[13 empty] | 33596 | 33596 | FL | FRCC | 565.6667 | 904.6667
[13 empty] | 33597 | 33597 | FL | FRCC | 565.6667 | 904.6667
[13 empty] | 33598 | 33598 | FL | FRCC | 565.6667 | 904.6667
[13 empty] | 33601 | 33601 | FL | FRCC | 565.6667 | 904.6667
[13 empty] | 33602 | 33602 | FL | FRCC | 565.6667 | 904.6667
[13 empty] | 33603 | 33603 | FL | FRCC | 565.6667 | 904.6667
[13 empty] | 33604 | 33604 | FL | FRCC | 565.6667 | 904.6667
[13 empty] | 33605 | 33605 | FL | FRCC | 565.6667 | 904.6667
[13 empty] | 33606 | 33606 | FL | FRCC | 565.6667 | 904.6667
[13 empty] | 33607 | 33607 | FL | FRCC | 565.6667 | 904.6667
[13 empty] | 33608 | 33608 | FL | FRCC | 565.6667 | 904.6667
[13 empty] | 33609 | 33609 | FL | FRCC | 565.6667 | 904.6667
[13 empty] | 33610 | 33610 | FL | FRCC | 565.6667 | 904.6667
[13 empty] | 33611 | 33611 | FL | FRCC | 565.6667 | 904.6667
[13 empty] | 33612 | 33612 | FL | FRCC | 565.6667 | 904.6667
[13 empty] | 33613 | 33613 | FL | FRCC | 565.6667 | 904.6667
[13 empty] | 33614 | 33614 | FL | FRCC | 565.6667 | 904.6667
[13 empty] | 33615 | 33615 | FL | FRCC | 565.6667 | 904.6667
[13 empty] | 33616 | 33616 | FL | FRCC | 565.6667 | 904.6667
[13 empty] | 33617 | 33617 | FL | FRCC | 565.6667 | 904.6667
[13 empty] | 33618 | 33618 | FL | FRCC | 565.6667 | 904.6667
[13 empty] | 33619 | 33619 | FL | FRCC | 565.6667 | 904.6667
[13 empty] | 33620 | 33620 | FL | FRCC | 565.6667 | 904.6667
[13 empty] | 33621 | 33621 | FL | FRCC | 565.6667 | 904.6667
[13 empty] | 33622 | 33622 | FL | FRCC | 565.6667 | 904.6667
[13 empty] | 33623 | 33623 | FL | FRCC | 565.6667 | 904.6667
[13 empty] | 33624 | 33624 | FL | FRCC | 565.6667 | 904.6667
[13 empty] | 33625 | 33625 | FL | FRCC | 565.6667 | 904.6667
[13 empty] | 33626 | 33626 | FL | FRCC | 565.6667 | 904.6667
[13 empty] | 33629 | 33629 | FL | FRCC | 565.6667 | 904.6667
[13 empty] | 33630 | 33630 | FL | FRCC | 565.6667 | 904.6667
[13 empty] | 33631 | 33631 | FL | FRCC | 565.6667 | 904.6667
[13 empty] | 33633 | 33633 | FL | FRCC | 565.6667 | 904.6667
[13 empty] | 33634 | 33634 | FL | FRCC | 565.6667 | 904.6667
[13 empty] | 33635 | 33635 | FL | FRCC | 565.6667 | 904.6667
[13 empty] | 33637 | 33637 | FL | FRCC | 565.6667 | 904.6667
[13 empty] | 33646 | 33646 | FL | FRCC | 565.6667 | 904.6667
[13 empty] | 33647 | 33647 | FL | FRCC | 565.6667 | 904.6667
[13 empty] | 33650 | 33650 | FL | FRCC | 565.6667 | 904.6667
[13 empty] | 33655 | 33655 | FL | FRCC | 565.6667 | 904.6667
[13 empty] | 33660 | 33660 | FL | FRCC | 565.6667 | 904.6667
[13 empty] | 33661 | 33661 | FL | FRCC | 565.6667 | 904.6667
[13 empty] | 33662 | 33662 | FL | FRCC | 565.6667 | 904.6667
[13 empty] | 33663 | 33663 | FL | FRCC | 565.6667 | 904.6667
[13 empty] | 33664 | 33664 | FL | FRCC | 565.6667 | 904.6667
[13 empty] | 33672 | 33672 | FL | FRCC | 565.6667 | 904.6667
[13 empty] | 33673 | 33673 | FL | FRCC | 565.6667 | 904.6667
[13 empty] | 33674 | 33674 | FL | FRCC | 565.6667 | 904.6667
[13 empty] | 33675 | 33675 | FL | FRCC | 565.6667 | 904.6667
[13 empty] | 33677 | 33677 | FL | FRCC | 565.6667 | 904.6667
[13 empty] | 33679 | 33679 | FL | FRCC | 565.6667 | 904.6667
[13 empty] | 33680 | 33680 | FL | FRCC | 565.6667 | 904.6667
[13 empty] | 33681 | 33681 | FL | FRCC | 565.6667 | 904.6667
[13 empty] | 33682 | 33682 | FL | FRCC | 565.6667 | 904.6667
[13 empty] | 33684 | 33684 | FL | FRCC | 565.6667 | 904.6667
[13 empty] | 33685 | 33685 | FL | FRCC | 565.6667 | 904.6667
[13 empty] | 33686 | 33686 | FL | FRCC | 565.6667 | 904.6667
[13 empty] | 33687 | 33687 | FL | FRCC | 565.6667 | 904.6667
[13 empty] | 33688 | 33688 | FL | FRCC | 565.6667 | 904.6667
[13 empty] | 33689 | 33689 | FL | FRCC | 565.6667 | 904.6667
[13 empty] | 33690 | 33690 | FL | FRCC | 565.6667 | 904.6667
[13 empty] | 33694 | 33694 | FL | FRCC | 565.6667 | 904.6667
[13 empty] | 33701 | 33701 | FL | FRCC | 565.6667 | 904.6667
[13 empty] | 33702 | 33702 | FL | FRCC | 565.6667 | 904.6667
[13 empty] | 33703 | 33703 | FL | FRCC | 565.6667 | 904.6667
[13 empty] | 33704 | 33704 | FL | FRCC | 565.6667 | 904.6667
[13 empty] | 33705 | 33705 | FL | FRCC | 565.6667 | 904.6667
[13 empty] | 33706 | 33706 | FL | FRCC | 565.6667 | 904.6667
[13 empty] | 33707 | 33707 | FL | FRCC | 565.6667 | 904.6667
[13 empty] | 33708 | 33708 | FL | FRCC | 565.6667 | 904.6667
[13 empty] | 33709 | 33709 | FL | FRCC | 565.6667 | 904.6667
[13 empty] | 33710 | 33710 | FL | FRCC | 565.6667 | 904.6667
[13 empty] | 33711 | 33711 | FL | FRCC | 565.6667 | 904.6667
[13 empty] | 33712 | 33712 | FL | FRCC | 565.6667 | 904.6667
[13 empty] | 33713 | 33713 | FL | FRCC | 565.6667 | 904.6667
[13 empty] | 33714 | 33714 | FL | FRCC | 565.6667 | 904.6667
[13 empty] | 33715 | 33715 | FL | FRCC | 565.6667 | 904.6667
[13 empty] | 33716 | 33716 | FL | FRCC | 565.6667 | 904.6667
[13 empty] | 33729 | 33729 | FL | FRCC | 565.6667 | 904.6667
[13 empty] | 33730 | 33730 | FL | FRCC | 565.6667 | 904.6667
[13 empty] | 33731 | 33731 | FL | FRCC | 565.6667 | 904.6667
[13 empty] | 33732 | 33732 | FL | FRCC | 565.6667 | 904.6667
[13 empty] | 33733 | 33733 | FL | FRCC | 565.6667 | 904.6667
[13 empty] | 33734 | 33734 | FL | FRCC | 565.6667 | 904.6667
[13 empty] | 33736 | 33736 | FL | FRCC | 565.6667 | 904.6667
[13 empty] | 33737 | 33737 | FL | FRCC | 565.6667 | 904.6667
[13 empty] | 33738 | 33738 | FL | FRCC | 565.6667 | 904.6667
[13 empty] | 33740 | 33740 | FL | FRCC | 565.6667 | 904.6667
[13 empty] | 33741 | 33741 | FL | FRCC | 565.6667 | 904.6667
[13 empty] | 33742 | 33742 | FL | FRCC | 565.6667 | 904.6667
[13 empty] | 33743 | 33743 | FL | FRCC | 565.6667 | 904.6667
[13 empty] | 33744 | 33744 | FL | FRCC | 565.6667 | 904.6667
[13 empty] | 33747 | 33747 | FL | FRCC | 565.6667 | 904.6667
[13 empty] | 33755 | 33755 | FL | FRCC | 565.6667 | 904.6667
[13 empty] | 33756 | 33756 | FL | FRCC | 565.6667 | 904.6667
[13 empty] | 33757 | 33757 | FL | FRCC | 565.6667 | 904.6667
[13 empty] | 33758 | 33758 | FL | FRCC | 565.6667 | 904.6667
[13 empty] | 33759 | 33759 | FL | FRCC | 565.6667 | 904.6667
[13 empty] | 33760 | 33760 | FL | FRCC | 565.6667 | 904.6667
[13 empty] | 33761 | 33761 | FL | FRCC | 565.6667 | 904.6667
[13 empty] | 33762 | 33762 | FL | FRCC | 565.6667 | 904.6667
[13 empty] | 33763 | 33763 | FL | FRCC | 565.6667 | 904.6667
[13 empty] | 33764 | 33764 | FL | FRCC | 565.6667 | 904.6667
[13 empty] | 33765 | 33765 | FL | FRCC | 565.6667 | 904.6667
[13 empty] | 33766 | 33766 | FL | FRCC | 565.6667 | 904.6667
[13 empty] | 33767 | 33767 | FL | FRCC | 565.6667 | 904.6667
[13 empty] | 33769 | 33769 | FL | FRCC | 565.6667 | 904.6667
[13 empty] | 33770 | 33770 | FL | FRCC | 565.6667 | 904.6667
[13 empty] | 33771 | 33771 | FL | FRCC | 565.6667 | 904.6667
[13 empty] | 33772 | 33772 | FL | FRCC | 565.6667 | 904.6667
[13 empty] | 33773 | 33773 | FL | FRCC | 565.6667 | 904.6667
[13 empty] | 33774 | 33774 | FL | FRCC | 565.6667 | 904.6667
[13 empty] | 33775 | 33775 | FL | FRCC | 565.6667 | 904.6667
[13 empty] | 33776 | 33776 | FL | FRCC | 565.6667 | 904.6667
[13 empty] | 33777 | 33777 | FL | FRCC | 565.6667 | 904.6667
[13 empty] | 33778 | 33778 | FL | FRCC | 565.6667 | 904.6667
[13 empty] | 33779 | 33779 | FL | FRCC | 565.6667 | 904.6667
[13 empty] | 33780 | 33780 | FL | FRCC | 565.6667 | 904.6667
[13 empty] | 33781 | 33781 | FL | FRCC | 565.6667 | 904.6667
[13 empty] | 33782 | 33782 | FL | FRCC | 565.6667 | 904.6667
[13 empty] | 33784 | 33784 | FL | FRCC | 565.6667 | 904.6667
[13 empty] | 33785 | 33785 | FL | FRCC | 565.6667 | 904.6667
[13 empty] | 33786 | 33786 | FL | FRCC | 565.6667 | 904.6667
[13 empty] | 33801 | 33801 | FL | FRCC | 565.6667 | 904.6667
[13 empty] | 33802 | 33802 | FL | FRCC | 565.6667 | 904.6667
[13 empty] | 33803 | 33803 | FL | FRCC | 565.6667 | 904.6667
[13 empty] | 33804 | 33804 | FL | FRCC | 565.6667 | 904.6667
[13 empty] | 33805 | 33805 | FL | FRCC | 565.6667 | 904.6667
[13 empty] | 33806 | 33806 | FL | FRCC | 565.6667 | 904.6667
[13 empty] | 33807 | 33807 | FL | FRCC | 565.6667 | 904.6667
[13 empty] | 33809 | 33809 | FL | FRCC | 565.6667 | 904.6667
[13 empty] | 33810 | 33810 | FL | FRCC | 565.6667 | 904.6667
[13 empty] | 33811 | 33811 | FL | FRCC | 565.6667 | 904.6667
[13 empty] | 33812 | 33812 | FL | FRCC | 565.6667 | 904.6667
[13 empty] | 33813 | 33813 | FL | FRCC | 565.6667 | 904.6667
[13 empty] | 33815 | 33815 | FL | FRCC | 565.6667 | 904.6667
[13 empty] | 33820 | 33820 | FL | FRCC | 565.6667 | 904.6667
[13 empty] | 33823 | 33823 | FL | FRCC | 565.6667 | 904.6667
[13 empty] | 33825 | 33825 | FL | FRCC | 565.6667 | 904.6667
[13 empty] | 33826 | 33826 | FL | FRCC | 565.6667 | 904.6667
[13 empty] | 33827 | 33827 | FL | FRCC | 565.6667 | 904.6667
[13 empty] | 33830 | 33830 | FL | FRCC | 565.6667 | 904.6667
[13 empty] | 33831 | 33831 | FL | FRCC | 565.6667 | 904.6667
[13 empty] | 33834 | 33834 | FL | FRCC | 565.6667 | 904.6667
[13 empty] | 33835 | 33835 | FL | FRCC | 565.6667 | 904.6667
[13 empty] | 33836 | 33836 | FL | FRCC | 565.6667 | 904.6667
[13 empty] | 33837 | 33837 | FL | FRCC | 565.6667 | 904.6667
[13 empty] | 33838 | 33838 | FL | FRCC | 565.6667 | 904.6667
[13 empty] | 33839 | 33839 | FL | FRCC | 565.6667 | 904.6667
[13 empty] | 33840 | 33840 | FL | FRCC | 565.6667 | 904.6667
[13 empty] | 33841 | 33841 | FL | FRCC | 565.6667 | 904.6667
[13 empty] | 33843 | 33843 | FL | FRCC | 565.6667 | 904.6667
[13 empty] | 33844 | 33844 | FL | FRCC | 565.6667 | 904.6667
[13 empty] | 33845 | 33845 | FL | FRCC | 565.6667 | 904.6667
[13 empty] | 33846 | 33846 | FL | FRCC | 565.6667 | 904.6667
[13 empty] | 33847 | 33847 | FL | FRCC | 565.6667 | 904.6667
[13 empty] | 33848 | 33848 | FL | FRCC | 565.6667 | 904.6667
[13 empty] | 33849 | 33849 | FL | FRCC | 565.6667 | 904.6667
[13 empty] | 33850 | 33850 | FL | FRCC | 565.6667 | 904.6667
[13 empty] | 33851 | 33851 | FL | FRCC | 565.6667 | 904.6667
[13 empty] | 33852 | 33852 | FL | FRCC | 565.6667 | 904.6667
[13 empty] | 33853 | 33853 | FL | FRCC | 565.6667 | 904.6667
[13 empty] | 33854 | 33854 | FL | FRCC | 565.6667 | 904.6667
[13 empty] | 33855 | 33855 | FL | FRCC | 565.6667 | 904.6667
[13 empty] | 33856 | 33856 | FL | FRCC | 565.6667 | 904.6667
[13 empty] | 33857 | 33857 | FL | FRCC | 565.6667 | 904.6667
[13 empty] | 33858 | 33858 | FL | FRCC | 565.6667 | 904.6667
[13 empty] | 33859 | 33859 | FL | FRCC | 565.6667 | 904.6667
[13 empty] | 33860 | 33860 | FL | FRCC | 565.6667 | 904.6667
[13 empty] | 33862 | 33862 | FL | FRCC | 565.6667 | 904.6667
[13 empty] | 33863 | 33863 | FL | FRCC | 565.6667 | 904.6667
[13 empty] | 33865 | 33865 | FL | FRCC | 565.6667 | 904.6667
[13 empty] | 33867 | 33867 | FL | FRCC | 565.6667 | 904.6667
[13 empty] | 33868 | 33868 | FL | FRCC | 565.6667 | 904.6667
[13 empty] | 33870 | 33870 | FL | FRCC | 565.6667 | 904.6667
[13 empty] | 33871 | 33871 | FL | FRCC | 565.6667 | 904.6667
[13 empty] | 33872 | 33872 | FL | FRCC | 565.6667 | 904.6667
[13 empty] | 33873 | 33873 | FL | FRCC | 565.6667 | 904.6667
[13 empty] | 33875 | 33875 | FL | FRCC | 565.6667 | 904.6667
[13 empty] | 33876 | 33876 | FL | FRCC | 565.6667 | 904.6667
[13 empty] | 33877 | 33877 | FL | FRCC | 565.6667 | 904.6667
[13 empty] | 33880 | 33880 | FL | FRCC | 565.6667 | 904.6667
[13 empty] | 33881 | 33881 | FL | FRCC | 565.6667 | 904.6667
[13 empty] | 33882 | 33882 | FL | FRCC | 565.6667 | 904.6667
[13 empty] | 33883 | 33883 | FL | FRCC | 565.6667 | 904.6667
[13 empty] | 33884 | 33884 | FL | FRCC | 565.6667 | 904.6667
[13 empty] | 33885 | 33885 | FL | FRCC | 565.6667 | 904.6667
[13 empty] | 33888 | 33888 | FL | FRCC | 565.6667 | 904.6667
[13 empty] | 33890 | 33890 | FL | FRCC | 565.6667 | 904.6667
[13 empty] | 33896 | 33896 | FL | FRCC | 565.6667 | 904.6667
[13 empty] | 33897 | 33897 | FL | FRCC | 565.6667 | 904.6667
[13 empty] | 33898 | 33898 | FL | FRCC | 565.6667 | 904.6667
[13 empty] | 33900 | 33900 | FL | FRCC | 565.6667 | 904.6667
[13 empty] | 33901 | 33901 | FL | FRCC | 565.6667 | 904.6667
[13 empty] | 33902 | 33902 | FL | FRCC | 565.6667 | 904.6667
[13 empty] | 33903 | 33903 | FL | FRCC | 565.6667 | 904.6667
[13 empty] | 33904 | 33904 | FL | FRCC | 565.6667 | 904.6667
[13 empty] | 33905 | 33905 | FL | FRCC | 565.6667 | 904.6667
[13 empty] | 33906 | 33906 | FL | FRCC | 565.6667 | 904.6667
[13 empty] | 33907 | 33907 | FL | FRCC | 565.6667 | 904.6667
[13 empty] | 33908 | 33908 | FL | FRCC | 565.6667 | 904.6667
[13 empty] | 33909 | 33909 | FL | FRCC | 565.6667 | 904.6667
[13 empty] | 33910 | 33910 | FL | FRCC | 565.6667 | 904.6667
[13 empty] | 33911 | 33911 | FL | FRCC | 565.6667 | 904.6667
[13 empty] | 33912 | 33912 | FL | FRCC | 565.6667 | 904.6667
[13 empty] | 33913 | 33913 | FL | FRCC | 565.6667 | 904.6667
[13 empty] | 33914 | 33914 | FL | FRCC | 565.6667 | 904.6667
[13 empty] | 33915 | 33915 | FL | FRCC | 565.6667 | 904.6667
[13 empty] | 33916 | 33916 | FL | FRCC | 565.6667 | 904.6667
[13 empty] | 33917 | 33917 | FL | FRCC | 565.6667 | 904.6667
[13 empty] | 33918 | 33918 | FL | FRCC | 565.6667 | 904.6667
[13 empty] | 33919 | 33919 | FL | FRCC | 565.6667 | 904.6667
[13 empty] | 33920 | 33920 | FL | FRCC | 565.6667 | 904.6667
[13 empty] | 33921 | 33921 | FL | FRCC | 565.6667 | 904.6667
[13 empty] | 33922 | 33922 | FL | FRCC | 565.6667 | 904.6667
[13 empty] | 33924 | 33924 | FL | FRCC | 565.6667 | 904.6667
[13 empty] | 33927 | 33927 | FL | FRCC | 565.6667 | 904.6667
[13 empty] | 33928 | 33928 | FL | FRCC | 565.6667 | 904.6667
[13 empty] | 33929 | 33929 | FL | FRCC | 565.6667 | 904.6667
[13 empty] | 33930 | 33930 | FL | FRCC | 565.6667 | 904.6667
[13 empty] | 33931 | 33931 | FL | FRCC | 565.6667 | 904.6667
[13 empty] | 33932 | 33932 | FL | FRCC | 565.6667 | 904.6667
[13 empty] | 33935 | 33935 | FL | FRCC | 565.6667 | 904.6667
[13 empty] | 33936 | 33936 | FL | FRCC | 565.6667 | 904.6667
[13 empty] | 33938 | 33938 | FL | FRCC | 565.6667 | 904.6667
[13 empty] | 33944 | 33944 | FL | FRCC | 565.6667 | 904.6667
[13 empty] | 33945 | 33945 | FL | FRCC | 565.6667 | 904.6667
[13 empty] | 33946 | 33946 | FL | FRCC | 565.6667 | 904.6667
[13 empty] | 33947 | 33947 | FL | FRCC | 565.6667 | 904.6667
[13 empty] | 33948 | 33948 | FL | FRCC | 565.6667 | 904.6667
[13 empty] | 33949 | 33949 | FL | FRCC | 565.6667 | 904.6667
[13 empty] | 33950 | 33950 | FL | FRCC | 565.6667 | 904.6667
[13 empty] | 33951 | 33951 | FL | FRCC | 565.6667 | 904.6667
[13 empty] | 33952 | 33952 | FL | FRCC | 565.6667 | 904.6667
[13 empty] | 33953 | 33953 | FL | FRCC | 565.6667 | 904.6667
[13 empty] | 33954 | 33954 | FL | FRCC | 565.6667 | 904.6667
[13 empty] | 33955 | 33955 | FL | FRCC | 565.6667 | 904.6667
[13 empty] | 33956 | 33956 | FL | FRCC | 565.6667 | 904.6667
[13 empty] | 33957 | 33957 | FL | FRCC | 565.6667 | 904.6667
[13 empty] | 33960 | 33960 | FL | FRCC | 565.6667 | 904.6667
[13 empty] | 33965 | 33965 | FL | FRCC | 565.6667 | 904.6667
[13 empty] | 33966 | 33966 | FL | FRCC | 565.6667 | 904.6667
[13 empty] | 33967 | 33967 | FL | FRCC | 565.6667 | 904.6667
[13 empty] | 33970 | 33970 | FL | FRCC | 565.6667 | 904.6667
[13 empty] | 33971 | 33971 | FL | FRCC | 565.6667 | 904.6667
[13 empty] | 33972 | 33972 | FL | FRCC | 565.6667 | 904.6667
[13 empty] | 33973 | 33973 | FL | FRCC | 565.6667 | 904.6667
[13 empty] | 33974 | 33974 | FL | FRCC | 565.6667 | 904.6667
[13 empty] | 33975 | 33975 | FL | FRCC | 565.6667 | 904.6667
[13 empty] | 33976 | 33976 | FL | FRCC | 565.6667 | 904.6667
[13 empty] | 33980 | 33980 | FL | FRCC | 565.6667 | 904.6667
[13 empty] | 33981 | 33981 | FL | FRCC | 565.6667 | 904.6667
[13 empty] | 33982 | 33982 | FL | FRCC | 565.6667 | 904.6667
[13 empty] | 33983 | 33983 | FL | FRCC | 565.6667 | 904.6667
[13 empty] | 33990 | 33990 | FL | FRCC | 565.6667 | 904.6667
[13 empty] | 33991 | 33991 | FL | FRCC | 565.6667 | 904.6667
[13 empty] | 33993 | 33993 | FL | FRCC | 565.6667 | 904.6667
[13 empty] | 33994 | 33994 | FL | FRCC | 565.6667 | 904.6667
[13 empty] | 34101 | 34101 | FL | FRCC | 565.6667 | 904.6667
[13 empty] | 34102 | 34102 | FL | FRCC | 565.6667 | 904.6667
[13 empty] | 34103 | 34103 | FL | FRCC | 565.6667 | 904.6667
[13 empty] | 34104 | 34104 | FL | FRCC | 565.6667 | 904.6667
[13 empty] | 34105 | 34105 | FL | FRCC | 565.6667 | 904.6667
[13 empty] | 34106 | 34106 | FL | FRCC | 565.6667 | 904.6667
[13 empty] | 34107 | 34107 | FL | FRCC | 565.6667 | 904.6667
[13 empty] | 34108 | 34108 | FL | FRCC | 565.6667 | 904.6667
[13 empty] | 34109 | 34109 | FL | FRCC | 565.6667 | 904.6667
[13 empty] | 34110 | 34110 | FL | FRCC | 565.6667 | 904.6667
[13 empty] | 34112 | 34112 | FL | FRCC | 565.6667 | 904.6667
[13 empty] | 34113 | 34113 | FL | FRCC | 565.6667 | 904.6667
[13 empty] | 34114 | 34114 | FL | FRCC | 565.6667 | 904.6667
[13 empty] | 34116 | 34116 | FL | FRCC | 565.6667 | 904.6667
[13 empty] | 34117 | 34117 | FL | FRCC | 565.6667 | 904.6667
[13 empty] | 34119 | 34119 | FL | FRCC | 565.6667 | 904.6667
[13 empty] | 34120 | 34120 | FL | FRCC | 565.6667 | 904.6667
[13 empty] | 34133 | 34133 | FL | FRCC | 565.6667 | 904.6667
[13 empty] | 34134 | 34134 | FL | FRCC | 565.6667 | 904.6667
[13 empty] | 34135 | 34135 | FL | FRCC | 565.6667 | 904.6667
[13 empty] | 34136 | 34136 | FL | FRCC | 565.6667 | 904.6667
[13 empty] | 34137 | 34137 | FL | FRCC | 565.6667 | 904.6667
[13 empty] | 34138 | 34138 | FL | FRCC | 565.6667 | 904.6667
[13 empty] | 34139 | 34139 | FL | FRCC | 565.6667 | 904.6667
[13 empty] | 34140 | 34140 | FL | FRCC | 565.6667 | 904.6667
[13 empty] | 34141 | 34141 | FL | FRCC | 565.6667 | 904.6667
[13 empty] | 34142 | 34142 | FL | FRCC | 565.6667 | 904.6667
[13 empty] | 34143 | 34143 | FL | FRCC | 565.6667 | 904.6667
[13 empty] | 34145 | 34145 | FL | FRCC | 565.6667 | 904.6667
[13 empty] | 34146 | 34146 | FL | FRCC | 565.6667 | 904.6667
[13 empty] | 34201 | 34201 | FL | FRCC | 565.6667 | 904.6667
[13 empty] | 34202 | 34202 | FL | FRCC | 565.6667 | 904.6667
[13 empty] | 34203 | 34203 | FL | FRCC | 565.6667 | 904.6667
[13 empty] | 34204 | 34204 | FL | FRCC | 565.6667 | 904.6667
[13 empty] | 34205 | 34205 | FL | FRCC | 565.6667 | 904.6667
[13 empty] | 34206 | 34206 | FL | FRCC | 565.6667 | 904.6667
[13 empty] | 34207 | 34207 | FL | FRCC | 565.6667 | 904.6667
[13 empty] | 34208 | 34208 | FL | FRCC | 565.6667 | 904.6667
[13 empty] | 34209 | 34209 | FL | FRCC | 565.6667 | 904.6667
[13 empty] | 34210 | 34210 | FL | FRCC | 565.6667 | 904.6667
[13 empty] | 34211 | 34211 | FL | FRCC | 565.6667 | 904.6667
[13 empty] | 34212 | 34212 | FL | FRCC | 565.6667 | 904.6667
[13 empty] | 34215 | 34215 | FL | FRCC | 565.6667 | 904.6667
[13 empty] | 34216 | 34216 | FL | FRCC | 565.6667 | 904.6667
[13 empty] | 34217 | 34217 | FL | FRCC | 565.6667 | 904.6667
[13 empty] | 34218 | 34218 | FL | FRCC | 565.6667 | 904.6667
[13 empty] | 34219 | 34219 | FL | FRCC | 565.6667 | 904.6667
[13 empty] | 34220 | 34220 | FL | FRCC | 565.6667 | 904.6667
[13 empty] | 34221 | 34221 | FL | FRCC | 565.6667 | 904.6667
[13 empty] | 34222 | 34222 | FL | FRCC | 565.6667 | 904.6667
[13 empty] | 34223 | 34223 | FL | FRCC | 565.6667 | 904.6667
[13 empty] | 34224 | 34224 | FL | FRCC | 565.6667 | 904.6667
[13 empty] | 34228 | 34228 | FL | FRCC | 565.6667 | 904.6667
[13 empty] | 34229 | 34229 | FL | FRCC | 565.6667 | 904.6667
[13 empty] | 34230 | 34230 | FL | FRCC | 565.6667 | 904.6667
[13 empty] | 34231 | 34231 | FL | FRCC | 565.6667 | 904.6667
[13 empty] | 34232 | 34232 | FL | FRCC | 565.6667 | 904.6667
[13 empty] | 34233 | 34233 | FL | FRCC | 565.6667 | 904.6667
[13 empty] | 34234 | 34234 | FL | FRCC | 565.6667 | 904.6667
[13 empty] | 34235 | 34235 | FL | FRCC | 565.6667 | 904.6667
[13 empty] | 34236 | 34236 | FL | FRCC | 565.6667 | 904.6667
[13 empty] | 34237 | 34237 | FL | FRCC | 565.6667 | 904.6667
[13 empty] | 34238 | 34238 | FL | FRCC | 565.6667 | 904.6667
[13 empty] | 34239 | 34239 | FL | FRCC | 565.6667 | 904.6667
[13 empty] | 34240 | 34240 | FL | FRCC | 565.6667 | 904.6667
[13 empty] | 34241 | 34241 | FL | FRCC | 565.6667 | 904.6667
[13 empty] | 34242 | 34242 | FL | FRCC | 565.6667 | 904.6667
[13 empty] | 34243 | 34243 | FL | FRCC | 565.6667 | 904.6667
[13 empty] | 34250 | 34250 | FL | FRCC | 565.6667 | 904.6667
[13 empty] | 34251 | 34251 | FL | FRCC | 565.6667 | 904.6667
[13 empty] | 34260 | 34260 | FL | FRCC | 565.6667 | 904.6667
[13 empty] | 34264 | 34264 | FL | FRCC | 565.6667 | 904.6667
[13 empty] | 34265 | 34265 | FL | FRCC | 565.6667 | 904.6667
[13 empty] | 34266 | 34266 | FL | FRCC | 565.6667 | 904.6667
[13 empty] | 34267 | 34267 | FL | FRCC | 565.6667 | 904.6667
[13 empty] | 34268 | 34268 | FL | FRCC | 565.6667 | 904.6667
[13 empty] | 34269 | 34269 | FL | FRCC | 565.6667 | 904.6667
[13 empty] | 34270 | 34270 | FL | FRCC | 565.6667 | 904.6667
[13 empty] | 34272 | 34272 | FL | FRCC | 565.6667 | 904.6667
[13 empty] | 34274 | 34274 | FL | FRCC | 565.6667 | 904.6667
[13 empty] | 34275 | 34275 | FL | FRCC | 565.6667 | 904.6667
[13 empty] | 34276 | 34276 | FL | FRCC | 565.6667 | 904.6667
[13 empty] | 34277 | 34277 | FL | FRCC | 565.6667 | 904.6667
[13 empty] | 34278 | 34278 | FL | FRCC | 565.6667 | 904.6667
[13 empty] | 34280 | 34280 | FL | FRCC | 565.6667 | 904.6667
[13 empty] | 34281 | 34281 | FL | FRCC | 565.6667 | 904.6667
[13 empty] | 34282 | 34282 | FL | FRCC | 565.6667 | 904.6667
[13 empty] | 34284 | 34284 | FL | FRCC | 565.6667 | 904.6667
[13 empty] | 34285 | 34285 | FL | FRCC | 565.6667 | 904.6667
[13 empty] | 34286 | 34286 | FL | FRCC | 565.6667 | 904.6667
[13 empty] | 34287 | 34287 | FL | FRCC | 565.6667 | 904.6667
[13 empty] | 34288 | 34288 | FL | FRCC | 565.6667 | 904.6667
[13 empty] | 34289 | 34289 | FL | FRCC | 565.6667 | 904.6667
[13 empty] | 34290 | 34290 | FL | FRCC | 565.6667 | 904.6667
[13 empty] | 34291 | 34291 | FL | FRCC | 565.6667 | 904.6667
[13 empty] | 34292 | 34292 | FL | FRCC | 565.6667 | 904.6667
[13 empty] | 34293 | 34293 | FL | FRCC | 565.6667 | 904.6667
[13 empty] | 34295 | 34295 | FL | FRCC | 565.6667 | 904.6667
[13 empty] | 34420 | 34420 | FL | FRCC | 565.6667 | 904.6667
[13 empty] | 34421 | 34421 | FL | FRCC | 565.6667 | 904.6667
[13 empty] | 34423 | 34423 | FL | FRCC | 565.6667 | 904.6667
[13 empty] | 34428 | 34428 | FL | FRCC | 565.6667 | 904.6667
[13 empty] | 34429 | 34429 | FL | FRCC | 565.6667 | 904.6667
[13 empty] | 34430 | 34430 | FL | FRCC | 565.6667 | 904.6667
[13 empty] | 34431 | 34431 | FL | FRCC | 565.6667 | 904.6667
[13 empty] | 34432 | 34432 | FL | FRCC | 565.6667 | 904.6667
[13 empty] | 34433 | 34433 | FL | FRCC | 565.6667 | 904.6667
[13 empty] | 34434 | 34434 | FL | FRCC | 565.6667 | 904.6667
[13 empty] | 34436 | 34436 | FL | FRCC | 565.6667 | 904.6667
[13 empty] | 34442 | 34442 | FL | FRCC | 565.6667 | 904.6667
[13 empty] | 34445 | 34445 | FL | FRCC | 565.6667 | 904.6667
[13 empty] | 34446 | 34446 | FL | FRCC | 565.6667 | 904.6667
[13 empty] | 34447 | 34447 | FL | FRCC | 565.6667 | 904.6667
[13 empty] | 34448 | 34448 | FL | FRCC | 565.6667 | 904.6667
[13 empty] | 34449 | 34449 | FL | FRCC | 565.6667 | 904.6667
[13 empty] | 34450 | 34450 | FL | FRCC | 565.6667 | 904.6667
[13 empty] | 34451 | 34451 | FL | FRCC | 565.6667 | 904.6667
[13 empty] | 34452 | 34452 | FL | FRCC | 565.6667 | 904.6667
[13 empty] | 34453 | 34453 | FL | FRCC | 565.6667 | 904.6667
[13 empty] | 34460 | 34460 | FL | FRCC | 565.6667 | 904.6667
[13 empty] | 34461 | 34461 | FL | FRCC | 565.6667 | 904.6667
[13 empty] | 34464 | 34464 | FL | FRCC | 565.6667 | 904.6667
[13 empty] | 34465 | 34465 | FL | FRCC | 565.6667 | 904.6667
[13 empty] | 34470 | 34470 | FL | FRCC | 565.6667 | 904.6667
[13 empty] | 34471 | 34471 | FL | FRCC | 565.6667 | 904.6667
[13 empty] | 34472 | 34472 | FL | FRCC | 565.6667 | 904.6667
[13 empty] | 34473 | 34473 | FL | FRCC | 565.6667 | 904.6667
[13 empty] | 34474 | 34474 | FL | FRCC | 565.6667 | 904.6667
[13 empty] | 34475 | 34475 | FL | FRCC | 565.6667 | 904.6667
[13 empty] | 34476 | 34476 | FL | FRCC | 565.6667 | 904.6667
[13 empty] | 34477 | 34477 | FL | FRCC | 565.6667 | 904.6667
[13 empty] | 34478 | 34478 | FL | FRCC | 565.6667 | 904.6667
[13 empty] | 34479 | 34479 | FL | FRCC | 565.6667 | 904.6667
[13 empty] | 34480 | 34480 | FL | FRCC | 565.6667 | 904.6667
[13 empty] | 34481 | 34481 | FL | FRCC | 565.6667 | 904.6667
[13 empty] | 34482 | 34482 | FL | FRCC | 565.6667 | 904.6667
[13 empty] | 34483 | 34483 | FL | FRCC | 565.6667 | 904.6667
[13 empty] | 34484 | 34484 | FL | FRCC | 565.6667 | 904.6667
[13 empty] | 34487 | 34487 | FL | FRCC | 565.6667 | 904.6667
[13 empty] | 34488 | 34488 | FL | FRCC | 565.6667 | 904.6667
[13 empty] | 34489 | 34489 | FL | FRCC | 565.6667 | 904.6667
[13 empty] | 34491 | 34491 | FL | FRCC | 565.6667 | 904.6667
[13 empty] | 34492 | 34492 | FL | FRCC | 565.6667 | 904.6667
[13 empty] | 34498 | 34498 | FL | FRCC | 565.6667 | 904.6667
[13 empty] | 34601 | 34601 | FL | FRCC | 565.6667 | 904.6667
[13 empty] | 34602 | 34602 | FL | FRCC | 565.6667 | 904.6667
[13 empty] | 34603 | 34603 | FL | FRCC | 565.6667 | 904.6667
[13 empty] | 34604 | 34604 | FL | FRCC | 565.6667 | 904.6667
[13 empty] | 34605 | 34605 | FL | FRCC | 565.6667 | 904.6667
[13 empty] | 34606 | 34606 | FL | FRCC | 565.6667 | 904.6667
[13 empty] | 34607 | 34607 | FL | FRCC | 565.6667 | 904.6667
[13 empty] | 34608 | 34608 | FL | FRCC | 565.6667 | 904.6667
[13 empty] | 34609 | 34609 | FL | FRCC | 565.6667 | 904.6667
[13 empty] | 34610 | 34610 | FL | FRCC | 565.6667 | 904.6667
[13 empty] | 34611 | 34611 | FL | FRCC | 565.6667 | 904.6667
[13 empty] | 34613 | 34613 | FL | FRCC | 565.6667 | 904.6667
[13 empty] | 34614 | 34614 | FL | FRCC | 565.6667 | 904.6667
[13 empty] | 34636 | 34636 | FL | FRCC | 565.6667 | 904.6667
[13 empty] | 34637 | 34637 | FL | FRCC | 565.6667 | 904.6667
[13 empty] | 34638 | 34638 | FL | FRCC | 565.6667 | 904.6667
[13 empty] | 34639 | 34639 | FL | FRCC | 565.6667 | 904.6667
[13 empty] | 34652 | 34652 | FL | FRCC | 565.6667 | 904.6667
[13 empty] | 34653 | 34653 | FL | FRCC | 565.6667 | 904.6667
[13 empty] | 34654 | 34654 | FL | FRCC | 565.6667 | 904.6667
[13 empty] | 34655 | 34655 | FL | FRCC | 565.6667 | 904.6667
[13 empty] | 34656 | 34656 | FL | FRCC | 565.6667 | 904.6667
[13 empty] | 34660 | 34660 | FL | FRCC | 565.6667 | 904.6667
[13 empty] | 34661 | 34661 | FL | FRCC | 565.6667 | 904.6667
[13 empty] | 34667 | 34667 | FL | FRCC | 565.6667 | 904.6667
[13 empty] | 34668 | 34668 | FL | FRCC | 565.6667 | 904.6667
[13 empty] | 34669 | 34669 | FL | FRCC | 565.6667 | 904.6667
[13 empty] | 34673 | 34673 | FL | FRCC | 565.6667 | 904.6667
[13 empty] | 34674 | 34674 | FL | FRCC | 565.6667 | 904.6667
[13 empty] | 34677 | 34677 | FL | FRCC | 565.6667 | 904.6667
[13 empty] | 34679 | 34679 | FL | FRCC | 565.6667 | 904.6667
[13 empty] | 34680 | 34680 | FL | FRCC | 565.6667 | 904.6667
[13 empty] | 34681 | 34681 | FL | FRCC | 565.6667 | 904.6667
[13 empty] | 34682 | 34682 | FL | FRCC | 565.6667 | 904.6667
[13 empty] | 34683 | 34683 | FL | FRCC | 565.6667 | 904.6667
[13 empty] | 34684 | 34684 | FL | FRCC | 565.6667 | 904.6667
[13 empty] | 34685 | 34685 | FL | FRCC | 565.6667 | 904.6667
[13 empty] | 34688 | 34688 | FL | FRCC | 565.6667 | 904.6667
[13 empty] | 34689 | 34689 | FL | FRCC | 565.6667 | 904.6667
[13 empty] | 34690 | 34690 | FL | FRCC | 565.6667 | 904.6667
[13 empty] | 34691 | 34691 | FL | FRCC | 565.6667 | 904.6667
[13 empty] | 34692 | 34692 | FL | FRCC | 565.6667 | 904.6667
[13 empty] | 34695 | 34695 | FL | FRCC | 565.6667 | 904.6667
[13 empty] | 34697 | 34697 | FL | FRCC | 565.6667 | 904.6667
[13 empty] | 34698 | 34698 | FL | FRCC | 565.6667 | 904.6667
[13 empty] | 34705 | 34705 | FL | FRCC | 565.6667 | 904.6667
[13 empty] | 34711 | 34711 | FL | FRCC | 565.6667 | 904.6667
[13 empty] | 34712 | 34712 | FL | FRCC | 565.6667 | 904.6667
[13 empty] | 34713 | 34713 | FL | FRCC | 565.6667 | 904.6667
[13 empty] | 34714 | 34714 | FL | FRCC | 565.6667 | 904.6667
[13 empty] | 34715 | 34715 | FL | FRCC | 565.6667 | 904.6667
[13 empty] | 34729 | 34729 | FL | FRCC | 565.6667 | 904.6667
[13 empty] | 34731 | 34731 | FL | FRCC | 565.6667 | 904.6667
[13 empty] | 34734 | 34734 | FL | FRCC | 565.6667 | 904.6667
[13 empty] | 34736 | 34736 | FL | FRCC | 565.6667 | 904.6667
[13 empty] | 34737 | 34737 | FL | FRCC | 565.6667 | 904.6667
[13 empty] | 34739 | 34739 | FL | FRCC | 565.6667 | 904.6667
[13 empty] | 34740 | 34740 | FL | FRCC | 565.6667 | 904.6667
[13 empty] | 34741 | 34741 | FL | FRCC | 565.6667 | 904.6667
[13 empty] | 34742 | 34742 | FL | FRCC | 565.6667 | 904.6667
[13 empty] | 34743 | 34743 | FL | FRCC | 565.6667 | 904.6667
[13 empty] | 34744 | 34744 | FL | FRCC | 565.6667 | 904.6667
[13 empty] | 34745 | 34745 | FL | FRCC | 565.6667 | 904.6667
[13 empty] | 34746 | 34746 | FL | FRCC | 565.6667 | 904.6667
[13 empty] | 34747 | 34747 | FL | FRCC | 565.6667 | 904.6667
[13 empty] | 34748 | 34748 | FL | FRCC | 565.6667 | 904.6667
[13 empty] | 34749 | 34749 | FL | FRCC | 565.6667 | 904.6667
[13 empty] | 34753 | 34753 | FL | FRCC | 565.6667 | 904.6667
[13 empty] | 34755 | 34755 | FL | FRCC | 565.6667 | 904.6667
[13 empty] | 34756 | 34756 | FL | FRCC | 565.6667 | 904.6667
[13 empty] | 34758 | 34758 | FL | FRCC | 565.6667 | 904.6667
[13 empty] | 34759 | 34759 | FL | FRCC | 565.6667 | 904.6667
[13 empty] | 34760 | 34760 | FL | FRCC | 565.6667 | 904.6667
[13 empty] | 34761 | 34761 | FL | FRCC | 565.6667 | 904.6667
[13 empty] | 34762 | 34762 | FL | FRCC | 565.6667 | 904.6667
[13 empty] | 34769 | 34769 | FL | FRCC | 565.6667 | 904.6667
[13 empty] | 34770 | 34770 | FL | FRCC | 565.6667 | 904.6667
[13 empty] | 34771 | 34771 | FL | FRCC | 565.6667 | 904.6667
[13 empty] | 34772 | 34772 | FL | FRCC | 565.6667 | 904.6667
[13 empty] | 34773 | 34773 | FL | FRCC | 565.6667 | 904.6667
[13 empty] | 34777 | 34777 | FL | FRCC | 565.6667 | 904.6667
[13 empty] | 34778 | 34778 | FL | FRCC | 565.6667 | 904.6667
[13 empty] | 34785 | 34785 | FL | FRCC | 565.6667 | 904.6667
[13 empty] | 34786 | 34786 | FL | FRCC | 565.6667 | 904.6667
[13 empty] | 34787 | 34787 | FL | FRCC | 565.6667 | 904.6667
[13 empty] | 34788 | 34788 | FL | FRCC | 565.6667 | 904.6667
[13 empty] | 34789 | 34789 | FL | FRCC | 565.6667 | 904.6667
[13 empty] | 34797 | 34797 | FL | FRCC | 565.6667 | 904.6667
[13 empty] | 34945 | 34945 | FL | FRCC | 565.6667 | 904.6667
[13 empty] | 34946 | 34946 | FL | FRCC | 565.6667 | 904.6667
[13 empty] | 34947 | 34947 | FL | FRCC | 565.6667 | 904.6667
[13 empty] | 34948 | 34948 | FL | FRCC | 565.6667 | 904.6667
[13 empty] | 34949 | 34949 | FL | FRCC | 565.6667 | 904.6667
[13 empty] | 34950 | 34950 | FL | FRCC | 565.6667 | 904.6667
[13 empty] | 34951 | 34951 | FL | FRCC | 565.6667 | 904.6667
[13 empty] | 34952 | 34952 | FL | FRCC | 565.6667 | 904.6667
[13 empty] | 34953 | 34953 | FL | FRCC | 565.6667 | 904.6667
[13 empty] | 34954 | 34954 | FL | FRCC | 565.6667 | 904.6667
[13 empty] | 34956 | 34956 | FL | FRCC | 565.6667 | 904.6667
[13 empty] | 34957 | 34957 | FL | FRCC | 565.6667 | 904.6667
[13 empty] | 34958 | 34958 | FL | FRCC | 565.6667 | 904.6667
[13 empty] | 34972 | 34972 | FL | FRCC | 565.6667 | 904.6667
[13 empty] | 34973 | 34973 | FL | FRCC | 565.6667 | 904.6667
[13 empty] | 34974 | 34974 | FL | FRCC | 565.6667 | 904.6667
[13 empty] | 34979 | 34979 | FL | FRCC | 565.6667 | 904.6667
[13 empty] | 34981 | 34981 | FL | FRCC | 565.6667 | 904.6667
[13 empty] | 34982 | 34982 | FL | FRCC | 565.6667 | 904.6667
[13 empty] | 34983 | 34983 | FL | FRCC | 565.6667 | 904.6667
[13 empty] | 34984 | 34984 | FL | FRCC | 565.6667 | 904.6667
[13 empty] | 34985 | 34985 | FL | FRCC | 565.6667 | 904.6667
[13 empty] | 34986 | 34986 | FL | FRCC | 565.6667 | 904.6667
[13 empty] | 34987 | 34987 | FL | FRCC | 565.6667 | 904.6667
[13 empty] | 34988 | 34988 | FL | FRCC | 565.6667 | 904.6667
[13 empty] | 34990 | 34990 | FL | FRCC | 565.6667 | 904.6667
[13 empty] | 34991 | 34991 | FL | FRCC | 565.6667 | 904.6667
[13 empty] | 34992 | 34992 | FL | FRCC | 565.6667 | 904.6667
[13 empty] | 34994 | 34994 | FL | FRCC | 565.6667 | 904.6667
[13 empty] | 34995 | 34995 | FL | FRCC | 565.6667 | 904.6667
[13 empty] | 34996 | 34996 | FL | FRCC | 565.6667 | 904.6667
[13 empty] | 34997 | 34997 | FL | FRCC | 565.6667 | 904.6667
[13 empty] | 35004 | 35004 | AL | SRSO | 565.6667 | 904.6667
[13 empty] | 35005 | 35005 | AL | SRSO | 565.6667 | 904.6667
[13 empty] | 35006 | 35006 | AL | SRSO | 565.6667 | 904.6667
[13 empty] | 35007 | 35007 | AL | SRSO | 565.6667 | 904.6667
[13 empty] | 35010 | 35010 | AL | SRSO | 565.6667 | 904.6667
[13 empty] | 35011 | 35011 | AL | SRSO | 565.6667 | 904.6667
[13 empty] | 35013 | 35013 | AL | SRTV | 565.6667 | 904.6667
[13 empty] | 35014 | 35014 | AL | SRSO | 565.6667 | 904.6667
[13 empty] | 35015 | 35015 | AL | SRTV | 565.6667 | 904.6667
[13 empty] | 35016 | 35016 | AL | SRTV | 565.6667 | 904.6667
[13 empty] | 35019 | 35019 | AL | SRTV | 565.6667 | 904.6667
[13 empty] | 35020 | 35020 | AL | SRTV | 565.6667 | 904.6667
[13 empty] | 35021 | 35021 | AL | SRTV | 565.6667 | 904.6667
[13 empty] | 35022 | 35022 | AL | SRTV | 565.6667 | 904.6667
[13 empty] | 35023 | 35023 | AL | SRSO | 565.6667 | 904.6667
[13 empty] | 35031 | 35031 | AL | SRTV | 565.6667 | 904.6667
[13 empty] | 35032 | 35032 | AL | SRSO | 565.6667 | 904.6667
[13 empty] | 35033 | 35033 | AL | SRTV | 565.6667 | 904.6667
[13 empty] | 35034 | 35034 | AL | SRSO | 565.6667 | 904.6667
[13 empty] | 35035 | 35035 | AL | SRSO | 565.6667 | 904.6667
[13 empty] | 35036 | 35036 | AL | SRTV | 565.6667 | 904.6667
[13 empty] | 35038 | 35038 | AL | SRSO | 565.6667 | 904.6667
[13 empty] | 35040 | 35040 | AL | SRSO | 565.6667 | 904.6667
[13 empty] | 35041 | 35041 | AL | SRTV | 565.6667 | 904.6667
[13 empty] | 35042 | 35042 | AL | SRSO | 565.6667 | 904.6667
[13 empty] | 35043 | 35043 | AL | SRSO | 565.6667 | 904.6667
[13 empty] | 35044 | 35044 | AL | SRSO | 565.6667 | 904.6667
[13 empty] | 35045 | 35045 | AL | SRSO | 565.6667 | 904.6667
[13 empty] | 35046 | 35046 | AL | SRSO | 565.6667 | 904.6667
[13 empty] | 35048 | 35048 | AL | SRSO | 565.6667 | 904.6667
[13 empty] | 35049 | 35049 | AL | SRTV | 565.6667 | 904.6667
[13 empty] | 35051 | 35051 | AL | SRSO | 565.6667 | 904.6667
[13 empty] | 35052 | 35052 | AL | SRSO | 565.6667 | 904.6667
[13 empty] | 35053 | 35053 | AL | SRTV | 565.6667 | 904.6667
[13 empty] | 35054 | 35054 | AL | SRSO | 565.6667 | 904.6667
[13 empty] | 35055 | 35055 | AL | SRTV | 565.6667 | 904.6667
[13 empty] | 35056 | 35056 | AL | SRTV | 565.6667 | 904.6667
[13 empty] | 35057 | 35057 | AL | SRTV | 565.6667 | 904.6667
[13 empty] | 35058 | 35058 | AL | SRTV | 565.6667 | 904.6667
[13 empty] | 35060 | 35060 | AL | SRSO | 565.6667 | 904.6667
[13 empty] | 35061 | 35061 | AL | SRTV | 565.6667 | 904.6667
[13 empty] | 35062 | 35062 | AL | SRSO | 565.6667 | 904.6667
[13 empty] | 35063 | 35063 | AL | SRSO | 565.6667 | 904.6667
[13 empty] | 35064 | 35064 | AL | SRTV | 565.6667 | 904.6667
[13 empty] | 35068 | 35068 | AL | SRTV | 565.6667 | 904.6667
[13 empty] | 35070 | 35070 | AL | SRTV | 565.6667 | 904.6667
[13 empty] | 35071 | 35071 | AL | SRTV | 565.6667 | 904.6667
[13 empty] | 35072 | 35072 | AL | SRSO | 565.6667 | 904.6667
[13 empty] | 35073 | 35073 | AL | SRSO | 565.6667 | 904.6667
[13 empty] | 35074 | 35074 | AL | SRSO | 565.6667 | 904.6667
[13 empty] | 35077 | 35077 | AL | SRTV | 565.6667 | 904.6667
[13 empty] | 35078 | 35078 | AL | SRSO | 565.6667 | 904.6667
[13 empty] | 35079 | 35079 | AL | SRTV | 565.6667 | 904.6667
[13 empty] | 35080 | 35080 | AL | SRSO | 565.6667 | 904.6667
[13 empty] | 35082 | 35082 | AL | SRSO | 565.6667 | 904.6667
[13 empty] | 35083 | 35083 | AL | SRTV | 565.6667 | 904.6667
[13 empty] | 35085 | 35085 | AL | SRSO | 565.6667 | 904.6667
[13 empty] | 35087 | 35087 | AL | SRTV | 565.6667 | 904.6667
[13 empty] | 35089 | 35089 | AL | SRSO | 565.6667 | 904.6667
[13 empty] | 35091 | 35091 | AL | SRTV | 565.6667 | 904.6667
[13 empty] | 35094 | 35094 | AL | SRSO | 565.6667 | 904.6667
[13 empty] | 35096 | 35096 | AL | SRSO | 565.6667 | 904.6667
[13 empty] | 35097 | 35097 | AL | SRTV | 565.6667 | 904.6667
[13 empty] | 35098 | 35098 | AL | SRTV | 565.6667 | 904.6667
[13 empty] | 35111 | 35111 | AL | SRSO | 565.6667 | 904.6667
[13 empty] | 35112 | 35112 | AL | SRSO | 565.6667 | 904.6667
[13 empty] | 35114 | 35114 | AL | SRSO | 565.6667 | 904.6667
[13 empty] | 35115 | 35115 | AL | SRSO | 565.6667 | 904.6667
[13 empty] | 35116 | 35116 | AL | SRTV | 565.6667 | 904.6667
[13 empty] | 35117 | 35117 | AL | SRTV | 565.6667 | 904.6667
[13 empty] | 35118 | 35118 | AL | SRSO | 565.6667 | 904.6667
[13 empty] | 35119 | 35119 | AL | SRTV | 565.6667 | 904.6667
[13 empty] | 35120 | 35120 | AL | SRSO | 565.6667 | 904.6667
[13 empty] | 35121 | 35121 | AL | SRTV | 565.6667 | 904.6667
[13 empty] | 35123 | 35123 | AL | SRTV | 565.6667 | 904.6667
[13 empty] | 35124 | 35124 | AL | SRSO | 565.6667 | 904.6667
[13 empty] | 35125 | 35125 | AL | SRSO | 565.6667 | 904.6667
[13 empty] | 35126 | 35126 | AL | SRTV | 565.6667 | 904.6667
[13 empty] | 35127 | 35127 | AL | SRTV | 565.6667 | 904.6667
[13 empty] | 35128 | 35128 | AL | SRSO | 565.6667 | 904.6667
[13 empty] | 35130 | 35130 | AL | SRSO | 565.6667 | 904.6667
[13 empty] | 35131 | 35131 | AL | SRSO | 565.6667 | 904.6667
[13 empty] | 35133 | 35133 | AL | SRTV | 565.6667 | 904.6667
[13 empty] | 35135 | 35135 | AL | SRSO | 565.6667 | 904.6667
[13 empty] | 35136 | 35136 | AL | SRSO | 565.6667 | 904.6667
[13 empty] | 35137 | 35137 | AL | SRSO | 565.6667 | 904.6667
[13 empty] | 35139 | 35139 | AL | SRTV | 565.6667 | 904.6667
[13 empty] | 35142 | 35142 | AL | SRTV | 565.6667 | 904.6667
[13 empty] | 35143 | 35143 | AL | SRSO | 565.6667 | 904.6667
[13 empty] | 35144 | 35144 | AL | SRSO | 565.6667 | 904.6667
[13 empty] | 35146 | 35146 | AL | SRSO | 565.6667 | 904.6667
[13 empty] | 35147 | 35147 | AL | SRSO | 565.6667 | 904.6667
[13 empty] | 35148 | 35148 | AL | SRSO | 565.6667 | 904.6667
[13 empty] | 35149 | 35149 | AL | SRSO | 565.6667 | 904.6667
[13 empty] | 35150 | 35150 | AL | SRSO | 565.6667 | 904.6667
[13 empty] | 35151 | 35151 | AL | SRSO | 565.6667 | 904.6667
[13 empty] | 35160 | 35160 | AL | SRSO | 565.6667 | 904.6667
[13 empty] | 35161 | 35161 | AL | SRSO | 565.6667 | 904.6667
[13 empty] | 35171 | 35171 | AL | SRSO | 565.6667 | 904.6667
[13 empty] | 35172 | 35172 | AL | SRTV | 565.6667 | 904.6667
[13 empty] | 35173 | 35173 | AL | SRSO | 565.6667 | 904.6667
[13 empty] | 35175 | 35175 | AL | SRTV | 565.6667 | 904.6667
[13 empty] | 35176 | 35176 | AL | SRSO | 565.6667 | 904.6667
[13 empty] | 35178 | 35178 | AL | SRSO | 565.6667 | 904.6667
[13 empty] | 35179 | 35179 | AL | SRTV | 565.6667 | 904.6667
[13 empty] | 35180 | 35180 | AL | SRSO | 565.6667 | 904.6667
[13 empty] | 35181 | 35181 | AL | SRTV | 565.6667 | 904.6667
[13 empty] | 35182 | 35182 | AL | SRSO | 565.6667 | 904.6667
[13 empty] | 35183 | 35183 | AL | SRSO | 565.6667 | 904.6667
[13 empty] | 35184 | 35184 | AL | SRSO | 565.6667 | 904.6667
[13 empty] | 35185 | 35185 | AL | SRSO | 565.6667 | 904.6667
[13 empty] | 35186 | 35186 | AL | SRSO | 565.6667 | 904.6667
[13 empty] | 35187 | 35187 | AL | SRSO | 565.6667 | 904.6667
[13 empty] | 35188 | 35188 | AL | SRSO | 565.6667 | 904.6667
[13 empty] | 35201 | 35201 | AL | SRTV | 565.6667 | 904.6667
[13 empty] | 35202 | 35202 | AL | SRTV | 565.6667 | 904.6667
[13 empty] | 35203 | 35203 | AL | SRTV | 565.6667 | 904.6667
[13 empty] | 35204 | 35204 | AL | SRTV | 565.6667 | 904.6667
[13 empty] | 35205 | 35205 | AL | SRTV | 565.6667 | 904.6667
[13 empty] | 35206 | 35206 | AL | SRTV | 565.6667 | 904.6667
[13 empty] | 35207 | 35207 | AL | SRTV | 565.6667 | 904.6667
[13 empty] | 35208 | 35208 | AL | SRTV | 565.6667 | 904.6667
[13 empty] | 35209 | 35209 | AL | SRTV | 565.6667 | 904.6667
[13 empty] | 35210 | 35210 | AL | SRTV | 565.6667 | 904.6667
[13 empty] | 35211 | 35211 | AL | SRTV | 565.6667 | 904.6667
[13 empty] | 35212 | 35212 | AL | SRTV | 565.6667 | 904.6667
[13 empty] | 35213 | 35213 | AL | SRTV | 565.6667 | 904.6667
[13 empty] | 35214 | 35214 | AL | SRTV | 565.6667 | 904.6667
[13 empty] | 35215 | 35215 | AL | SRTV | 565.6667 | 904.6667
[13 empty] | 35216 | 35216 | AL | SRTV | 565.6667 | 904.6667
[13 empty] | 35217 | 35217 | AL | SRTV | 565.6667 | 904.6667
[13 empty] | 35218 | 35218 | AL | SRTV | 565.6667 | 904.6667
[13 empty] | 35219 | 35219 | AL | SRTV | 565.6667 | 904.6667
[13 empty] | 35220 | 35220 | AL | SRTV | 565.6667 | 904.6667
[13 empty] | 35221 | 35221 | AL | SRTV | 565.6667 | 904.6667
[13 empty] | 35222 | 35222 | AL | SRTV | 565.6667 | 904.6667
[13 empty] | 35223 | 35223 | AL | SRTV | 565.6667 | 904.6667
[13 empty] | 35224 | 35224 | AL | SRTV | 565.6667 | 904.6667
[13 empty] | 35226 | 35226 | AL | SRTV | 565.6667 | 904.6667
[13 empty] | 35228 | 35228 | AL | SRTV | 565.6667 | 904.6667
[13 empty] | 35229 | 35229 | AL | SRTV | 565.6667 | 904.6667
[13 empty] | 35231 | 35231 | AL | SRTV | 565.6667 | 904.6667
[13 empty] | 35232 | 35232 | AL | SRTV | 565.6667 | 904.6667
[13 empty] | 35233 | 35233 | AL | SRTV | 565.6667 | 904.6667
[13 empty] | 35234 | 35234 | AL | SRTV | 565.6667 | 904.6667
[13 empty] | 35235 | 35235 | AL | SRTV | 565.6667 | 904.6667
[13 empty] | 35236 | 35236 | AL | SRTV | 565.6667 | 904.6667
[13 empty] | 35237 | 35237 | AL | SRTV | 565.6667 | 904.6667
[13 empty] | 35238 | 35238 | AL | SRSO | 565.6667 | 904.6667
[13 empty] | 35242 | 35242 | AL | SRSO | 565.6667 | 904.6667
[13 empty] | 35243 | 35243 | AL | SRTV | 565.6667 | 904.6667
[13 empty] | 35244 | 35244 | AL | SRTV | 565.6667 | 904.6667
[13 empty] | 35246 | 35246 | AL | SRTV | 565.6667 | 904.6667
[13 empty] | 35249 | 35249 | AL | SRTV | 565.6667 | 904.6667
[13 empty] | 35253 | 35253 | AL | SRTV | 565.6667 | 904.6667
[13 empty] | 35254 | 35254 | AL | SRTV | 565.6667 | 904.6667
[13 empty] | 35255 | 35255 | AL | SRTV | 565.6667 | 904.6667
[13 empty] | 35259 | 35259 | AL | SRTV | 565.6667 | 904.6667
[13 empty] | 35260 | 35260 | AL | SRTV | 565.6667 | 904.6667
[13 empty] | 35261 | 35261 | AL | SRTV | 565.6667 | 904.6667
[13 empty] | 35266 | 35266 | AL | SRTV | 565.6667 | 904.6667
[13 empty] | 35282 | 35282 | AL | SRTV | 565.6667 | 904.6667
[13 empty] | 35283 | 35283 | AL | SRTV | 565.6667 | 904.6667
[13 empty] | 35285 | 35285 | AL | SRTV | 565.6667 | 904.6667
[13 empty] | 35287 | 35287 | AL | SRTV | 565.6667 | 904.6667
[13 empty] | 35288 | 35288 | AL | SRTV | 565.6667 | 904.6667
[13 empty] | 35290 | 35290 | AL | SRTV | 565.6667 | 904.6667
[13 empty] | 35291 | 35291 | AL | SRTV | 565.6667 | 904.6667
[13 empty] | 35292 | 35292 | AL | SRTV | 565.6667 | 904.6667
[13 empty] | 35293 | 35293 | AL | SRTV | 565.6667 | 904.6667
[13 empty] | 35294 | 35294 | AL | SRTV | 565.6667 | 904.6667
[13 empty] | 35295 | 35295 | AL | SRTV | 565.6667 | 904.6667
[13 empty] | 35296 | 35296 | AL | SRTV | 565.6667 | 904.6667
[13 empty] | 35297 | 35297 | AL | SRTV | 565.6667 | 904.6667
[13 empty] | 35298 | 35298 | AL | SRTV | 565.6667 | 904.6667
[13 empty] | 35401 | 35401 | AL | SRSO | 565.6667 | 904.6667
[13 empty] | 35402 | 35402 | AL | SRSO | 565.6667 | 904.6667
[13 empty] | 35403 | 35403 | AL | SRSO | 565.6667 | 904.6667
[13 empty] | 35404 | 35404 | AL | SRSO | 565.6667 | 904.6667
[13 empty] | 35405 | 35405 | AL | SRSO | 565.6667 | 904.6667
[13 empty] | 35406 | 35406 | AL | SRSO | 565.6667 | 904.6667
[13 empty] | 35407 | 35407 | AL | SRSO | 565.6667 | 904.6667
[13 empty] | 35440 | 35440 | AL | SRSO | 565.6667 | 904.6667
[13 empty] | 35441 | 35441 | AL | SRSO | 565.6667 | 904.6667
[13 empty] | 35442 | 35442 | AL | SRSO | 565.6667 | 904.6667
[13 empty] | 35443 | 35443 | AL | SRSO | 565.6667 | 904.6667
[13 empty] | 35444 | 35444 | AL | SRSO | 565.6667 | 904.6667
[13 empty] | 35446 | 35446 | AL | SRSO | 565.6667 | 904.6667
[13 empty] | 35447 | 35447 | AL | SRSO | 565.6667 | 904.6667
[13 empty] | 35448 | 35448 | AL | SRSO | 565.6667 | 904.6667
[13 empty] | 35449 | 35449 | AL | SRSO | 565.6667 | 904.6667
[13 empty] | 35452 | 35452 | AL | SRSO | 565.6667 | 904.6667
[13 empty] | 35453 | 35453 | AL | SRSO | 565.6667 | 904.6667
[13 empty] | 35456 | 35456 | AL | SRSO | 565.6667 | 904.6667
[13 empty] | 35457 | 35457 | AL | SRSO | 565.6667 | 904.6667
[13 empty] | 35458 | 35458 | AL | SRSO | 565.6667 | 904.6667
[13 empty] | 35459 | 35459 | AL | SRSO | 565.6667 | 904.6667
[13 empty] | 35460 | 35460 | AL | SRSO | 565.6667 | 904.6667
[13 empty] | 35461 | 35461 | AL | SRSO | 565.6667 | 904.6667
[13 empty] | 35462 | 35462 | AL | SRSO | 565.6667 | 904.6667
[13 empty] | 35463 | 35463 | AL | SRSO | 565.6667 | 904.6667
[13 empty] | 35464 | 35464 | AL | SRSO | 565.6667 | 904.6667
[13 empty] | 35466 | 35466 | AL | SRSO | 565.6667 | 904.6667
[13 empty] | 35468 | 35468 | AL | SRSO | 565.6667 | 904.6667
[13 empty] | 35469 | 35469 | AL | SRSO | 565.6667 | 904.6667
[13 empty] | 35470 | 35470 | AL | SRSO | 565.6667 | 904.6667
[13 empty] | 35471 | 35471 | AL | SRSO | 565.6667 | 904.6667
[13 empty] | 35473 | 35473 | AL | SRSO | 565.6667 | 904.6667
[13 empty] | 35474 | 35474 | AL | SRSO | 565.6667 | 904.6667
[13 empty] | 35475 | 35475 | AL | SRSO | 565.6667 | 904.6667
[13 empty] | 35476 | 35476 | AL | SRSO | 565.6667 | 904.6667
[13 empty] | 35477 | 35477 | AL | SRSO | 565.6667 | 904.6667
[13 empty] | 35478 | 35478 | AL | SRSO | 565.6667 | 904.6667
[13 empty] | 35480 | 35480 | AL | SRSO | 565.6667 | 904.6667
[13 empty] | 35481 | 35481 | AL | SRSO | 565.6667 | 904.6667
[13 empty] | 35482 | 35482 | AL | SRSO | 565.6667 | 904.6667
[13 empty] | 35485 | 35485 | AL | SRSO | 565.6667 | 904.6667
[13 empty] | 35486 | 35486 | AL | SRSO | 565.6667 | 904.6667
[13 empty] | 35487 | 35487 | AL | SRSO | 565.6667 | 904.6667
[13 empty] | 35490 | 35490 | AL | SRSO | 565.6667 | 904.6667
[13 empty] | 35491 | 35491 | AL | SRSO | 565.6667 | 904.6667
[13 empty] | 35501 | 35501 | AL | SRSO | 565.6667 | 904.6667
[13 empty] | 35502 | 35502 | AL | SRSO | 565.6667 | 904.6667
[13 empty] | 35503 | 35503 | AL | SRSO | 565.6667 | 904.6667
[13 empty] | 35504 | 35504 | AL | SRSO | 565.6667 | 904.6667
[13 empty] | 35540 | 35540 | AL | SRTV | 565.6667 | 904.6667
[13 empty] | 35541 | 35541 | AL | SRTV | 565.6667 | 904.6667
[13 empty] | 35542 | 35542 | AL | SRSO | 565.6667 | 904.6667
[13 empty] | 35543 | 35543 | AL | SRTV | 565.6667 | 904.6667
[13 empty] | 35544 | 35544 | AL | SRSO | 565.6667 | 904.6667
[13 empty] | 35545 | 35545 | AL | SRSO | 565.6667 | 904.6667
[13 empty] | 35546 | 35546 | AL | SRSO | 565.6667 | 904.6667
[13 empty] | 35548 | 35548 | AL | SRTV | 565.6667 | 904.6667
[13 empty] | 35549 | 35549 | AL | SRSO | 565.6667 | 904.6667
[13 empty] | 35550 | 35550 | AL | SRSO | 565.6667 | 904.6667
[13 empty] | 35551 | 35551 | AL | SRTV | 565.6667 | 904.6667
[13 empty] | 35552 | 35552 | AL | SRTV | 565.6667 | 904.6667
[13 empty] | 35553 | 35553 | AL | SRTV | 565.6667 | 904.6667
[13 empty] | 35554 | 35554 | AL | SRSO | 565.6667 | 904.6667
[13 empty] | 35555 | 35555 | AL | SRSO | 565.6667 | 904.6667
[13 empty] | 35559 | 35559 | AL | SRTV | 565.6667 | 904.6667
[13 empty] | 35560 | 35560 | AL | SRSO | 565.6667 | 904.6667
[13 empty] | 35563 | 35563 | AL | SRSO | 565.6667 | 904.6667
[13 empty] | 35564 | 35564 | AL | SRTV | 565.6667 | 904.6667
[13 empty] | 35565 | 35565 | AL | SRTV | 565.6667 | 904.6667
[13 empty] | 35570 | 35570 | AL | SRTV | 565.6667 | 904.6667
[13 empty] | 35571 | 35571 | AL | SRTV | 565.6667 | 904.6667
[13 empty] | 35572 | 35572 | AL | SRTV | 565.6667 | 904.6667
[13 empty] | 35573 | 35573 | AL | SRSO | 565.6667 | 904.6667
[13 empty] | 35574 | 35574 | AL | SRSO | 565.6667 | 904.6667
[13 empty] | 35575 | 35575 | AL | SRTV | 565.6667 | 904.6667
[13 empty] | 35576 | 35576 | AL | SRSO | 565.6667 | 904.6667
[13 empty] | 35577 | 35577 | AL | SRTV | 565.6667 | 904.6667
[13 empty] | 35578 | 35578 | AL | SRSO | 565.6667 | 904.6667
[13 empty] | 35579 | 35579 | AL | SRSO | 565.6667 | 904.6667
[13 empty] | 35580 | 35580 | AL | SRSO | 565.6667 | 904.6667
[13 empty] | 35581 | 35581 | AL | SRTV | 565.6667 | 904.6667
[13 empty] | 35582 | 35582 | AL | SRTV | 565.6667 | 904.6667
[13 empty] | 35584 | 35584 | AL | SRSO | 565.6667 | 904.6667
[13 empty] | 35585 | 35585 | AL | SRTV | 565.6667 | 904.6667
[13 empty] | 35586 | 35586 | AL | SRSO | 565.6667 | 904.6667
[13 empty] | 35587 | 35587 | AL | SRSO | 565.6667 | 904.6667
[13 empty] | 35592 | 35592 | AL | SRSO | 565.6667 | 904.6667
[13 empty] | 35593 | 35593 | AL | SRTV | 565.6667 | 904.6667
[13 empty] | 35594 | 35594 | AL | SRTV | 565.6667 | 904.6667
[13 empty] | 35601 | 35601 | AL | SRTV | 565.6667 | 904.6667
[13 empty] | 35602 | 35602 | AL | SRTV | 565.6667 | 904.6667
[13 empty] | 35603 | 35603 | AL | SRTV | 565.6667 | 904.6667
[13 empty] | 35609 | 35609 | AL | SRTV | 565.6667 | 904.6667
[13 empty] | 35610 | 35610 | AL | SRTV | 565.6667 | 904.6667
[13 empty] | 35611 | 35611 | AL | SRTV | 565.6667 | 904.6667
[13 empty] | 35612 | 35612 | AL | SRTV | 565.6667 | 904.6667
[13 empty] | 35613 | 35613 | AL | SRTV | 565.6667 | 904.6667
[13 empty] | 35614 | 35614 | AL | SRTV | 565.6667 | 904.6667
[13 empty] | 35615 | 35615 | AL | SRTV | 565.6667 | 904.6667
[13 empty] | 35616 | 35616 | AL | SRTV | 565.6667 | 904.6667
[13 empty] | 35617 | 35617 | AL | SRTV | 565.6667 | 904.6667
[13 empty] | 35618 | 35618 | AL | SRTV | 565.6667 | 904.6667
[13 empty] | 35619 | 35619 | AL | SRTV | 565.6667 | 904.6667
[13 empty] | 35620 | 35620 | AL | SRTV | 565.6667 | 904.6667
[13 empty] | 35621 | 35621 | AL | SRTV | 565.6667 | 904.6667
[13 empty] | 35622 | 35622 | AL | SRTV | 565.6667 | 904.6667
[13 empty] | 35630 | 35630 | AL | SRTV | 565.6667 | 904.6667
[13 empty] | 35631 | 35631 | AL | SRTV | 565.6667 | 904.6667
[13 empty] | 35632 | 35632 | AL | SRTV | 565.6667 | 904.6667
[13 empty] | 35633 | 35633 | AL | SRTV | 565.6667 | 904.6667
[13 empty] | 35634 | 35634 | AL | SRTV | 565.6667 | 904.6667
[13 empty] | 35640 | 35640 | AL | SRTV | 565.6667 | 904.6667
[13 empty] | 35643 | 35643 | AL | SRTV | 565.6667 | 904.6667
[13 empty] | 35645 | 35645 | AL | SRTV | 565.6667 | 904.6667
[13 empty] | 35646 | 35646 | AL | SRTV | 565.6667 | 904.6667
[13 empty] | 35647 | 35647 | AL | SRTV | 565.6667 | 904.6667
[13 empty] | 35648 | 35648 | AL | SRTV | 565.6667 | 904.6667
[13 empty] | 35649 | 35649 | AL | SRTV | 565.6667 | 904.6667
[13 empty] | 35650 | 35650 | AL | SRTV | 565.6667 | 904.6667
[13 empty] | 35651 | 35651 | AL | SRTV | 565.6667 | 904.6667
[13 empty] | 35652 | 35652 | AL | SRTV | 565.6667 | 904.6667
[13 empty] | 35653 | 35653 | AL | SRTV | 565.6667 | 904.6667
[13 empty] | 35654 | 35654 | AL | SRTV | 565.6667 | 904.6667
[13 empty] | 35660 | 35660 | AL | SRTV | 565.6667 | 904.6667
[13 empty] | 35661 | 35661 | AL | SRTV | 565.6667 | 904.6667
[13 empty] | 35662 | 35662 | AL | SRTV | 565.6667 | 904.6667
[13 empty] | 35670 | 35670 | AL | SRTV | 565.6667 | 904.6667
[13 empty] | 35671 | 35671 | AL | SRTV | 565.6667 | 904.6667
[13 empty] | 35672 | 35672 | AL | SRTV | 565.6667 | 904.6667
[13 empty] | 35673 | 35673 | AL | SRTV | 565.6667 | 904.6667
[13 empty] | 35674 | 35674 | AL | SRTV | 565.6667 | 904.6667
[13 empty] | 35677 | 35677 | AL | SRTV | 565.6667 | 904.6667
[13 empty] | 35699 | 35699 | AL | SRTV | 565.6667 | 904.6667
[13 empty] | 35739 | 35739 | AL | SRTV | 565.6667 | 904.6667
[13 empty] | 35740 | 35740 | AL | SRTV | 565.6667 | 904.6667
[13 empty] | 35741 | 35741 | AL | SRTV | 565.6667 | 904.6667
[13 empty] | 35742 | 35742 | AL | SRTV | 565.6667 | 904.6667
[13 empty] | 35744 | 35744 | AL | SRTV | 565.6667 | 904.6667
[13 empty] | 35745 | 35745 | AL | SRTV | 565.6667 | 904.6667
[13 empty] | 35746 | 35746 | AL | SRTV | 565.6667 | 904.6667
[13 empty] | 35747 | 35747 | AL | SRTV | 565.6667 | 904.6667
[13 empty] | 35748 | 35748 | AL | SRTV | 565.6667 | 904.6667
[13 empty] | 35749 | 35749 | AL | SRTV | 565.6667 | 904.6667
[13 empty] | 35750 | 35750 | AL | SRTV | 565.6667 | 904.6667
[13 empty] | 35751 | 35751 | AL | SRTV | 565.6667 | 904.6667
[13 empty] | 35752 | 35752 | AL | SRTV | 565.6667 | 904.6667
[13 empty] | 35754 | 35754 | AL | SRTV | 565.6667 | 904.6667
[13 empty] | 35755 | 35755 | AL | SRTV | 565.6667 | 904.6667
[13 empty] | 35756 | 35756 | AL | SRTV | 565.6667 | 904.6667
[13 empty] | 35757 | 35757 | AL | SRTV | 565.6667 | 904.6667
[13 empty] | 35758 | 35758 | AL | SRTV | 565.6667 | 904.6667
[13 empty] | 35759 | 35759 | AL | SRTV | 565.6667 | 904.6667
[13 empty] | 35760 | 35760 | AL | SRTV | 565.6667 | 904.6667
[13 empty] | 35761 | 35761 | AL | SRTV | 565.6667 | 904.6667
[13 empty] | 35762 | 35762 | AL | SRTV | 565.6667 | 904.6667
[13 empty] | 35763 | 35763 | AL | SRTV | 565.6667 | 904.6667
[13 empty] | 35764 | 35764 | AL | SRTV | 565.6667 | 904.6667
[13 empty] | 35765 | 35765 | AL | SRTV | 565.6667 | 904.6667
[13 empty] | 35766 | 35766 | AL | SRTV | 565.6667 | 904.6667
[13 empty] | 35767 | 35767 | AL | SRTV | 565.6667 | 904.6667
[13 empty] | 35768 | 35768 | AL | SRTV | 565.6667 | 904.6667
[13 empty] | 35769 | 35769 | AL | SRTV | 565.6667 | 904.6667
[13 empty] | 35771 | 35771 | AL | SRTV | 565.6667 | 904.6667
[13 empty] | 35772 | 35772 | AL | SRTV | 565.6667 | 904.6667
[13 empty] | 35773 | 35773 | AL | SRTV | 565.6667 | 904.6667
[13 empty] | 35774 | 35774 | AL | SRTV | 565.6667 | 904.6667
[13 empty] | 35775 | 35775 | AL | SRTV | 565.6667 | 904.6667
[13 empty] | 35776 | 35776 | AL | SRTV | 565.6667 | 904.6667
[13 empty] | 35801 | 35801 | AL | SRTV | 565.6667 | 904.6667
[13 empty] | 35802 | 35802 | AL | SRTV | 565.6667 | 904.6667
[13 empty] | 35803 | 35803 | AL | SRTV | 565.6667 | 904.6667
[13 empty] | 35804 | 35804 | AL | SRTV | 565.6667 | 904.6667
[13 empty] | 35805 | 35805 | AL | SRTV | 565.6667 | 904.6667
[13 empty] | 35806 | 35806 | AL | SRTV | 565.6667 | 904.6667
[13 empty] | 35807 | 35807 | AL | SRTV | 565.6667 | 904.6667
[13 empty] | 35808 | 35808 | AL | SRTV | 565.6667 | 904.6667
[13 empty] | 35809 | 35809 | AL | SRTV | 565.6667 | 904.6667
[13 empty] | 35810 | 35810 | AL | SRTV | 565.6667 | 904.6667
[13 empty] | 35811 | 35811 | AL | SRTV | 565.6667 | 904.6667
[13 empty] | 35812 | 35812 | AL | SRTV | 565.6667 | 904.6667
[13 empty] | 35813 | 35813 | AL | SRTV | 565.6667 | 904.6667
[13 empty] | 35814 | 35814 | AL | SRTV | 565.6667 | 904.6667
[13 empty] | 35815 | 35815 | AL | SRTV | 565.6667 | 904.6667
[13 empty] | 35816 | 35816 | AL | SRTV | 565.6667 | 904.6667
[13 empty] | 35824 | 35824 | AL | SRTV | 565.6667 | 904.6667
[13 empty] | 35893 | 35893 | AL | SRTV | 565.6667 | 904.6667
[13 empty] | 35894 | 35894 | AL | SRTV | 565.6667 | 904.6667
[13 empty] | 35895 | 35895 | AL | SRTV | 565.6667 | 904.6667
[13 empty] | 35896 | 35896 | AL | SRTV | 565.6667 | 904.6667
[13 empty] | 35897 | 35897 | AL | SRTV | 565.6667 | 904.6667
[13 empty] | 35898 | 35898 | AL | SRTV | 565.6667 | 904.6667
[13 empty] | 35899 | 35899 | AL | SRTV | 565.6667 | 904.6667
[13 empty] | 35901 | 35901 | AL | SRTV | 565.6667 | 904.6667
[13 empty] | 35902 | 35902 | AL | SRTV | 565.6667 | 904.6667
[13 empty] | 35903 | 35903 | AL | SRTV | 565.6667 | 904.6667
[13 empty] | 35904 | 35904 | AL | SRTV | 565.6667 | 904.6667
[13 empty] | 35905 | 35905 | AL | SRTV | 565.6667 | 904.6667
[13 empty] | 35906 | 35906 | AL | SRSO | 565.6667 | 904.6667
[13 empty] | 35907 | 35907 | AL | SRSO | 565.6667 | 904.6667
[13 empty] | 35950 | 35950 | AL | SRTV | 565.6667 | 904.6667
[13 empty] | 35951 | 35951 | AL | SRTV | 565.6667 | 904.6667
[13 empty] | 35952 | 35952 | AL | SRTV | 565.6667 | 904.6667
[13 empty] | 35953 | 35953 | AL | SRSO | 565.6667 | 904.6667
[13 empty] | 35954 | 35954 | AL | SRTV | 565.6667 | 904.6667
[13 empty] | 35956 | 35956 | AL | SRTV | 565.6667 | 904.6667
[13 empty] | 35957 | 35957 | AL | SRTV | 565.6667 | 904.6667
[13 empty] | 35958 | 35958 | AL | SRTV | 565.6667 | 904.6667
[13 empty] | 35959 | 35959 | AL | SRTV | 565.6667 | 904.6667
[13 empty] | 35960 | 35960 | AL | SRTV | 565.6667 | 904.6667
[13 empty] | 35961 | 35961 | AL | SRTV | 565.6667 | 904.6667
[13 empty] | 35962 | 35962 | AL | SRTV | 565.6667 | 904.6667
[13 empty] | 35963 | 35963 | AL | SRTV | 565.6667 | 904.6667
[13 empty] | 35964 | 35964 | AL | SRTV | 565.6667 | 904.6667
[13 empty] | 35966 | 35966 | AL | SRTV | 565.6667 | 904.6667
[13 empty] | 35967 | 35967 | AL | SRTV | 565.6667 | 904.6667
[13 empty] | 35968 | 35968 | AL | SRTV | 565.6667 | 904.6667
[13 empty] | 35971 | 35971 | AL | SRTV | 565.6667 | 904.6667
[13 empty] | 35972 | 35972 | AL | SRTV | 565.6667 | 904.6667
[13 empty] | 35973 | 35973 | AL | SRTV | 565.6667 | 904.6667
[13 empty] | 35974 | 35974 | AL | SRTV | 565.6667 | 904.6667
[13 empty] | 35975 | 35975 | AL | SRTV | 565.6667 | 904.6667
[13 empty] | 35976 | 35976 | AL | SRTV | 565.6667 | 904.6667
[13 empty] | 35978 | 35978 | AL | SRTV | 565.6667 | 904.6667
[13 empty] | 35979 | 35979 | AL | SRTV | 565.6667 | 904.6667
[13 empty] | 35980 | 35980 | AL | SRTV | 565.6667 | 904.6667
[13 empty] | 35981 | 35981 | AL | SRTV | 565.6667 | 904.6667
[13 empty] | 35983 | 35983 | AL | SRTV | 565.6667 | 904.6667
[13 empty] | 35984 | 35984 | AL | SRTV | 565.6667 | 904.6667
[13 empty] | 35986 | 35986 | AL | SRTV | 565.6667 | 904.6667
[13 empty] | 35987 | 35987 | AL | SRSO | 565.6667 | 904.6667
[13 empty] | 35988 | 35988 | AL | SRTV | 565.6667 | 904.6667
[13 empty] | 35989 | 35989 | AL | SRTV | 565.6667 | 904.6667
[13 empty] | 35990 | 35990 | AL | SRTV | 565.6667 | 904.6667
[13 empty] | 36003 | 36003 | AL | SRSO | 565.6667 | 904.6667
[13 empty] | 36005 | 36005 | AL | SRSO | 565.6667 | 904.6667
[13 empty] | 36006 | 36006 | AL | SRSO | 565.6667 | 904.6667
[13 empty] | 36008 | 36008 | AL | SRSO | 565.6667 | 904.6667
[13 empty] | 36009 | 36009 | AL | SRSO | 565.6667 | 904.6667
[13 empty] | 36010 | 36010 | AL | SRSO | 565.6667 | 904.6667
[13 empty] | 36013 | 36013 | AL | SRSO | 565.6667 | 904.6667
[13 empty] | 36015 | 36015 | AL | SRSO | 565.6667 | 904.6667
[13 empty] | 36016 | 36016 | AL | SRSO | 565.6667 | 904.6667
[13 empty] | 36017 | 36017 | AL | SRSO | 565.6667 | 904.6667
[13 empty] | 36020 | 36020 | AL | SRSO | 565.6667 | 904.6667
[13 empty] | 36022 | 36022 | AL | SRSO | 565.6667 | 904.6667
[13 empty] | 36023 | 36023 | AL | SRSO | 565.6667 | 904.6667
[13 empty] | 36024 | 36024 | AL | SRSO | 565.6667 | 904.6667
[13 empty] | 36025 | 36025 | AL | SRSO | 565.6667 | 904.6667
[13 empty] | 36026 | 36026 | AL | SRSO | 565.6667 | 904.6667
[13 empty] | 36027 | 36027 | AL | SRSO | 565.6667 | 904.6667
[13 empty] | 36028 | 36028 | AL | SRSO | 565.6667 | 904.6667
[13 empty] | 36029 | 36029 | AL | SRSO | 565.6667 | 904.6667
[13 empty] | 36030 | 36030 | AL | SRSO | 565.6667 | 904.6667
[13 empty] | 36031 | 36031 | AL | SRSO | 565.6667 | 904.6667
[13 empty] | 36032 | 36032 | AL | SRSO | 565.6667 | 904.6667
[13 empty] | 36033 | 36033 | AL | SRSO | 565.6667 | 904.6667
[13 empty] | 36034 | 36034 | AL | SRSO | 565.6667 | 904.6667
[13 empty] | 36035 | 36035 | AL | SRSO | 565.6667 | 904.6667
[13 empty] | 36036 | 36036 | AL | SRSO | 565.6667 | 904.6667
[13 empty] | 36037 | 36037 | AL | SRSO | 565.6667 | 904.6667
[13 empty] | 36038 | 36038 | AL | SRSO | 565.6667 | 904.6667
[13 empty] | 36039 | 36039 | AL | SRSO | 565.6667 | 904.6667
[13 empty] | 36040 | 36040 | AL | SRSO | 565.6667 | 904.6667
[13 empty] | 36041 | 36041 | AL | SRSO | 565.6667 | 904.6667
[13 empty] | 36042 | 36042 | AL | SRSO | 565.6667 | 904.6667
[13 empty] | 36043 | 36043 | AL | SRSO | 565.6667 | 904.6667
[13 empty] | 36045 | 36045 | AL | SRSO | 565.6667 | 904.6667
[13 empty] | 36046 | 36046 | AL | SRSO | 565.6667 | 904.6667
[13 empty] | 36047 | 36047 | AL | SRSO | 565.6667 | 904.6667
[13 empty] | 36048 | 36048 | AL | SRSO | 565.6667 | 904.6667
[13 empty] | 36049 | 36049 | AL | SRSO | 565.6667 | 904.6667
[13 empty] | 36051 | 36051 | AL | SRSO | 565.6667 | 904.6667
[13 empty] | 36052 | 36052 | AL | SRSO | 565.6667 | 904.6667
[13 empty] | 36053 | 36053 | AL | SRSO | 565.6667 | 904.6667
[13 empty] | 36054 | 36054 | AL | SRSO | 565.6667 | 904.6667
[13 empty] | 36057 | 36057 | AL | SRSO | 565.6667 | 904.6667
[13 empty] | 36061 | 36061 | AL | SRSO | 565.6667 | 904.6667
[13 empty] | 36062 | 36062 | AL | SRSO | 565.6667 | 904.6667
[13 empty] | 36064 | 36064 | AL | SRSO | 565.6667 | 904.6667
[13 empty] | 36065 | 36065 | AL | SRSO | 565.6667 | 904.6667
[13 empty] | 36066 | 36066 | AL | SRSO | 565.6667 | 904.6667
[13 empty] | 36067 | 36067 | AL | SRSO | 565.6667 | 904.6667
[13 empty] | 36068 | 36068 | AL | SRSO | 565.6667 | 904.6667
[13 empty] | 36069 | 36069 | AL | SRSO | 565.6667 | 904.6667
[13 empty] | 36071 | 36071 | AL | SRSO | 565.6667 | 904.6667
[13 empty] | 36072 | 36072 | AL | SRSO | 565.6667 | 904.6667
[13 empty] | 36075 | 36075 | AL | SRSO | 565.6667 | 904.6667
[13 empty] | 36078 | 36078 | AL | SRSO | 565.6667 | 904.6667
[13 empty] | 36079 | 36079 | AL | SRSO | 565.6667 | 904.6667
[13 empty] | 36080 | 36080 | AL | SRSO | 565.6667 | 904.6667
[13 empty] | 36081 | 36081 | AL | SRSO | 565.6667 | 904.6667
[13 empty] | 36082 | 36082 | AL | SRSO | 565.6667 | 904.6667
[13 empty] | 36083 | 36083 | AL | SRSO | 565.6667 | 904.6667
[13 empty] | 36087 | 36087 | AL | SRSO | 565.6667 | 904.6667
[13 empty] | 36088 | 36088 | AL | SRSO | 565.6667 | 904.6667
[13 empty] | 36089 | 36089 | AL | SRSO | 565.6667 | 904.6667
[13 empty] | 36091 | 36091 | AL | SRSO | 565.6667 | 904.6667
[13 empty] | 36092 | 36092 | AL | SRSO | 565.6667 | 904.6667
[13 empty] | 36093 | 36093 | AL | SRSO | 565.6667 | 904.6667
[13 empty] | 36101 | 36101 | AL | SRSO | 864 | 747.3333
[13 empty] | 36102 | 36102 | AL | SRSO | 864 | 747.3333
[13 empty] | 36103 | 36103 | AL | SRSO | 864 | 747.3333
[13 empty] | 36104 | 36104 | AL | SRSO | 864 | 747.3333
[13 empty] | 36105 | 36105 | AL | SRSO | 864 | 747.3333
[13 empty] | 36106 | 36106 | AL | SRSO | 864 | 747.3333
[13 empty] | 36107 | 36107 | AL | SRSO | 864 | 747.3333
[13 empty] | 36108 | 36108 | AL | SRSO | 864 | 747.3333
[13 empty] | 36109 | 36109 | AL | SRSO | 864 | 747.3333
[13 empty] | 36110 | 36110 | AL | SRSO | 864 | 747.3333
[13 empty] | 36111 | 36111 | AL | SRSO | 864 | 747.3333
[13 empty] | 36112 | 36112 | AL | SRSO | 864 | 747.3333
[13 empty] | 36113 | 36113 | AL | SRSO | 864 | 747.3333
[13 empty] | 36114 | 36114 | AL | SRSO | 864 | 747.3333
[13 empty] | 36115 | 36115 | AL | SRSO | 864 | 747.3333
[13 empty] | 36116 | 36116 | AL | SRSO | 864 | 747.3333
[13 empty] | 36117 | 36117 | AL | SRSO | 864 | 747.3333
[13 empty] | 36118 | 36118 | AL | SRSO | 864 | 747.3333
[13 empty] | 36119 | 36119 | AL | SRSO | 864 | 747.3333
[13 empty] | 36120 | 36120 | AL | SRSO | 864 | 747.3333
[13 empty] | 36121 | 36121 | AL | SRSO | 864 | 747.3333
[13 empty] | 36123 | 36123 | AL | SRSO | 864 | 747.3333
[13 empty] | 36124 | 36124 | AL | SRSO | 864 | 747.3333
[13 empty] | 36125 | 36125 | AL | SRSO | 864 | 747.3333
[13 empty] | 36130 | 36130 | AL | SRSO | 864 | 747.3333
[13 empty] | 36131 | 36131 | AL | SRSO | 864 | 747.3333
[13 empty] | 36132 | 36132 | AL | SRSO | 864 | 747.3333
[13 empty] | 36133 | 36133 | AL | SRSO | 864 | 747.3333
[13 empty] | 36134 | 36134 | AL | SRSO | 864 | 747.3333
[13 empty] | 36135 | 36135 | AL | SRSO | 864 | 747.3333
[13 empty] | 36140 | 36140 | AL | SRSO | 864 | 747.3333
[13 empty] | 36141 | 36141 | AL | SRSO | 864 | 747.3333
[13 empty] | 36142 | 36142 | AL | SRSO | 864 | 747.3333
[13 empty] | 36177 | 36177 | AL | SRSO | 864 | 747.3333
[13 empty] | 36191 | 36191 | AL | SRSO | 864 | 747.3333
[13 empty] | 36201 | 36201 | AL | SRTV | 864 | 747.3333
[13 empty] | 36202 | 36202 | AL | SRTV | 864 | 747.3333
[13 empty] | 36203 | 36203 | AL | SRSO | 864 | 747.3333
[13 empty] | 36204 | 36204 | AL | SRTV | 864 | 747.3333
[13 empty] | 36205 | 36205 | AL | SRTV | 864 | 747.3333
[13 empty] | 36206 | 36206 | AL | SRTV | 864 | 747.3333
[13 empty] | 36207 | 36207 | AL | SRTV | 864 | 747.3333
[13 empty] | 36210 | 36210 | AL | SRTV | 864 | 747.3333
[13 empty] | 36250 | 36250 | AL | SRTV | 864 | 747.3333
[13 empty] | 36251 | 36251 | AL | SRSO | 864 | 747.3333
[13 empty] | 36253 | 36253 | AL | SRSO | 864 | 747.3333
[13 empty] | 36254 | 36254 | AL | SRTV | 864 | 747.3333
[13 empty] | 36255 | 36255 | AL | SRSO | 864 | 747.3333
[13 empty] | 36256 | 36256 | AL | SRSO | 864 | 747.3333
[13 empty] | 36257 | 36257 | AL | SRTV | 864 | 747.3333
[13 empty] | 36258 | 36258 | AL | SRSO | 864 | 747.3333
[13 empty] | 36260 | 36260 | AL | SRSO | 864 | 747.3333
[13 empty] | 36261 | 36261 | AL | SRSO | 864 | 747.3333
[13 empty] | 36262 | 36262 | AL | SRSO | 864 | 747.3333
[13 empty] | 36263 | 36263 | AL | SRSO | 864 | 747.3333
[13 empty] | 36264 | 36264 | AL | SRSO | 864 | 747.3333
[13 empty] | 36265 | 36265 | AL | SRTV | 864 | 747.3333
[13 empty] | 36266 | 36266 | AL | SRSO | 864 | 747.3333
[13 empty] | 36267 | 36267 | AL | SRSO | 864 | 747.3333
[13 empty] | 36268 | 36268 | AL | SRSO | 864 | 747.3333
[13 empty] | 36269 | 36269 | AL | SRSO | 864 | 747.3333
[13 empty] | 36271 | 36271 | AL | SRTV | 864 | 747.3333
[13 empty] | 36272 | 36272 | AL | SRTV | 864 | 747.3333
[13 empty] | 36273 | 36273 | AL | SRSO | 864 | 747.3333
[13 empty] | 36274 | 36274 | AL | SRSO | 864 | 747.3333
[13 empty] | 36275 | 36275 | AL | SRTV | 864 | 747.3333
[13 empty] | 36276 | 36276 | AL | SRSO | 864 | 747.3333
[13 empty] | 36277 | 36277 | AL | SRTV | 864 | 747.3333
[13 empty] | 36278 | 36278 | AL | SRSO | 864 | 747.3333
[13 empty] | 36279 | 36279 | AL | SRTV | 864 | 747.3333
[13 empty] | 36280 | 36280 | AL | SRSO | 864 | 747.3333
[13 empty] | 36301 | 36301 | AL | SRSO | 864 | 747.3333
[13 empty] | 36302 | 36302 | AL | SRSO | 864 | 747.3333
[13 empty] | 36303 | 36303 | AL | SRSO | 864 | 747.3333
[13 empty] | 36304 | 36304 | AL | SRSO | 864 | 747.3333
[13 empty] | 36305 | 36305 | AL | SRSO | 864 | 747.3333
[13 empty] | 36310 | 36310 | AL | SRSO | 864 | 747.3333
[13 empty] | 36311 | 36311 | AL | SRSO | 864 | 747.3333
[13 empty] | 36312 | 36312 | AL | SRSO | 864 | 747.3333
[13 empty] | 36313 | 36313 | AL | SRSO | 864 | 747.3333
[13 empty] | 36314 | 36314 | AL | SRSO | 864 | 747.3333
[13 empty] | 36316 | 36316 | AL | SRSO | 864 | 747.3333
[13 empty] | 36317 | 36317 | AL | SRSO | 864 | 747.3333
[13 empty] | 36318 | 36318 | AL | SRSO | 864 | 747.3333
[13 empty] | 36319 | 36319 | AL | SRSO | 864 | 747.3333
[13 empty] | 36320 | 36320 | AL | SRSO | 864 | 747.3333
[13 empty] | 36321 | 36321 | AL | SRSO | 864 | 747.3333
[13 empty] | 36322 | 36322 | AL | SRSO | 864 | 747.3333
[13 empty] | 36323 | 36323 | AL | SRSO | 864 | 747.3333
[13 empty] | 36330 | 36330 | AL | SRSO | 864 | 747.3333
[13 empty] | 36331 | 36331 | AL | SRSO | 864 | 747.3333
[13 empty] | 36340 | 36340 | AL | SRSO | 864 | 747.3333
[13 empty] | 36343 | 36343 | AL | SRSO | 864 | 747.3333
[13 empty] | 36344 | 36344 | AL | SRSO | 864 | 747.3333
[13 empty] | 36345 | 36345 | AL | SRSO | 864 | 747.3333
[13 empty] | 36346 | 36346 | AL | SRSO | 864 | 747.3333
[13 empty] | 36349 | 36349 | AL | SRSO | 864 | 747.3333
[13 empty] | 36350 | 36350 | AL | SRSO | 864 | 747.3333
[13 empty] | 36351 | 36351 | AL | SRSO | 864 | 747.3333
[13 empty] | 36352 | 36352 | AL | SRSO | 864 | 747.3333
[13 empty] | 36353 | 36353 | AL | SRSO | 864 | 747.3333
[13 empty] | 36360 | 36360 | AL | SRSO | 864 | 747.3333
[13 empty] | 36361 | 36361 | AL | SRSO | 864 | 747.3333
[13 empty] | 36362 | 36362 | AL | SRSO | 864 | 747.3333
[13 empty] | 36370 | 36370 | AL | SRSO | 864 | 747.3333
[13 empty] | 36371 | 36371 | AL | SRSO | 864 | 747.3333
[13 empty] | 36373 | 36373 | AL | SRSO | 864 | 747.3333
[13 empty] | 36374 | 36374 | AL | SRSO | 864 | 747.3333
[13 empty] | 36375 | 36375 | AL | SRSO | 864 | 747.3333
[13 empty] | 36376 | 36376 | AL | SRSO | 864 | 747.3333
[13 empty] | 36401 | 36401 | AL | SRSO | 864 | 747.3333
[13 empty] | 36420 | 36420 | AL | SRSO | 864 | 747.3333
[13 empty] | 36421 | 36421 | AL | SRSO | 864 | 747.3333
[13 empty] | 36425 | 36425 | AL | SRSO | 864 | 747.3333
[13 empty] | 36426 | 36426 | AL | SRSO | 864 | 747.3333
[13 empty] | 36427 | 36427 | AL | SRSO | 864 | 747.3333
[13 empty] | 36429 | 36429 | AL | SRSO | 864 | 747.3333
[13 empty] | 36432 | 36432 | AL | SRSO | 864 | 747.3333
[13 empty] | 36435 | 36435 | AL | SRSO | 864 | 747.3333
[13 empty] | 36436 | 36436 | AL | SRSO | 864 | 747.3333
[13 empty] | 36439 | 36439 | AL | SRSO | 864 | 747.3333
[13 empty] | 36441 | 36441 | AL | SRSO | 864 | 747.3333
[13 empty] | 36442 | 36442 | AL | SRSO | 864 | 747.3333
[13 empty] | 36444 | 36444 | AL | SRSO | 864 | 747.3333
[13 empty] | 36445 | 36445 | AL | SRSO | 864 | 747.3333
[13 empty] | 36446 | 36446 | AL | SRSO | 864 | 747.3333
[13 empty] | 36449 | 36449 | AL | SRSO | 864 | 747.3333
[13 empty] | 36451 | 36451 | AL | SRSO | 864 | 747.3333
[13 empty] | 36453 | 36453 | AL | SRSO | 864 | 747.3333
[13 empty] | 36454 | 36454 | AL | SRSO | 864 | 747.3333
[13 empty] | 36455 | 36455 | AL | SRSO | 864 | 747.3333
[13 empty] | 36456 | 36456 | AL | SRSO | 864 | 747.3333
[13 empty] | 36457 | 36457 | AL | SRSO | 864 | 747.3333
[13 empty] | 36458 | 36458 | AL | SRSO | 864 | 747.3333
[13 empty] | 36460 | 36460 | AL | SRSO | 864 | 747.3333
[13 empty] | 36461 | 36461 | AL | SRSO | 864 | 747.3333
[13 empty] | 36462 | 36462 | AL | SRSO | 864 | 747.3333
[13 empty] | 36467 | 36467 | AL | SRSO | 864 | 747.3333
[13 empty] | 36470 | 36470 | AL | SRSO | 864 | 747.3333
[13 empty] | 36471 | 36471 | AL | SRSO | 864 | 747.3333
[13 empty] | 36473 | 36473 | AL | SRSO | 864 | 747.3333
[13 empty] | 36474 | 36474 | AL | SRSO | 864 | 747.3333
[13 empty] | 36475 | 36475 | AL | SRSO | 864 | 747.3333
[13 empty] | 36476 | 36476 | AL | SRSO | 864 | 747.3333
[13 empty] | 36477 | 36477 | AL | SRSO | 864 | 747.3333
[13 empty] | 36480 | 36480 | AL | SRSO | 864 | 747.3333
[13 empty] | 36481 | 36481 | AL | SRSO | 864 | 747.3333
[13 empty] | 36482 | 36482 | AL | SRSO | 864 | 747.3333
[13 empty] | 36483 | 36483 | AL | SRSO | 864 | 747.3333
[13 empty] | 36502 | 36502 | AL | SRSO | 864 | 747.3333
[13 empty] | 36503 | 36503 | AL | SRSO | 864 | 747.3333
[13 empty] | 36504 | 36504 | AL | SRSO | 864 | 747.3333
[13 empty] | 36505 | 36505 | AL | SRSO | 864 | 747.3333
[13 empty] | 36507 | 36507 | AL | SRSO | 864 | 747.3333
[13 empty] | 36509 | 36509 | AL | SRSO | 864 | 747.3333
[13 empty] | 36511 | 36511 | AL | SRSO | 864 | 747.3333
[13 empty] | 36512 | 36512 | AL | SRSO | 864 | 747.3333
[13 empty] | 36513 | 36513 | AL | SRSO | 864 | 747.3333
[13 empty] | 36515 | 36515 | AL | SRSO | 864 | 747.3333
[13 empty] | 36518 | 36518 | AL | SRSO | 864 | 747.3333
[13 empty] | 36521 | 36521 | AL | SRSO | 864 | 747.3333
[13 empty] | 36522 | 36522 | AL | SRSO | 864 | 747.3333
[13 empty] | 36523 | 36523 | AL | SRSO | 864 | 747.3333
[13 empty] | 36524 | 36524 | AL | SRSO | 864 | 747.3333
[13 empty] | 36525 | 36525 | AL | SRSO | 864 | 747.3333
[13 empty] | 36526 | 36526 | AL | SRSO | 864 | 747.3333
[13 empty] | 36527 | 36527 | AL | SRSO | 864 | 747.3333
[13 empty] | 36528 | 36528 | AL | SRSO | 864 | 747.3333
[13 empty] | 36529 | 36529 | AL | SRSO | 864 | 747.3333
[13 empty] | 36530 | 36530 | AL | SRSO | 864 | 747.3333
[13 empty] | 36532 | 36532 | AL | SRSO | 864 | 747.3333
[13 empty] | 36533 | 36533 | AL | SRSO | 864 | 747.3333
[13 empty] | 36535 | 36535 | AL | SRSO | 864 | 747.3333
[13 empty] | 36536 | 36536 | AL | SRSO | 864 | 747.3333
[13 empty] | 36538 | 36538 | AL | SRSO | 864 | 747.3333
[13 empty] | 36539 | 36539 | AL | SRSO | 864 | 747.3333
[13 empty] | 36540 | 36540 | AL | SRSO | 864 | 747.3333
[13 empty] | 36541 | 36541 | AL | SRSO | 864 | 747.3333
[13 empty] | 36542 | 36542 | AL | SRSO | 864 | 747.3333
[13 empty] | 36543 | 36543 | AL | SRSO | 864 | 747.3333
[13 empty] | 36544 | 36544 | AL | SRSO | 864 | 747.3333
[13 empty] | 36545 | 36545 | AL | SRSO | 864 | 747.3333
[13 empty] | 36547 | 36547 | AL | SRSO | 864 | 747.3333
[13 empty] | 36548 | 36548 | AL | SRSO | 864 | 747.3333
[13 empty] | 36549 | 36549 | AL | SRSO | 864 | 747.3333
[13 empty] | 36550 | 36550 | AL | SRSO | 864 | 747.3333
[13 empty] | 36551 | 36551 | AL | SRSO | 864 | 747.3333
[13 empty] | 36553 | 36553 | AL | SRSO | 864 | 747.3333
[13 empty] | 36555 | 36555 | AL | SRSO | 864 | 747.3333
[13 empty] | 36556 | 36556 | AL | SRSO | 864 | 747.3333
[13 empty] | 36558 | 36558 | AL | SRSO | 864 | 747.3333
[13 empty] | 36559 | 36559 | AL | SRSO | 864 | 747.3333
[13 empty] | 36560 | 36560 | AL | SRSO | 864 | 747.3333
[13 empty] | 36561 | 36561 | AL | SRSO | 864 | 747.3333
[13 empty] | 36562 | 36562 | AL | SRSO | 864 | 747.3333
[13 empty] | 36564 | 36564 | AL | SRSO | 864 | 747.3333
[13 empty] | 36567 | 36567 | AL | SRSO | 864 | 747.3333
[13 empty] | 36568 | 36568 | AL | SRSO | 864 | 747.3333
[13 empty] | 36569 | 36569 | AL | SRSO | 864 | 747.3333
[13 empty] | 36571 | 36571 | AL | SRSO | 864 | 747.3333
[13 empty] | 36572 | 36572 | AL | SRSO | 864 | 747.3333
[13 empty] | 36574 | 36574 | AL | SRSO | 864 | 747.3333
[13 empty] | 36575 | 36575 | AL | SRSO | 864 | 747.3333
[13 empty] | 36576 | 36576 | AL | SRSO | 864 | 747.3333
[13 empty] | 36577 | 36577 | AL | SRSO | 864 | 747.3333
[13 empty] | 36578 | 36578 | AL | SRSO | 864 | 747.3333
[13 empty] | 36579 | 36579 | AL | SRSO | 864 | 747.3333
[13 empty] | 36580 | 36580 | AL | SRSO | 864 | 747.3333
[13 empty] | 36581 | 36581 | AL | SRSO | 864 | 747.3333
[13 empty] | 36582 | 36582 | AL | SRSO | 864 | 747.3333
[13 empty] | 36583 | 36583 | AL | SRSO | 864 | 747.3333
[13 empty] | 36584 | 36584 | AL | SRSO | 864 | 747.3333
[13 empty] | 36585 | 36585 | AL | SRSO | 864 | 747.3333
[13 empty] | 36587 | 36587 | AL | SRSO | 864 | 747.3333
[13 empty] | 36590 | 36590 | AL | SRSO | 864 | 747.3333
[13 empty] | 36601 | 36601 | AL | SRSO | 864 | 747.3333
[13 empty] | 36602 | 36602 | AL | SRSO | 864 | 747.3333
[13 empty] | 36603 | 36603 | AL | SRSO | 864 | 747.3333
[13 empty] | 36604 | 36604 | AL | SRSO | 864 | 747.3333
[13 empty] | 36605 | 36605 | AL | SRSO | 864 | 747.3333
[13 empty] | 36606 | 36606 | AL | SRSO | 864 | 747.3333
[13 empty] | 36607 | 36607 | AL | SRSO | 864 | 747.3333
[13 empty] | 36608 | 36608 | AL | SRSO | 864 | 747.3333
[13 empty] | 36609 | 36609 | AL | SRSO | 864 | 747.3333
[13 empty] | 36610 | 36610 | AL | SRSO | 864 | 747.3333
[13 empty] | 36611 | 36611 | AL | SRSO | 864 | 747.3333
[13 empty] | 36612 | 36612 | AL | SRSO | 864 | 747.3333
[13 empty] | 36613 | 36613 | AL | SRSO | 864 | 747.3333
[13 empty] | 36615 | 36615 | AL | SRSO | 864 | 747.3333
[13 empty] | 36616 | 36616 | AL | SRSO | 864 | 747.3333
[13 empty] | 36617 | 36617 | AL | SRSO | 864 | 747.3333
[13 empty] | 36618 | 36618 | AL | SRSO | 864 | 747.3333
[13 empty] | 36619 | 36619 | AL | SRSO | 864 | 747.3333
[13 empty] | 36625 | 36625 | AL | SRSO | 864 | 747.3333
[13 empty] | 36628 | 36628 | AL | SRSO | 864 | 747.3333
[13 empty] | 36630 | 36630 | AL | SRSO | 864 | 747.3333
[13 empty] | 36633 | 36633 | AL | SRSO | 864 | 747.3333
[13 empty] | 36640 | 36640 | AL | SRSO | 864 | 747.3333
[13 empty] | 36641 | 36641 | AL | SRSO | 864 | 747.3333
[13 empty] | 36644 | 36644 | AL | SRSO | 864 | 747.3333
[13 empty] | 36652 | 36652 | AL | SRSO | 864 | 747.3333
[13 empty] | 36660 | 36660 | AL | SRSO | 864 | 747.3333
[13 empty] | 36663 | 36663 | AL | SRSO | 864 | 747.3333
[13 empty] | 36670 | 36670 | AL | SRSO | 864 | 747.3333
[13 empty] | 36671 | 36671 | AL | SRSO | 864 | 747.3333
[13 empty] | 36675 | 36675 | AL | SRSO | 864 | 747.3333
[13 empty] | 36685 | 36685 | AL | SRSO | 864 | 747.3333
[13 empty] | 36688 | 36688 | AL | SRSO | 864 | 747.3333
[13 empty] | 36689 | 36689 | AL | SRSO | 864 | 747.3333
[13 empty] | 36691 | 36691 | AL | SRSO | 864 | 747.3333
[13 empty] | 36693 | 36693 | AL | SRSO | 864 | 747.3333
[13 empty] | 36695 | 36695 | AL | SRSO | 864 | 747.3333
[13 empty] | 36701 | 36701 | AL | SRSO | 864 | 747.3333
[13 empty] | 36702 | 36702 | AL | SRSO | 864 | 747.3333
[13 empty] | 36703 | 36703 | AL | SRSO | 864 | 747.3333
[13 empty] | 36720 | 36720 | AL | SRSO | 864 | 747.3333
[13 empty] | 36721 | 36721 | AL | SRSO | 864 | 747.3333
[13 empty] | 36722 | 36722 | AL | SRSO | 864 | 747.3333
[13 empty] | 36723 | 36723 | AL | SRSO | 864 | 747.3333
[13 empty] | 36726 | 36726 | AL | SRSO | 864 | 747.3333
[13 empty] | 36727 | 36727 | AL | SRSO | 864 | 747.3333
[13 empty] | 36728 | 36728 | AL | SRSO | 864 | 747.3333
[13 empty] | 36732 | 36732 | AL | SRSO | 864 | 747.3333
[13 empty] | 36736 | 36736 | AL | SRSO | 864 | 747.3333
[13 empty] | 36738 | 36738 | AL | SRSO | 864 | 747.3333
[13 empty] | 36740 | 36740 | AL | SRSO | 864 | 747.3333
[13 empty] | 36741 | 36741 | AL | SRSO | 864 | 747.3333
[13 empty] | 36742 | 36742 | AL | SRSO | 864 | 747.3333
[13 empty] | 36744 | 36744 | AL | SRSO | 864 | 747.3333
[13 empty] | 36745 | 36745 | AL | SRSO | 864 | 747.3333
[13 empty] | 36748 | 36748 | AL | SRSO | 864 | 747.3333
[13 empty] | 36749 | 36749 | AL | SRSO | 864 | 747.3333
[13 empty] | 36750 | 36750 | AL | SRSO | 864 | 747.3333
[13 empty] | 36751 | 36751 | AL | SRSO | 864 | 747.3333
[13 empty] | 36752 | 36752 | AL | SRSO | 864 | 747.3333
[13 empty] | 36753 | 36753 | AL | SRSO | 864 | 747.3333
[13 empty] | 36754 | 36754 | AL | SRSO | 864 | 747.3333
[13 empty] | 36756 | 36756 | AL | SRSO | 864 | 747.3333
[13 empty] | 36758 | 36758 | AL | SRSO | 864 | 747.3333
[13 empty] | 36759 | 36759 | AL | SRSO | 864 | 747.3333
[13 empty] | 36761 | 36761 | AL | SRSO | 864 | 747.3333
[13 empty] | 36762 | 36762 | AL | SRSO | 864 | 747.3333
[13 empty] | 36763 | 36763 | AL | SRSO | 864 | 747.3333
[13 empty] | 36764 | 36764 | AL | SRSO | 864 | 747.3333
[13 empty] | 36765 | 36765 | AL | SRSO | 864 | 747.3333
[13 empty] | 36766 | 36766 | AL | SRSO | 864 | 747.3333
[13 empty] | 36767 | 36767 | AL | SRSO | 864 | 747.3333
[13 empty] | 36768 | 36768 | AL | SRSO | 864 | 747.3333
[13 empty] | 36769 | 36769 | AL | SRSO | 864 | 747.3333
[13 empty] | 36773 | 36773 | AL | SRSO | 864 | 747.3333
[13 empty] | 36775 | 36775 | AL | SRSO | 864 | 747.3333
[13 empty] | 36776 | 36776 | AL | SRSO | 864 | 747.3333
[13 empty] | 36782 | 36782 | AL | SRSO | 864 | 747.3333
[13 empty] | 36783 | 36783 | AL | SRSO | 864 | 747.3333
[13 empty] | 36784 | 36784 | AL | SRSO | 864 | 747.3333
[13 empty] | 36785 | 36785 | AL | SRSO | 864 | 747.3333
[13 empty] | 36786 | 36786 | AL | SRSO | 864 | 747.3333
[13 empty] | 36790 | 36790 | AL | SRSO | 864 | 747.3333
[13 empty] | 36792 | 36792 | AL | SRSO | 864 | 747.3333
[13 empty] | 36793 | 36793 | AL | SRSO | 864 | 747.3333
[13 empty] | 36801 | 36801 | AL | SRSO | 864 | 747.3333
[13 empty] | 36802 | 36802 | AL | SRSO | 864 | 747.3333
[13 empty] | 36803 | 36803 | AL | SRSO | 864 | 747.3333
[13 empty] | 36804 | 36804 | AL | SRSO | 864 | 747.3333
[13 empty] | 36830 | 36830 | AL | SRSO | 864 | 747.3333
[13 empty] | 36831 | 36831 | AL | SRSO | 864 | 747.3333
[13 empty] | 36832 | 36832 | AL | SRSO | 864 | 747.3333
[13 empty] | 36849 | 36849 | AL | SRSO | 864 | 747.3333
[13 empty] | 36850 | 36850 | AL | SRSO | 864 | 747.3333
[13 empty] | 36851 | 36851 | AL | SRSO | 864 | 747.3333
[13 empty] | 36852 | 36852 | AL | SRSO | 864 | 747.3333
[13 empty] | 36853 | 36853 | AL | SRSO | 864 | 747.3333
[13 empty] | 36854 | 36854 | AL | SRSO | 864 | 747.3333
[13 empty] | 36855 | 36855 | AL | SRSO | 864 | 747.3333
[13 empty] | 36856 | 36856 | AL | SRSO | 864 | 747.3333
[13 empty] | 36858 | 36858 | AL | SRSO | 864 | 747.3333
[13 empty] | 36859 | 36859 | AL | SRSO | 864 | 747.3333
[13 empty] | 36860 | 36860 | AL | SRSO | 864 | 747.3333
[13 empty] | 36861 | 36861 | AL | SRSO | 864 | 747.3333
[13 empty] | 36862 | 36862 | AL | SRSO | 864 | 747.3333
[13 empty] | 36863 | 36863 | AL | SRSO | 864 | 747.3333
[13 empty] | 36865 | 36865 | AL | SRSO | 864 | 747.3333
[13 empty] | 36866 | 36866 | AL | SRSO | 864 | 747.3333
[13 empty] | 36867 | 36867 | AL | SRSO | 864 | 747.3333
[13 empty] | 36868 | 36868 | AL | SRSO | 864 | 747.3333
[13 empty] | 36869 | 36869 | AL | SRSO | 864 | 747.3333
[13 empty] | 36870 | 36870 | AL | SRSO | 864 | 747.3333
[13 empty] | 36871 | 36871 | AL | SRSO | 864 | 747.3333
[13 empty] | 36872 | 36872 | AL | SRSO | 864 | 747.3333
[13 empty] | 36874 | 36874 | AL | SRSO | 864 | 747.3333
[13 empty] | 36875 | 36875 | AL | SRSO | 864 | 747.3333
[13 empty] | 36877 | 36877 | AL | SRSO | 864 | 747.3333
[13 empty] | 36879 | 36879 | AL | SRSO | 864 | 747.3333
[13 empty] | 36901 | 36901 | AL | SRSO | 864 | 747.3333
[13 empty] | 36904 | 36904 | AL | SRSO | 864 | 747.3333
[13 empty] | 36907 | 36907 | AL | SRSO | 864 | 747.3333
[13 empty] | 36908 | 36908 | AL | SRSO | 864 | 747.3333
[13 empty] | 36910 | 36910 | AL | SRSO | 864 | 747.3333
[13 empty] | 36912 | 36912 | AL | SRSO | 864 | 747.3333
[13 empty] | 36913 | 36913 | AL | SRSO | 864 | 747.3333
[13 empty] | 36915 | 36915 | AL | SRSO | 864 | 747.3333
[13 empty] | 36916 | 36916 | AL | SRSO | 864 | 747.3333
[13 empty] | 36919 | 36919 | AL | SRSO | 864 | 747.3333
[13 empty] | 36921 | 36921 | AL | SRSO | 864 | 747.3333
[13 empty] | 36922 | 36922 | AL | SRSO | 864 | 747.3333
[13 empty] | 36925 | 36925 | AL | SRSO | 864 | 747.3333
[13 empty] | 37010 | 37010 | TN | SRTV | 864 | 747.3333
[13 empty] | 37011 | 37011 | TN | SRTV | 864 | 747.3333
[13 empty] | 37012 | 37012 | TN | SRTV | 864 | 747.3333
[13 empty] | 37013 | 37013 | TN | SRTV | 864 | 747.3333
[13 empty] | 37014 | 37014 | TN | SRTV | 864 | 747.3333
[13 empty] | 37015 | 37015 | TN | SRTV | 864 | 747.3333
[13 empty] | 37016 | 37016 | TN | SRTV | 864 | 747.3333
[13 empty] | 37018 | 37018 | TN | SRTV | 864 | 747.3333
[13 empty] | 37019 | 37019 | TN | SRTV | 864 | 747.3333
[13 empty] | 37020 | 37020 | TN | SRTV | 864 | 747.3333
[13 empty] | 37022 | 37022 | TN | SRTV | 864 | 747.3333
[13 empty] | 37023 | 37023 | TN | SRTV | 864 | 747.3333
[13 empty] | 37024 | 37024 | TN | SRTV | 864 | 747.3333
[13 empty] | 37025 | 37025 | TN | SRTV | 864 | 747.3333
[13 empty] | 37026 | 37026 | TN | SRTV | 864 | 747.3333
[13 empty] | 37027 | 37027 | TN | SRTV | 864 | 747.3333
[13 empty] | 37028 | 37028 | TN | SRTV | 864 | 747.3333
[13 empty] | 37029 | 37029 | TN | SRTV | 864 | 747.3333
[13 empty] | 37030 | 37030 | TN | SRTV | 864 | 747.3333
[13 empty] | 37031 | 37031 | TN | SRTV | 864 | 747.3333
[13 empty] | 37032 | 37032 | TN | SRTV | 864 | 747.3333
[13 empty] | 37033 | 37033 | TN | SRTV | 864 | 747.3333
[13 empty] | 37034 | 37034 | TN | SRTV | 864 | 747.3333
[13 empty] | 37035 | 37035 | TN | SRTV | 864 | 747.3333
[13 empty] | 37036 | 37036 | TN | SRTV | 864 | 747.3333
[13 empty] | 37037 | 37037 | TN | SRTV | 864 | 747.3333
[13 empty] | 37040 | 37040 | TN | SRTV | 864 | 747.3333
[13 empty] | 37041 | 37041 | TN | SRTV | 864 | 747.3333
[13 empty] | 37042 | 37042 | TN | SRTV | 864 | 747.3333
[13 empty] | 37043 | 37043 | TN | SRTV | 864 | 747.3333
[13 empty] | 37044 | 37044 | TN | SRTV | 864 | 747.3333
[13 empty] | 37046 | 37046 | TN | SRTV | 864 | 747.3333
[13 empty] | 37047 | 37047 | TN | SRTV | 864 | 747.3333
[13 empty] | 37048 | 37048 | TN | SRTV | 864 | 747.3333
[13 empty] | 37049 | 37049 | TN | SRTV | 864 | 747.3333
[13 empty] | 37050 | 37050 | TN | SRTV | 864 | 747.3333
[13 empty] | 37051 | 37051 | TN | SRTV | 864 | 747.3333
[13 empty] | 37052 | 37052 | TN | SRTV | 864 | 747.3333
[13 empty] | 37055 | 37055 | TN | SRTV | 864 | 747.3333
[13 empty] | 37056 | 37056 | TN | SRTV | 864 | 747.3333
[13 empty] | 37057 | 37057 | TN | SRTV | 864 | 747.3333
[13 empty] | 37058 | 37058 | TN | SRTV | 864 | 747.3333
[13 empty] | 37059 | 37059 | TN | SRTV | 864 | 747.3333
[13 empty] | 37060 | 37060 | TN | SRTV | 864 | 747.3333
[13 empty] | 37061 | 37061 | TN | SRTV | 864 | 747.3333
[13 empty] | 37062 | 37062 | TN | SRTV | 864 | 747.3333
[13 empty] | 37063 | 37063 | TN | SRTV | 864 | 747.3333
[13 empty] | 37064 | 37064 | TN | SRTV | 864 | 747.3333
[13 empty] | 37065 | 37065 | TN | SRTV | 864 | 747.3333
[13 empty] | 37066 | 37066 | TN | SRTV | 864 | 747.3333
[13 empty] | 37067 | 37067 | TN | SRTV | 864 | 747.3333
[13 empty] | 37068 | 37068 | TN | SRTV | 864 | 747.3333
[13 empty] | 37069 | 37069 | TN | SRTV | 864 | 747.3333
[13 empty] | 37070 | 37070 | TN | SRTV | 864 | 747.3333
[13 empty] | 37071 | 37071 | TN | SRTV | 864 | 747.3333
[13 empty] | 37072 | 37072 | TN | SRTV | 864 | 747.3333
[13 empty] | 37073 | 37073 | TN | SRTV | 864 | 747.3333
[13 empty] | 37074 | 37074 | TN | SRTV | 864 | 747.3333
[13 empty] | 37075 | 37075 | TN | SRTV | 864 | 747.3333
[13 empty] | 37076 | 37076 | TN | SRTV | 864 | 747.3333
[13 empty] | 37077 | 37077 | TN | SRTV | 864 | 747.3333
[13 empty] | 37078 | 37078 | TN | SRTV | 864 | 747.3333
[13 empty] | 37079 | 37079 | TN | SRTV | 864 | 747.3333
[13 empty] | 37080 | 37080 | TN | SRTV | 864 | 747.3333
[13 empty] | 37082 | 37082 | TN | SRTV | 864 | 747.3333
[13 empty] | 37083 | 37083 | TN | SRTV | 864 | 747.3333
[13 empty] | 37085 | 37085 | TN | SRTV | 864 | 747.3333
[13 empty] | 37086 | 37086 | TN | SRTV | 864 | 747.3333
[13 empty] | 37087 | 37087 | TN | SRTV | 864 | 747.3333
[13 empty] | 37088 | 37088 | TN | SRTV | 864 | 747.3333
[13 empty] | 37089 | 37089 | TN | SRTV | 864 | 747.3333
[13 empty] | 37090 | 37090 | TN | SRTV | 864 | 747.3333
[13 empty] | 37091 | 37091 | TN | SRTV | 864 | 747.3333
[13 empty] | 37095 | 37095 | TN | SRTV | 864 | 747.3333
[13 empty] | 37096 | 37096 | TN | SRTV | 864 | 747.3333
[13 empty] | 37097 | 37097 | TN | SRTV | 864 | 747.3333
[13 empty] | 37098 | 37098 | TN | SRTV | 864 | 747.3333
[13 empty] | 37101 | 37101 | TN | SRTV | 864 | 747.3333
[13 empty] | 37110 | 37110 | TN | SRTV | 864 | 747.3333
[13 empty] | 37111 | 37111 | TN | SRTV | 864 | 747.3333
[13 empty] | 37115 | 37115 | TN | SRTV | 864 | 747.3333
[13 empty] | 37116 | 37116 | TN | SRTV | 864 | 747.3333
[13 empty] | 37118 | 37118 | TN | SRTV | 864 | 747.3333
[13 empty] | 37119 | 37119 | TN | SRTV | 864 | 747.3333
[13 empty] | 37121 | 37121 | TN | SRTV | 864 | 747.3333
[13 empty] | 37122 | 37122 | TN | SRTV | 864 | 747.3333
[13 empty] | 37127 | 37127 | TN | SRTV | 864 | 747.3333
[13 empty] | 37128 | 37128 | TN | SRTV | 864 | 747.3333
[13 empty] | 37129 | 37129 | TN | SRTV | 864 | 747.3333
[13 empty] | 37130 | 37130 | TN | SRTV | 864 | 747.3333
[13 empty] | 37131 | 37131 | TN | SRTV | 864 | 747.3333
[13 empty] | 37132 | 37132 | TN | SRTV | 864 | 747.3333
[13 empty] | 37133 | 37133 | TN | SRTV | 864 | 747.3333
[13 empty] | 37134 | 37134 | TN | SRTV | 864 | 747.3333
[13 empty] | 37135 | 37135 | TN | SRTV | 864 | 747.3333
[13 empty] | 37136 | 37136 | TN | SRTV | 864 | 747.3333
[13 empty] | 37137 | 37137 | TN | SRTV | 864 | 747.3333
[13 empty] | 37138 | 37138 | TN | SRTV | 864 | 747.3333
[13 empty] | 37140 | 37140 | TN | SRTV | 864 | 747.3333
[13 empty] | 37141 | 37141 | TN | SRTV | 864 | 747.3333
[13 empty] | 37142 | 37142 | TN | SRTV | 864 | 747.3333
[13 empty] | 37143 | 37143 | TN | SRTV | 864 | 747.3333
[13 empty] | 37144 | 37144 | TN | SRTV | 864 | 747.3333
[13 empty] | 37145 | 37145 | TN | SRTV | 864 | 747.3333
[13 empty] | 37146 | 37146 | TN | SRTV | 864 | 747.3333
[13 empty] | 37148 | 37148 | TN | SRTV | 864 | 747.3333
[13 empty] | 37149 | 37149 | TN | SRTV | 864 | 747.3333
[13 empty] | 37150 | 37150 | TN | SRTV | 864 | 747.3333
[13 empty] | 37151 | 37151 | TN | SRTV | 864 | 747.3333
[13 empty] | 37152 | 37152 | TN | SRTV | 864 | 747.3333
[13 empty] | 37153 | 37153 | TN | SRTV | 864 | 747.3333
[13 empty] | 37160 | 37160 | TN | SRTV | 864 | 747.3333
[13 empty] | 37161 | 37161 | TN | SRTV | 864 | 747.3333
[13 empty] | 37162 | 37162 | TN | SRTV | 864 | 747.3333
[13 empty] | 37165 | 37165 | TN | SRTV | 864 | 747.3333
[13 empty] | 37166 | 37166 | TN | SRTV | 864 | 747.3333
[13 empty] | 37167 | 37167 | TN | SRTV | 864 | 747.3333
[13 empty] | 37171 | 37171 | TN | SRTV | 864 | 747.3333
[13 empty] | 37172 | 37172 | TN | SRTV | 864 | 747.3333
[13 empty] | 37174 | 37174 | TN | SRTV | 864 | 747.3333
[13 empty] | 37175 | 37175 | TN | SRTV | 864 | 747.3333
[13 empty] | 37178 | 37178 | TN | SRTV | 864 | 747.3333
[13 empty] | 37179 | 37179 | TN | SRTV | 864 | 747.3333
[13 empty] | 37180 | 37180 | TN | SRTV | 864 | 747.3333
[13 empty] | 37181 | 37181 | TN | SRTV | 864 | 747.3333
[13 empty] | 37183 | 37183 | TN | SRTV | 864 | 747.3333
[13 empty] | 37184 | 37184 | TN | SRTV | 864 | 747.3333
[13 empty] | 37185 | 37185 | TN | SRTV | 864 | 747.3333
[13 empty] | 37186 | 37186 | TN | SRTV | 864 | 747.3333
[13 empty] | 37187 | 37187 | TN | SRTV | 864 | 747.3333
[13 empty] | 37188 | 37188 | TN | SRTV | 864 | 747.3333
[13 empty] | 37189 | 37189 | TN | SRTV | 864 | 747.3333
[13 empty] | 37190 | 37190 | TN | SRTV | 864 | 747.3333
[13 empty] | 37191 | 37191 | TN | SRTV | 864 | 747.3333
[13 empty] | 37201 | 37201 | TN | SRTV | 1536 | 508.6667
[13 empty] | 37202 | 37202 | TN | SRTV | 1536 | 508.6667
[13 empty] | 37203 | 37203 | TN | SRTV | 1536 | 508.6667
[13 empty] | 37204 | 37204 | TN | SRTV | 1536 | 508.6667
[13 empty] | 37205 | 37205 | TN | SRTV | 1536 | 508.6667
[13 empty] | 37206 | 37206 | TN | SRTV | 1536 | 508.6667
[13 empty] | 37207 | 37207 | TN | SRTV | 1536 | 508.6667
[13 empty] | 37208 | 37208 | TN | SRTV | 1536 | 508.6667
[13 empty] | 37209 | 37209 | TN | SRTV | 1536 | 508.6667
[13 empty] | 37210 | 37210 | TN | SRTV | 1536 | 508.6667
[13 empty] | 37211 | 37211 | TN | SRTV | 1536 | 508.6667
[13 empty] | 37212 | 37212 | TN | SRTV | 1536 | 508.6667
[13 empty] | 37213 | 37213 | TN | SRTV | 1536 | 508.6667
[13 empty] | 37214 | 37214 | TN | SRTV | 1536 | 508.6667
[13 empty] | 37215 | 37215 | TN | SRTV | 1536 | 508.6667
[13 empty] | 37216 | 37216 | TN | SRTV | 1536 | 508.6667
[13 empty] | 37217 | 37217 | TN | SRTV | 1536 | 508.6667
[13 empty] | 37218 | 37218 | TN | SRTV | 1536 | 508.6667
[13 empty] | 37219 | 37219 | TN | SRTV | 1536 | 508.6667
[13 empty] | 37220 | 37220 | TN | SRTV | 1536 | 508.6667
[13 empty] | 37221 | 37221 | TN | SRTV | 1536 | 508.6667
[13 empty] | 37222 | 37222 | TN | SRTV | 1536 | 508.6667
[13 empty] | 37224 | 37224 | TN | SRTV | 1536 | 508.6667
[13 empty] | 37227 | 37227 | TN | SRTV | 1536 | 508.6667
[13 empty] | 37228 | 37228 | TN | SRTV | 1536 | 508.6667
[13 empty] | 37229 | 37229 | TN | SRTV | 1536 | 508.6667
[13 empty] | 37230 | 37230 | TN | SRTV | 1536 | 508.6667
[13 empty] | 37232 | 37232 | TN | SRTV | 1536 | 508.6667
[13 empty] | 37234 | 37234 | TN | SRTV | 1536 | 508.6667
[13 empty] | 37235 | 37235 | TN | SRTV | 1536 | 508.6667
[13 empty] | 37236 | 37236 | TN | SRTV | 1536 | 508.6667
[13 empty] | 37238 | 37238 | TN | SRTV | 1536 | 508.6667
[13 empty] | 37240 | 37240 | TN | SRTV | 1536 | 508.6667
[13 empty] | 37241 | 37241 | TN | SRTV | 1536 | 508.6667
[13 empty] | 37242 | 37242 | TN | SRTV | 1536 | 508.6667
[13 empty] | 37243 | 37243 | TN | SRTV | 1536 | 508.6667
[13 empty] | 37244 | 37244 | TN | SRTV | 1536 | 508.6667
[13 empty] | 37246 | 37246 | TN | SRTV | 1536 | 508.6667
[13 empty] | 37249 | 37249 | TN | SRTV | 1536 | 508.6667
[13 empty] | 37250 | 37250 | TN | SRTV | 1536 | 508.6667
[13 empty] | 37301 | 37301 | TN | SRTV | 1536 | 508.6667
[13 empty] | 37302 | 37302 | TN | SRTV | 1536 | 508.6667
[13 empty] | 37303 | 37303 | TN | SRTV | 1536 | 508.6667
[13 empty] | 37304 | 37304 | TN | SRTV | 1536 | 508.6667
[13 empty] | 37305 | 37305 | TN | SRTV | 1536 | 508.6667
[13 empty] | 37306 | 37306 | TN | SRTV | 1536 | 508.6667
[13 empty] | 37307 | 37307 | TN | SRTV | 1536 | 508.6667
[13 empty] | 37308 | 37308 | TN | SRTV | 1536 | 508.6667
[13 empty] | 37309 | 37309 | TN | SRTV | 1536 | 508.6667
[13 empty] | 37310 | 37310 | TN | SRTV | 1536 | 508.6667
[13 empty] | 37311 | 37311 | TN | SRTV | 1536 | 508.6667
[13 empty] | 37312 | 37312 | TN | SRTV | 1536 | 508.6667
[13 empty] | 37313 | 37313 | TN | SRTV | 1536 | 508.6667
[13 empty] | 37314 | 37314 | TN | SRTV | 1536 | 508.6667
[13 empty] | 37315 | 37315 | TN | SRTV | 1536 | 508.6667
[13 empty] | 37316 | 37316 | TN | SRTV | 1536 | 508.6667
[13 empty] | 37317 | 37317 | TN | SRTV | 1536 | 508.6667
[13 empty] | 37318 | 37318 | TN | SRTV | 1536 | 508.6667
[13 empty] | 37320 | 37320 | TN | SRTV | 1536 | 508.6667
[13 empty] | 37321 | 37321 | TN | SRTV | 1536 | 508.6667
[13 empty] | 37322 | 37322 | TN | SRTV | 1536 | 508.6667
[13 empty] | 37323 | 37323 | TN | SRTV | 1536 | 508.6667
[13 empty] | 37324 | 37324 | TN | SRTV | 1536 | 508.6667
[13 empty] | 37325 | 37325 | TN | SRTV | 1536 | 508.6667
[13 empty] | 37326 | 37326 | TN | SRTV | 1536 | 508.6667
[13 empty] | 37327 | 37327 | TN | SRTV | 1536 | 508.6667
[13 empty] | 37328 | 37328 | TN | SRTV | 1536 | 508.6667
[13 empty] | 37329 | 37329 | TN | SRTV | 1536 | 508.6667
[13 empty] | 37330 | 37330 | TN | SRTV | 1536 | 508.6667
[13 empty] | 37331 | 37331 | TN | SRTV | 1536 | 508.6667
[13 empty] | 37332 | 37332 | TN | SRTV | 1536 | 508.6667
[13 empty] | 37333 | 37333 | TN | SRTV | 1536 | 508.6667
[13 empty] | 37334 | 37334 | TN | SRTV | 1536 | 508.6667
[13 empty] | 37335 | 37335 | TN | SRTV | 1536 | 508.6667
[13 empty] | 37336 | 37336 | TN | SRTV | 1536 | 508.6667
[13 empty] | 37337 | 37337 | TN | SRTV | 1536 | 508.6667
[13 empty] | 37338 | 37338 | TN | SRTV | 1536 | 508.6667
[13 empty] | 37339 | 37339 | TN | SRTV | 1536 | 508.6667
[13 empty] | 37340 | 37340 | TN | SRTV | 1536 | 508.6667
[13 empty] | 37341 | 37341 | TN | SRTV | 1536 | 508.6667
[13 empty] | 37342 | 37342 | TN | SRTV | 1536 | 508.6667
[13 empty] | 37343 | 37343 | TN | SRTV | 1536 | 508.6667
[13 empty] | 37345 | 37345 | TN | SRTV | 1536 | 508.6667
[13 empty] | 37347 | 37347 | TN | SRTV | 1536 | 508.6667
[13 empty] | 37348 | 37348 | TN | SRTV | 1536 | 508.6667
[13 empty] | 37349 | 37349 | TN | SRTV | 1536 | 508.6667
[13 empty] | 37350 | 37350 | TN | SRTV | 1536 | 508.6667
[13 empty] | 37351 | 37351 | TN | SRTV | 1536 | 508.6667
[13 empty] | 37352 | 37352 | TN | SRTV | 1536 | 508.6667
[13 empty] | 37353 | 37353 | TN | SRTV | 1536 | 508.6667
[13 empty] | 37354 | 37354 | TN | SRTV | 1536 | 508.6667
[13 empty] | 37355 | 37355 | TN | SRTV | 1536 | 508.6667
[13 empty] | 37356 | 37356 | TN | SRTV | 1536 | 508.6667
[13 empty] | 37357 | 37357 | TN | SRTV | 1536 | 508.6667
[13 empty] | 37359 | 37359 | TN | SRTV | 1536 | 508.6667
[13 empty] | 37360 | 37360 | TN | SRTV | 1536 | 508.6667
[13 empty] | 37361 | 37361 | TN | SRTV | 1536 | 508.6667
[13 empty] | 37362 | 37362 | TN | SRTV | 1536 | 508.6667
[13 empty] | 37363 | 37363 | TN | SRTV | 1536 | 508.6667
[13 empty] | 37364 | 37364 | TN | SRTV | 1536 | 508.6667
[13 empty] | 37365 | 37365 | TN | SRTV | 1536 | 508.6667
[13 empty] | 37366 | 37366 | TN | SRTV | 1536 | 508.6667
[13 empty] | 37367 | 37367 | TN | SRTV | 1536 | 508.6667
[13 empty] | 37369 | 37369 | TN | SRTV | 1536 | 508.6667
[13 empty] | 37370 | 37370 | TN | SRTV | 1536 | 508.6667
[13 empty] | 37371 | 37371 | TN | SRTV | 1536 | 508.6667
[13 empty] | 37373 | 37373 | TN | SRTV | 1536 | 508.6667
[13 empty] | 37374 | 37374 | TN | SRTV | 1536 | 508.6667
[13 empty] | 37375 | 37375 | TN | SRTV | 1536 | 508.6667
[13 empty] | 37376 | 37376 | TN | SRTV | 1536 | 508.6667
[13 empty] | 37377 | 37377 | TN | SRTV | 1536 | 508.6667
[13 empty] | 37378 | 37378 | TN | SRTV | 1536 | 508.6667
[13 empty] | 37379 | 37379 | TN | SRTV | 1536 | 508.6667
[13 empty] | 37380 | 37380 | TN | SRTV | 1536 | 508.6667
[13 empty] | 37381 | 37381 | TN | SRTV | 1536 | 508.6667
[13 empty] | 37382 | 37382 | TN | SRTV | 1536 | 508.6667
[13 empty] | 37383 | 37383 | TN | SRTV | 1536 | 508.6667
[13 empty] | 37384 | 37384 | TN | SRTV | 1536 | 508.6667
[13 empty] | 37385 | 37385 | TN | SRTV | 1536 | 508.6667
[13 empty] | 37387 | 37387 | TN | SRTV | 1536 | 508.6667
[13 empty] | 37388 | 37388 | TN | SRTV | 1536 | 508.6667
[13 empty] | 37389 | 37389 | TN | SRTV | 1536 | 508.6667
[13 empty] | 37391 | 37391 | TN | SRTV | 1536 | 508.6667
[13 empty] | 37394 | 37394 | TN | SRTV | 1536 | 508.6667
[13 empty] | 37396 | 37396 | TN | SRTV | 1536 | 508.6667
[13 empty] | 37397 | 37397 | TN | SRTV | 1536 | 508.6667
[13 empty] | 37398 | 37398 | TN | SRTV | 1536 | 508.6667
[13 empty] | 37401 | 37401 | TN | SRTV | 1536 | 508.6667
[13 empty] | 37402 | 37402 | TN | SRTV | 1536 | 508.6667
[13 empty] | 37403 | 37403 | TN | SRTV | 1536 | 508.6667
[13 empty] | 37404 | 37404 | TN | SRTV | 1536 | 508.6667
[13 empty] | 37405 | 37405 | TN | SRTV | 1536 | 508.6667
[13 empty] | 37406 | 37406 | TN | SRTV | 1536 | 508.6667
[13 empty] | 37407 | 37407 | TN | SRTV | 1536 | 508.6667
[13 empty] | 37408 | 37408 | TN | SRTV | 1536 | 508.6667
[13 empty] | 37409 | 37409 | TN | SRTV | 1536 | 508.6667
[13 empty] | 37410 | 37410 | TN | SRTV | 1536 | 508.6667
[13 empty] | 37411 | 37411 | TN | SRTV | 1536 | 508.6667
[13 empty] | 37412 | 37412 | TN | SRTV | 1536 | 508.6667
[13 empty] | 37414 | 37414 | TN | SRTV | 1536 | 508.6667
[13 empty] | 37415 | 37415 | TN | SRTV | 1536 | 508.6667
[13 empty] | 37416 | 37416 | TN | SRTV | 1536 | 508.6667
[13 empty] | 37419 | 37419 | TN | SRTV | 1536 | 508.6667
[13 empty] | 37421 | 37421 | TN | SRTV | 1536 | 508.6667
[13 empty] | 37422 | 37422 | TN | SRTV | 1536 | 508.6667
[13 empty] | 37424 | 37424 | TN | SRTV | 1536 | 508.6667
[13 empty] | 37450 | 37450 | TN | SRTV | 1536 | 508.6667
[13 empty] | 37501 | 37501 | TN | SRTV | 1283 | 681.3333
[13 empty] | 37544 | 37544 | TN | SRTV | 1283 | 681.3333
[13 empty] | 37601 | 37601 | TN | SRTV | 1283 | 681.3333
[13 empty] | 37602 | 37602 | TN | SRTV | 1283 | 681.3333
[13 empty] | 37604 | 37604 | TN | SRTV | 1283 | 681.3333
[13 empty] | 37605 | 37605 | TN | SRTV | 1283 | 681.3333
[13 empty] | 37614 | 37614 | TN | SRTV | 1283 | 681.3333
[13 empty] | 37615 | 37615 | TN | SRTV | 1283 | 681.3333
[13 empty] | 37616 | 37616 | TN | SRTV | 1283 | 681.3333
[13 empty] | 37617 | 37617 | TN | SRTV | 1283 | 681.3333
[13 empty] | 37618 | 37618 | TN | SRTV | 1283 | 681.3333
[13 empty] | 37620 | 37620 | TN | SRTV | 1283 | 681.3333
[13 empty] | 37621 | 37621 | TN | SRTV | 1283 | 681.3333
[13 empty] | 37625 | 37625 | TN | SRTV | 1283 | 681.3333
[13 empty] | 37640 | 37640 | TN | SRTV | 1283 | 681.3333
[13 empty] | 37641 | 37641 | TN | SRTV | 1283 | 681.3333
[13 empty] | 37642 | 37642 | TN | SRTV | 1283 | 681.3333
[13 empty] | 37643 | 37643 | TN | SRTV | 1283 | 681.3333
[13 empty] | 37644 | 37644 | TN | SRTV | 1283 | 681.3333
[13 empty] | 37645 | 37645 | TN | SRTV | 1283 | 681.3333
[13 empty] | 37650 | 37650 | TN | SRTV | 1283 | 681.3333
[13 empty] | 37656 | 37656 | TN | SRTV | 1283 | 681.3333
[13 empty] | 37657 | 37657 | TN | SRTV | 1283 | 681.3333
[13 empty] | 37658 | 37658 | TN | SRTV | 1283 | 681.3333
[13 empty] | 37659 | 37659 | TN | SRTV | 1283 | 681.3333
[13 empty] | 37660 | 37660 | TN | SRTV | 1283 | 681.3333
[13 empty] | 37662 | 37662 | TN | SRTV | 1283 | 681.3333
[13 empty] | 37663 | 37663 | TN | SRTV | 1283 | 681.3333
[13 empty] | 37664 | 37664 | TN | SRTV | 1283 | 681.3333
[13 empty] | 37665 | 37665 | TN | SRTV | 1283 | 681.3333
[13 empty] | 37669 | 37669 | TN | SRTV | 1283 | 681.3333
[13 empty] | 37680 | 37680 | TN | SRTV | 1283 | 681.3333
[13 empty] | 37681 | 37681 | TN | SRTV | 1283 | 681.3333
[13 empty] | 37682 | 37682 | TN | SRTV | 1283 | 681.3333
[13 empty] | 37683 | 37683 | TN | SRTV | 1283 | 681.3333
[13 empty] | 37684 | 37684 | TN | SRTV | 1283 | 681.3333
[13 empty] | 37686 | 37686 | TN | SRTV | 1283 | 681.3333
[13 empty] | 37687 | 37687 | TN | SRTV | 1283 | 681.3333
[13 empty] | 37688 | 37688 | TN | SRTV | 1283 | 681.3333
[13 empty] | 37690 | 37690 | TN | SRTV | 1283 | 681.3333
[13 empty] | 37691 | 37691 | TN | SRTV | 1283 | 681.3333
[13 empty] | 37692 | 37692 | TN | SRTV | 1283 | 681.3333
[13 empty] | 37694 | 37694 | TN | SRTV | 1283 | 681.3333
[13 empty] | 37699 | 37699 | TN | SRTV | 1283 | 681.3333
[13 empty] | 37701 | 37701 | TN | SRTV | 1283 | 681.3333
[13 empty] | 37705 | 37705 | TN | SRTV | 1283 | 681.3333
[13 empty] | 37707 | 37707 | TN | SRTV | 1283 | 681.3333
[13 empty] | 37708 | 37708 | TN | SRTV | 1283 | 681.3333
[13 empty] | 37709 | 37709 | TN | SRTV | 1283 | 681.3333
[13 empty] | 37710 | 37710 | TN | SRTV | 1283 | 681.3333
[13 empty] | 37711 | 37711 | TN | SRTV | 1283 | 681.3333
[13 empty] | 37713 | 37713 | TN | SRTV | 1283 | 681.3333
[13 empty] | 37714 | 37714 | TN | SRTV | 1283 | 681.3333
[13 empty] | 37715 | 37715 | TN | SRTV | 1283 | 681.3333
[13 empty] | 37716 | 37716 | TN | SRTV | 1283 | 681.3333
[13 empty] | 37717 | 37717 | TN | SRTV | 1283 | 681.3333
[13 empty] | 37719 | 37719 | TN | SRTV | 1283 | 681.3333
[13 empty] | 37721 | 37721 | TN | SRTV | 1283 | 681.3333
[13 empty] | 37722 | 37722 | TN | SRTV | 1283 | 681.3333
[13 empty] | 37723 | 37723 | TN | SRTV | 1283 | 681.3333
[13 empty] | 37724 | 37724 | TN | SRTV | 1283 | 681.3333
[13 empty] | 37725 | 37725 | TN | SRTV | 1283 | 681.3333
[13 empty] | 37726 | 37726 | TN | SRTV | 1283 | 681.3333
[13 empty] | 37727 | 37727 | TN | SRTV | 1283 | 681.3333
[13 empty] | 37729 | 37729 | TN | SRTV | 1283 | 681.3333
[13 empty] | 37730 | 37730 | TN | SRTV | 1283 | 681.3333
[13 empty] | 37731 | 37731 | TN | SRTV | 1283 | 681.3333
[13 empty] | 37732 | 37732 | TN | SRTV | 1283 | 681.3333
[13 empty] | 37733 | 37733 | TN | SRTV | 1283 | 681.3333
[13 empty] | 37737 | 37737 | TN | SRTV | 1283 | 681.3333
[13 empty] | 37738 | 37738 | TN | SRTV | 1283 | 681.3333
[13 empty] | 37742 | 37742 | TN | SRTV | 1283 | 681.3333
[13 empty] | 37743 | 37743 | TN | SRTV | 1283 | 681.3333
[13 empty] | 37744 | 37744 | TN | SRTV | 1283 | 681.3333
[13 empty] | 37745 | 37745 | TN | SRTV | 1283 | 681.3333
[13 empty] | 37748 | 37748 | TN | SRTV | 1283 | 681.3333
[13 empty] | 37752 | 37752 | TN | SRTV | 1283 | 681.3333
[13 empty] | 37753 | 37753 | TN | SRTV | 1283 | 681.3333
[13 empty] | 37754 | 37754 | TN | SRTV | 1283 | 681.3333
[13 empty] | 37755 | 37755 | TN | SRTV | 1283 | 681.3333
[13 empty] | 37756 | 37756 | TN | SRTV | 1283 | 681.3333
[13 empty] | 37757 | 37757 | TN | SRTV | 1283 | 681.3333
[13 empty] | 37760 | 37760 | TN | SRTV | 1283 | 681.3333
[13 empty] | 37762 | 37762 | TN | SRTV | 1283 | 681.3333
[13 empty] | 37763 | 37763 | TN | SRTV | 1283 | 681.3333
[13 empty] | 37764 | 37764 | TN | SRTV | 1283 | 681.3333
[13 empty] | 37765 | 37765 | TN | SRTV | 1283 | 681.3333
[13 empty] | 37766 | 37766 | TN | SRTV | 1283 | 681.3333
[13 empty] | 37769 | 37769 | TN | SRTV | 1283 | 681.3333
[13 empty] | 37770 | 37770 | TN | SRTV | 1283 | 681.3333
[13 empty] | 37771 | 37771 | TN | SRTV | 1283 | 681.3333
[13 empty] | 37772 | 37772 | TN | SRTV | 1283 | 681.3333
[13 empty] | 37773 | 37773 | TN | SRTV | 1283 | 681.3333
[13 empty] | 37774 | 37774 | TN | SRTV | 1283 | 681.3333
[13 empty] | 37777 | 37777 | TN | SRTV | 1283 | 681.3333
[13 empty] | 37778 | 37778 | TN | SRTV | 1283 | 681.3333
[13 empty] | 37779 | 37779 | TN | SRTV | 1283 | 681.3333
[13 empty] | 37801 | 37801 | TN | SRTV | 1283 | 681.3333
[13 empty] | 37802 | 37802 | TN | SRTV | 1283 | 681.3333
[13 empty] | 37803 | 37803 | TN | SRTV | 1283 | 681.3333
[13 empty] | 37804 | 37804 | TN | SRTV | 1283 | 681.3333
[13 empty] | 37806 | 37806 | TN | SRTV | 1283 | 681.3333
[13 empty] | 37807 | 37807 | TN | SRTV | 1283 | 681.3333
[13 empty] | 37809 | 37809 | TN | SRTV | 1283 | 681.3333
[13 empty] | 37810 | 37810 | TN | SRTV | 1283 | 681.3333
[13 empty] | 37811 | 37811 | TN | SRTV | 1283 | 681.3333
[13 empty] | 37813 | 37813 | TN | SRTV | 1283 | 681.3333
[13 empty] | 37814 | 37814 | TN | SRTV | 1283 | 681.3333
[13 empty] | 37815 | 37815 | TN | SRTV | 1283 | 681.3333
[13 empty] | 37816 | 37816 | TN | SRTV | 1283 | 681.3333
[13 empty] | 37818 | 37818 | TN | SRTV | 1283 | 681.3333
[13 empty] | 37819 | 37819 | TN | SRTV | 1283 | 681.3333
[13 empty] | 37820 | 37820 | TN | SRTV | 1283 | 681.3333
[13 empty] | 37821 | 37821 | TN | SRTV | 1283 | 681.3333
[13 empty] | 37822 | 37822 | TN | SRTV | 1283 | 681.3333
[13 empty] | 37824 | 37824 | TN | SRTV | 1283 | 681.3333
[13 empty] | 37825 | 37825 | TN | SRTV | 1283 | 681.3333
[13 empty] | 37826 | 37826 | TN | SRTV | 1283 | 681.3333
[13 empty] | 37828 | 37828 | TN | SRTV | 1283 | 681.3333
[13 empty] | 37829 | 37829 | TN | SRTV | 1283 | 681.3333
[13 empty] | 37830 | 37830 | TN | SRTV | 1283 | 681.3333
[13 empty] | 37831 | 37831 | TN | SRTV | 1283 | 681.3333
[13 empty] | 37840 | 37840 | TN | SRTV | 1283 | 681.3333
[13 empty] | 37841 | 37841 | TN | SRTV | 1283 | 681.3333
[13 empty] | 37843 | 37843 | TN | SRTV | 1283 | 681.3333
[13 empty] | 37845 | 37845 | TN | SRTV | 1283 | 681.3333
[13 empty] | 37846 | 37846 | TN | SRTV | 1283 | 681.3333
[13 empty] | 37847 | 37847 | TN | SRTV | 1283 | 681.3333
[13 empty] | 37848 | 37848 | TN | SRTV | 1283 | 681.3333
[13 empty] | 37849 | 37849 | TN | SRTV | 1283 | 681.3333
[13 empty] | 37851 | 37851 | TN | SRTV | 1283 | 681.3333
[13 empty] | 37852 | 37852 | TN | SRTV | 1283 | 681.3333
[13 empty] | 37853 | 37853 | TN | SRTV | 1283 | 681.3333
[13 empty] | 37854 | 37854 | TN | SRTV | 1283 | 681.3333
[13 empty] | 37857 | 37857 | TN | SRTV | 1283 | 681.3333
[13 empty] | 37860 | 37860 | TN | SRTV | 1283 | 681.3333
[13 empty] | 37861 | 37861 | TN | SRTV | 1283 | 681.3333
[13 empty] | 37862 | 37862 | TN | SRTV | 1283 | 681.3333
[13 empty] | 37863 | 37863 | TN | SRTV | 1283 | 681.3333
[13 empty] | 37864 | 37864 | TN | SRTV | 1283 | 681.3333
[13 empty] | 37865 | 37865 | TN | SRTV | 1283 | 681.3333
[13 empty] | 37866 | 37866 | TN | SRTV | 1283 | 681.3333
[13 empty] | 37867 | 37867 | TN | SRTV | 1283 | 681.3333
[13 empty] | 37868 | 37868 | TN | SRTV | 1283 | 681.3333
[13 empty] | 37869 | 37869 | TN | SRTV | 1283 | 681.3333
[13 empty] | 37870 | 37870 | TN | SRTV | 1283 | 681.3333
[13 empty] | 37871 | 37871 | TN | SRTV | 1283 | 681.3333
[13 empty] | 37872 | 37872 | TN | SRTV | 1283 | 681.3333
[13 empty] | 37873 | 37873 | TN | SRTV | 1283 | 681.3333
[13 empty] | 37874 | 37874 | TN | SRTV | 1283 | 681.3333
[13 empty] | 37876 | 37876 | TN | SRTV | 1283 | 681.3333
[13 empty] | 37877 | 37877 | TN | SRTV | 1283 | 681.3333
[13 empty] | 37878 | 37878 | TN | SRTV | 1283 | 681.3333
[13 empty] | 37879 | 37879 | TN | SRTV | 1283 | 681.3333
[13 empty] | 37880 | 37880 | TN | SRTV | 1283 | 681.3333
[13 empty] | 37881 | 37881 | TN | SRTV | 1283 | 681.3333
[13 empty] | 37882 | 37882 | TN | SRTV | 1283 | 681.3333
[13 empty] | 37885 | 37885 | TN | SRTV | 1283 | 681.3333
[13 empty] | 37886 | 37886 | TN | SRTV | 1283 | 681.3333
[13 empty] | 37887 | 37887 | TN | SRTV | 1283 | 681.3333
[13 empty] | 37888 | 37888 | TN | SRTV | 1283 | 681.3333
[13 empty] | 37890 | 37890 | TN | SRTV | 1283 | 681.3333
[13 empty] | 37891 | 37891 | TN | SRTV | 1283 | 681.3333
[13 empty] | 37892 | 37892 | TN | SRTV | 1283 | 681.3333
[13 empty] | 37901 | 37901 | TN | SRTV | 1283 | 681.3333
[13 empty] | 37902 | 37902 | TN | SRTV | 1283 | 681.3333
[13 empty] | 37909 | 37909 | TN | SRTV | 1283 | 681.3333
[13 empty] | 37912 | 37912 | TN | SRTV | 1283 | 681.3333
[13 empty] | 37914 | 37914 | TN | SRTV | 1283 | 681.3333
[13 empty] | 37915 | 37915 | TN | SRTV | 1283 | 681.3333
[13 empty] | 37916 | 37916 | TN | SRTV | 1283 | 681.3333
[13 empty] | 37917 | 37917 | TN | SRTV | 1283 | 681.3333
[13 empty] | 37918 | 37918 | TN | SRTV | 1283 | 681.3333
[13 empty] | 37919 | 37919 | TN | SRTV | 1283 | 681.3333
[13 empty] | 37920 | 37920 | TN | SRTV | 1283 | 681.3333
[13 empty] | 37921 | 37921 | TN | SRTV | 1283 | 681.3333
[13 empty] | 37922 | 37922 | TN | SRTV | 1283 | 681.3333
[13 empty] | 37923 | 37923 | TN | SRTV | 1283 | 681.3333
[13 empty] | 37924 | 37924 | TN | SRTV | 1283 | 681.3333
[13 empty] | 37927 | 37927 | TN | SRTV | 1283 | 681.3333
[13 empty] | 37928 | 37928 | TN | SRTV | 1283 | 681.3333
[13 empty] | 37929 | 37929 | TN | SRTV | 1283 | 681.3333
[13 empty] | 37930 | 37930 | TN | SRTV | 1283 | 681.3333
[13 empty] | 37931 | 37931 | TN | SRTV | 1283 | 681.3333
[13 empty] | 37932 | 37932 | TN | SRTV | 1283 | 681.3333
[13 empty] | 37933 | 37933 | TN | SRTV | 1283 | 681.3333
[13 empty] | 37934 | 37934 | TN | SRTV | 1283 | 681.3333
[13 empty] | 37938 | 37938 | TN | SRTV | 1283 | 681.3333
[13 empty] | 37939 | 37939 | TN | SRTV | 1283 | 681.3333
[13 empty] | 37940 | 37940 | TN | SRTV | 1283 | 681.3333
[13 empty] | 37950 | 37950 | TN | SRTV | 1283 | 681.3333
[13 empty] | 37995 | 37995 | TN | SRTV | 1283 | 681.3333
[13 empty] | 37996 | 37996 | TN | SRTV | 1283 | 681.3333
[13 empty] | 37997 | 37997 | TN | SRTV | 1283 | 681.3333
[13 empty] | 37998 | 37998 | TN | SRTV | 1283 | 681.3333
[13 empty] | 38001 | 38001 | TN | SRTV | 1283 | 681.3333
[13 empty] | 38002 | 38002 | TN | SRTV | 1283 | 681.3333
[13 empty] | 38004 | 38004 | TN | SRTV | 1283 | 681.3333
[13 empty] | 38006 | 38006 | TN | SRTV | 1283 | 681.3333
[13 empty] | 38007 | 38007 | TN | SRTV | 1283 | 681.3333
[13 empty] | 38008 | 38008 | TN | SRTV | 1283 | 681.3333
[13 empty] | 38010 | 38010 | TN | SRTV | 1283 | 681.3333
[13 empty] | 38011 | 38011 | TN | SRTV | 1283 | 681.3333
[13 empty] | 38012 | 38012 | TN | SRTV | 1283 | 681.3333
[13 empty] | 38014 | 38014 | TN | SRTV | 1283 | 681.3333
[13 empty] | 38015 | 38015 | TN | SRTV | 1283 | 681.3333
[13 empty] | 38016 | 38016 | TN | SRTV | 1283 | 681.3333
[13 empty] | 38017 | 38017 | TN | SRTV | 1283 | 681.3333
[13 empty] | 38018 | 38018 | TN | SRTV | 1283 | 681.3333
[13 empty] | 38019 | 38019 | TN | SRTV | 1283 | 681.3333
[13 empty] | 38021 | 38021 | TN | SRTV | 1283 | 681.3333
[13 empty] | 38023 | 38023 | TN | SRMV | 1283 | 681.3333
[13 empty] | 38024 | 38024 | TN | SRTV | 1283 | 681.3333
[13 empty] | 38025 | 38025 | TN | SRTV | 1283 | 681.3333
[13 empty] | 38027 | 38027 | TN | SRTV | 1283 | 681.3333
[13 empty] | 38028 | 38028 | TN | SRTV | 1283 | 681.3333
[13 empty] | 38029 | 38029 | TN | SRTV | 1283 | 681.3333
[13 empty] | 38030 | 38030 | TN | SRTV | 1283 | 681.3333
[13 empty] | 38034 | 38034 | TN | SRTV | 1283 | 681.3333
[13 empty] | 38036 | 38036 | TN | SRTV | 1283 | 681.3333
[13 empty] | 38037 | 38037 | TN | SRTV | 1283 | 681.3333
[13 empty] | 38039 | 38039 | TN | SRTV | 1283 | 681.3333
[13 empty] | 38040 | 38040 | TN | SRTV | 1283 | 681.3333
[13 empty] | 38041 | 38041 | TN | SRTV | 1283 | 681.3333
[13 empty] | 38042 | 38042 | TN | SRTV | 1283 | 681.3333
[13 empty] | 38044 | 38044 | TN | SRTV | 1283 | 681.3333
[13 empty] | 38045 | 38045 | TN | SRTV | 1283 | 681.3333
[13 empty] | 38046 | 38046 | TN | SRTV | 1283 | 681.3333
[13 empty] | 38047 | 38047 | TN | SRTV | 1283 | 681.3333
[13 empty] | 38048 | 38048 | TN | SRTV | 1283 | 681.3333
[13 empty] | 38049 | 38049 | TN | SRTV | 1283 | 681.3333
[13 empty] | 38050 | 38050 | TN | SRTV | 1283 | 681.3333
[13 empty] | 38052 | 38052 | TN | SRTV | 1283 | 681.3333
[13 empty] | 38053 | 38053 | TN | SRMV | 1283 | 681.3333
[13 empty] | 38054 | 38054 | TN | SRMV | 1283 | 681.3333
[13 empty] | 38055 | 38055 | TN | SRMV | 1283 | 681.3333
[13 empty] | 38057 | 38057 | TN | SRTV | 1283 | 681.3333
[13 empty] | 38058 | 38058 | TN | SRTV | 1283 | 681.3333
[13 empty] | 38059 | 38059 | TN | SRTV | 1283 | 681.3333
[13 empty] | 38060 | 38060 | TN | SRTV | 1283 | 681.3333
[13 empty] | 38061 | 38061 | TN | SRTV | 1283 | 681.3333
[13 empty] | 38063 | 38063 | TN | SRTV | 1283 | 681.3333
[13 empty] | 38066 | 38066 | TN | SRTV | 1283 | 681.3333
[13 empty] | 38067 | 38067 | TN | SRTV | 1283 | 681.3333
[13 empty] | 38068 | 38068 | TN | SRTV | 1283 | 681.3333
[13 empty] | 38069 | 38069 | TN | SRTV | 1283 | 681.3333
[13 empty] | 38070 | 38070 | TN | SRTV | 1283 | 681.3333
[13 empty] | 38071 | 38071 | TN | SRTV | 1283 | 681.3333
[13 empty] | 38075 | 38075 | TN | SRTV | 1283 | 681.3333
[13 empty] | 38076 | 38076 | TN | SRTV | 1283 | 681.3333
[13 empty] | 38077 | 38077 | TN | SRTV | 1283 | 681.3333
[13 empty] | 38079 | 38079 | TN | SRTV | 1283 | 681.3333
[13 empty] | 38080 | 38080 | TN | SRTV | 1283 | 681.3333
[13 empty] | 38083 | 38083 | TN | SRMV | 1283 | 681.3333
[13 empty] | 38088 | 38088 | TN | SRTV | 1283 | 681.3333
[13 empty] | 38101 | 38101 | TN | SRTV | 1283 | 681.3333
[13 empty] | 38103 | 38103 | TN | SRTV | 1283 | 681.3333
[13 empty] | 38104 | 38104 | TN | SRTV | 1283 | 681.3333
[13 empty] | 38105 | 38105 | TN | SRTV | 1283 | 681.3333
[13 empty] | 38106 | 38106 | TN | SRTV | 1283 | 681.3333
[13 empty] | 38107 | 38107 | TN | SRTV | 1283 | 681.3333
[13 empty] | 38108 | 38108 | TN | SRTV | 1283 | 681.3333
[13 empty] | 38109 | 38109 | TN | SRMV | 1283 | 681.3333
[13 empty] | 38111 | 38111 | TN | SRTV | 1283 | 681.3333
[13 empty] | 38112 | 38112 | TN | SRTV | 1283 | 681.3333
[13 empty] | 38113 | 38113 | TN | SRMV | 1283 | 681.3333
[13 empty] | 38114 | 38114 | TN | SRTV | 1283 | 681.3333
[13 empty] | 38115 | 38115 | TN | SRTV | 1283 | 681.3333
[13 empty] | 38116 | 38116 | TN | SRTV | 1283 | 681.3333
[13 empty] | 38117 | 38117 | TN | SRTV | 1283 | 681.3333
[13 empty] | 38118 | 38118 | TN | SRTV | 1283 | 681.3333
[13 empty] | 38119 | 38119 | TN | SRTV | 1283 | 681.3333
[13 empty] | 38120 | 38120 | TN | SRTV | 1283 | 681.3333
[13 empty] | 38122 | 38122 | TN | SRTV | 1283 | 681.3333
[13 empty] | 38124 | 38124 | TN | SRTV | 1283 | 681.3333
[13 empty] | 38125 | 38125 | TN | SRTV | 1283 | 681.3333
[13 empty] | 38126 | 38126 | TN | SRTV | 1283 | 681.3333
[13 empty] | 38127 | 38127 | TN | SRMV | 1283 | 681.3333
[13 empty] | 38128 | 38128 | TN | SRTV | 1283 | 681.3333
[13 empty] | 38130 | 38130 | TN | SRTV | 1283 | 681.3333
[13 empty] | 38131 | 38131 | TN | SRTV | 1283 | 681.3333
[13 empty] | 38132 | 38132 | TN | SRTV | 1283 | 681.3333
[13 empty] | 38133 | 38133 | TN | SRTV | 1283 | 681.3333
[13 empty] | 38134 | 38134 | TN | SRTV | 1283 | 681.3333
[13 empty] | 38135 | 38135 | TN | SRTV | 1283 | 681.3333
[13 empty] | 38136 | 38136 | TN | SRTV | 1283 | 681.3333
[13 empty] | 38137 | 38137 | TN | SRTV | 1283 | 681.3333
[13 empty] | 38138 | 38138 | TN | SRTV | 1283 | 681.3333
[13 empty] | 38139 | 38139 | TN | SRTV | 1283 | 681.3333
[13 empty] | 38141 | 38141 | TN | SRTV | 1283 | 681.3333
[13 empty] | 38145 | 38145 | TN | SRTV | 1283 | 681.3333
[13 empty] | 38147 | 38147 | TN | SRTV | 1283 | 681.3333
[13 empty] | 38148 | 38148 | TN | SRTV | 1283 | 681.3333
[13 empty] | 38150 | 38150 | TN | SRTV | 1283 | 681.3333
[13 empty] | 38151 | 38151 | TN | SRTV | 1283 | 681.3333
[13 empty] | 38152 | 38152 | TN | SRTV | 1283 | 681.3333
[13 empty] | 38157 | 38157 | TN | SRTV | 1283 | 681.3333
[13 empty] | 38159 | 38159 | TN | SRTV | 1283 | 681.3333
[13 empty] | 38161 | 38161 | TN | SRTV | 1283 | 681.3333
[13 empty] | 38163 | 38163 | TN | SRTV | 1283 | 681.3333
[13 empty] | 38166 | 38166 | TN | SRTV | 1283 | 681.3333
[13 empty] | 38167 | 38167 | TN | SRMV | 1283 | 681.3333
[13 empty] | 38168 | 38168 | TN | SRTV | 1283 | 681.3333
[13 empty] | 38173 | 38173 | TN | SRTV | 1283 | 681.3333
[13 empty] | 38174 | 38174 | TN | SRTV | 1283 | 681.3333
[13 empty] | 38175 | 38175 | TN | SRTV | 1283 | 681.3333
[13 empty] | 38177 | 38177 | TN | SRTV | 1283 | 681.3333
[13 empty] | 38181 | 38181 | TN | SRTV | 1283 | 681.3333
[13 empty] | 38182 | 38182 | TN | SRTV | 1283 | 681.3333
[13 empty] | 38183 | 38183 | TN | SRTV | 1283 | 681.3333
[13 empty] | 38184 | 38184 | TN | SRTV | 1283 | 681.3333
[13 empty] | 38186 | 38186 | TN | SRTV | 1283 | 681.3333
[13 empty] | 38187 | 38187 | TN | SRTV | 1283 | 681.3333
[13 empty] | 38188 | 38188 | TN | SRTV | 1283 | 681.3333
[13 empty] | 38190 | 38190 | TN | SRMV | 1283 | 681.3333
[13 empty] | 38193 | 38193 | TN | SRTV | 1283 | 681.3333
[13 empty] | 38194 | 38194 | TN | SRTV | 1283 | 681.3333
[13 empty] | 38197 | 38197 | TN | SRTV | 1283 | 681.3333
[13 empty] | 38201 | 38201 | TN | SRTV | 1283 | 681.3333
[13 empty] | 38220 | 38220 | TN | SRTV | 1283 | 681.3333
[13 empty] | 38221 | 38221 | TN | SRTV | 1283 | 681.3333
[13 empty] | 38222 | 38222 | TN | SRTV | 1283 | 681.3333
[13 empty] | 38223 | 38223 | TN | SRTV | 1283 | 681.3333
[13 empty] | 38224 | 38224 | TN | SRTV | 1283 | 681.3333
[13 empty] | 38225 | 38225 | TN | SRTV | 1283 | 681.3333
[13 empty] | 38226 | 38226 | TN | SRTV | 1283 | 681.3333
[13 empty] | 38229 | 38229 | TN | SRTV | 1283 | 681.3333
[13 empty] | 38230 | 38230 | TN | SRTV | 1283 | 681.3333
[13 empty] | 38231 | 38231 | TN | SRTV | 1283 | 681.3333
[13 empty] | 38232 | 38232 | TN | SRTV | 1283 | 681.3333
[13 empty] | 38233 | 38233 | TN | SRTV | 1283 | 681.3333
[13 empty] | 38235 | 38235 | TN | SRTV | 1283 | 681.3333
[13 empty] | 38236 | 38236 | TN | SRTV | 1283 | 681.3333
[13 empty] | 38237 | 38237 | TN | SRTV | 1283 | 681.3333
[13 empty] | 38238 | 38238 | TN | SRTV | 1283 | 681.3333
[13 empty] | 38240 | 38240 | TN | SRTV | 1283 | 681.3333
[13 empty] | 38241 | 38241 | TN | SRTV | 1283 | 681.3333
[13 empty] | 38242 | 38242 | TN | SRTV | 1283 | 681.3333
[13 empty] | 38251 | 38251 | TN | SRTV | 1283 | 681.3333
[13 empty] | 38253 | 38253 | TN | SRTV | 1283 | 681.3333
[13 empty] | 38254 | 38254 | TN | SRTV | 1283 | 681.3333
[13 empty] | 38255 | 38255 | TN | SRTV | 1283 | 681.3333
[13 empty] | 38256 | 38256 | TN | SRTV | 1283 | 681.3333
[13 empty] | 38257 | 38257 | TN | SRTV | 1283 | 681.3333
[13 empty] | 38258 | 38258 | TN | SRTV | 1283 | 681.3333
[13 empty] | 38259 | 38259 | TN | SRTV | 1283 | 681.3333
[13 empty] | 38260 | 38260 | TN | SRTV | 1283 | 681.3333
[13 empty] | 38261 | 38261 | TN | SRTV | 1283 | 681.3333
[13 empty] | 38271 | 38271 | TN | SRTV | 1283 | 681.3333
[13 empty] | 38281 | 38281 | TN | SRTV | 1283 | 681.3333
[13 empty] | 38301 | 38301 | TN | SRTV | 1283 | 681.3333
[13 empty] | 38302 | 38302 | TN | SRTV | 1283 | 681.3333
[13 empty] | 38303 | 38303 | TN | SRTV | 1283 | 681.3333
[13 empty] | 38305 | 38305 | TN | SRTV | 1283 | 681.3333
[13 empty] | 38308 | 38308 | TN | SRTV | 1283 | 681.3333
[13 empty] | 38310 | 38310 | TN | SRTV | 1283 | 681.3333
[13 empty] | 38311 | 38311 | TN | SRTV | 1283 | 681.3333
[13 empty] | 38313 | 38313 | TN | SRTV | 1283 | 681.3333
[13 empty] | 38314 | 38314 | TN | SRTV | 1283 | 681.3333
[13 empty] | 38315 | 38315 | TN | SRTV | 1283 | 681.3333
[13 empty] | 38316 | 38316 | TN | SRTV | 1283 | 681.3333
[13 empty] | 38317 | 38317 | TN | SRTV | 1283 | 681.3333
[13 empty] | 38318 | 38318 | TN | SRTV | 1283 | 681.3333
[13 empty] | 38320 | 38320 | TN | SRTV | 1283 | 681.3333
[13 empty] | 38321 | 38321 | TN | SRTV | 1283 | 681.3333
[13 empty] | 38324 | 38324 | TN | SRTV | 1283 | 681.3333
[13 empty] | 38326 | 38326 | TN | SRTV | 1283 | 681.3333
[13 empty] | 38327 | 38327 | TN | SRTV | 1283 | 681.3333
[13 empty] | 38328 | 38328 | TN | SRTV | 1283 | 681.3333
[13 empty] | 38329 | 38329 | TN | SRTV | 1283 | 681.3333
[13 empty] | 38330 | 38330 | TN | SRTV | 1283 | 681.3333
[13 empty] | 38331 | 38331 | TN | SRTV | 1283 | 681.3333
[13 empty] | 38332 | 38332 | TN | SRTV | 1283 | 681.3333
[13 empty] | 38333 | 38333 | TN | SRTV | 1283 | 681.3333
[13 empty] | 38334 | 38334 | TN | SRTV | 1283 | 681.3333
[13 empty] | 38336 | 38336 | TN | SRTV | 1283 | 681.3333
[13 empty] | 38337 | 38337 | TN | SRTV | 1283 | 681.3333
[13 empty] | 38338 | 38338 | TN | SRTV | 1283 | 681.3333
[13 empty] | 38339 | 38339 | TN | SRTV | 1283 | 681.3333
[13 empty] | 38340 | 38340 | TN | SRTV | 1283 | 681.3333
[13 empty] | 38341 | 38341 | TN | SRTV | 1283 | 681.3333
[13 empty] | 38342 | 38342 | TN | SRTV | 1283 | 681.3333
[13 empty] | 38343 | 38343 | TN | SRTV | 1283 | 681.3333
[13 empty] | 38344 | 38344 | TN | SRTV | 1283 | 681.3333
[13 empty] | 38345 | 38345 | TN | SRTV | 1283 | 681.3333
[13 empty] | 38346 | 38346 | TN | SRTV | 1283 | 681.3333
[13 empty] | 38347 | 38347 | TN | SRTV | 1283 | 681.3333
[13 empty] | 38348 | 38348 | TN | SRTV | 1283 | 681.3333
[13 empty] | 38351 | 38351 | TN | SRTV | 1283 | 681.3333
[13 empty] | 38352 | 38352 | TN | SRTV | 1283 | 681.3333
[13 empty] | 38355 | 38355 | TN | SRTV | 1283 | 681.3333
[13 empty] | 38356 | 38356 | TN | SRTV | 1283 | 681.3333
[13 empty] | 38357 | 38357 | TN | SRTV | 1283 | 681.3333
[13 empty] | 38358 | 38358 | TN | SRTV | 1283 | 681.3333
[13 empty] | 38359 | 38359 | TN | SRTV | 1283 | 681.3333
[13 empty] | 38361 | 38361 | TN | SRTV | 1283 | 681.3333
[13 empty] | 38362 | 38362 | TN | SRTV | 1283 | 681.3333
[13 empty] | 38363 | 38363 | TN | SRTV | 1283 | 681.3333
[13 empty] | 38365 | 38365 | TN | SRTV | 1283 | 681.3333
[13 empty] | 38366 | 38366 | TN | SRTV | 1283 | 681.3333
[13 empty] | 38367 | 38367 | TN | SRTV | 1283 | 681.3333
[13 empty] | 38368 | 38368 | TN | SRTV | 1283 | 681.3333
[13 empty] | 38369 | 38369 | TN | SRTV | 1283 | 681.3333
[13 empty] | 38370 | 38370 | TN | SRTV | 1283 | 681.3333
[13 empty] | 38371 | 38371 | TN | SRTV | 1283 | 681.3333
[13 empty] | 38372 | 38372 | TN | SRTV | 1283 | 681.3333
[13 empty] | 38374 | 38374 | TN | SRTV | 1283 | 681.3333
[13 empty] | 38375 | 38375 | TN | SRTV | 1283 | 681.3333
[13 empty] | 38376 | 38376 | TN | SRTV | 1283 | 681.3333
[13 empty] | 38377 | 38377 | TN | SRTV | 1283 | 681.3333
[13 empty] | 38378 | 38378 | TN | SRTV | 1283 | 681.3333
[13 empty] | 38379 | 38379 | TN | SRTV | 1283 | 681.3333
[13 empty] | 38380 | 38380 | TN | SRTV | 1283 | 681.3333
[13 empty] | 38381 | 38381 | TN | SRTV | 1283 | 681.3333
[13 empty] | 38382 | 38382 | TN | SRTV | 1283 | 681.3333
[13 empty] | 38387 | 38387 | TN | SRTV | 1283 | 681.3333
[13 empty] | 38388 | 38388 | TN | SRTV | 1283 | 681.3333
[13 empty] | 38389 | 38389 | TN | SRTV | 1283 | 681.3333
[13 empty] | 38390 | 38390 | TN | SRTV | 1283 | 681.3333
[13 empty] | 38391 | 38391 | TN | SRTV | 1283 | 681.3333
[13 empty] | 38392 | 38392 | TN | SRTV | 1283 | 681.3333
[13 empty] | 38393 | 38393 | TN | SRTV | 1283 | 681.3333
[13 empty] | 38401 | 38401 | TN | SRTV | 1283 | 681.3333
[13 empty] | 38402 | 38402 | TN | SRTV | 1283 | 681.3333
[13 empty] | 38425 | 38425 | TN | SRTV | 1283 | 681.3333
[13 empty] | 38449 | 38449 | TN | SRTV | 1283 | 681.3333
[13 empty] | 38450 | 38450 | TN | SRTV | 1283 | 681.3333
[13 empty] | 38451 | 38451 | TN | SRTV | 1283 | 681.3333
[13 empty] | 38452 | 38452 | TN | SRTV | 1283 | 681.3333
[13 empty] | 38453 | 38453 | TN | SRTV | 1283 | 681.3333
[13 empty] | 38454 | 38454 | TN | SRTV | 1283 | 681.3333
[13 empty] | 38455 | 38455 | TN | SRTV | 1283 | 681.3333
[13 empty] | 38456 | 38456 | TN | SRTV | 1283 | 681.3333
[13 empty] | 38457 | 38457 | TN | SRTV | 1283 | 681.3333
[13 empty] | 38459 | 38459 | TN | SRTV | 1283 | 681.3333
[13 empty] | 38460 | 38460 | TN | SRTV | 1283 | 681.3333
[13 empty] | 38461 | 38461 | TN | SRTV | 1283 | 681.3333
[13 empty] | 38462 | 38462 | TN | SRTV | 1283 | 681.3333
[13 empty] | 38463 | 38463 | TN | SRTV | 1283 | 681.3333
[13 empty] | 38464 | 38464 | TN | SRTV | 1283 | 681.3333
[13 empty] | 38468 | 38468 | TN | SRTV | 1283 | 681.3333
[13 empty] | 38469 | 38469 | TN | SRTV | 1283 | 681.3333
[13 empty] | 38471 | 38471 | TN | SRTV | 1283 | 681.3333
[13 empty] | 38472 | 38472 | TN | SRTV | 1283 | 681.3333
[13 empty] | 38473 | 38473 | TN | SRTV | 1283 | 681.3333
[13 empty] | 38474 | 38474 | TN | SRTV | 1283 | 681.3333
[13 empty] | 38475 | 38475 | TN | SRTV | 1283 | 681.3333
[13 empty] | 38476 | 38476 | TN | SRTV | 1283 | 681.3333
[13 empty] | 38477 | 38477 | TN | SRTV | 1283 | 681.3333
[13 empty] | 38478 | 38478 | TN | SRTV | 1283 | 681.3333
[13 empty] | 38481 | 38481 | TN | SRTV | 1283 | 681.3333
[13 empty] | 38482 | 38482 | TN | SRTV | 1283 | 681.3333
[13 empty] | 38483 | 38483 | TN | SRTV | 1283 | 681.3333
[13 empty] | 38485 | 38485 | TN | SRTV | 1283 | 681.3333
[13 empty] | 38486 | 38486 | TN | SRTV | 1283 | 681.3333
[13 empty] | 38487 | 38487 | TN | SRTV | 1283 | 681.3333
[13 empty] | 38488 | 38488 | TN | SRTV | 1283 | 681.3333
[13 empty] | 38501 | 38501 | TN | SRTV | 1283 | 681.3333
[13 empty] | 38502 | 38502 | TN | SRTV | 1283 | 681.3333
[13 empty] | 38503 | 38503 | TN | SRTV | 1283 | 681.3333
[13 empty] | 38504 | 38504 | TN | SRTV | 1283 | 681.3333
[13 empty] | 38505 | 38505 | TN | SRTV | 1283 | 681.3333
[13 empty] | 38506 | 38506 | TN | SRTV | 1283 | 681.3333
[13 empty] | 38541 | 38541 | TN | SRTV | 1283 | 681.3333
[13 empty] | 38542 | 38542 | TN | SRTV | 1283 | 681.3333
[13 empty] | 38543 | 38543 | TN | SRTV | 1283 | 681.3333
[13 empty] | 38544 | 38544 | TN | SRTV | 1283 | 681.3333
[13 empty] | 38545 | 38545 | TN | SRTV | 1283 | 681.3333
[13 empty] | 38547 | 38547 | TN | SRTV | 1283 | 681.3333
[13 empty] | 38548 | 38548 | TN | SRTV | 1283 | 681.3333
[13 empty] | 38549 | 38549 | TN | SRTV | 1283 | 681.3333
[13 empty] | 38550 | 38550 | TN | SRTV | 1283 | 681.3333
[13 empty] | 38551 | 38551 | TN | SRTV | 1283 | 681.3333
[13 empty] | 38552 | 38552 | TN | SRTV | 1283 | 681.3333
[13 empty] | 38553 | 38553 | TN | SRTV | 1283 | 681.3333
[13 empty] | 38554 | 38554 | TN | SRTV | 1283 | 681.3333
[13 empty] | 38555 | 38555 | TN | SRTV | 1283 | 681.3333
[13 empty] | 38556 | 38556 | TN | SRTV | 1283 | 681.3333
[13 empty] | 38557 | 38557 | TN | SRTV | 1283 | 681.3333
[13 empty] | 38558 | 38558 | TN | SRTV | 1283 | 681.3333
[13 empty] | 38559 | 38559 | TN | SRTV | 1283 | 681.3333
[13 empty] | 38560 | 38560 | TN | SRTV | 1283 | 681.3333
[13 empty] | 38562 | 38562 | TN | SRTV | 1283 | 681.3333
[13 empty] | 38563 | 38563 | TN | SRTV | 1283 | 681.3333
[13 empty] | 38564 | 38564 | TN | SRTV | 1283 | 681.3333
[13 empty] | 38565 | 38565 | TN | SRTV | 1283 | 681.3333
[13 empty] | 38567 | 38567 | TN | SRTV | 1283 | 681.3333
[13 empty] | 38568 | 38568 | TN | SRTV | 1283 | 681.3333
[13 empty] | 38569 | 38569 | TN | SRTV | 1283 | 681.3333
[13 empty] | 38570 | 38570 | TN | SRTV | 1283 | 681.3333
[13 empty] | 38571 | 38571 | TN | SRTV | 1283 | 681.3333
[13 empty] | 38572 | 38572 | TN | SRTV | 1283 | 681.3333
[13 empty] | 38573 | 38573 | TN | SRTV | 1283 | 681.3333
[13 empty] | 38574 | 38574 | TN | SRTV | 1283 | 681.3333
[13 empty] | 38575 | 38575 | TN | SRTV | 1283 | 681.3333
[13 empty] | 38577 | 38577 | TN | SRTV | 1283 | 681.3333
[13 empty] | 38578 | 38578 | TN | SRTV | 1283 | 681.3333
[13 empty] | 38579 | 38579 | TN | SRTV | 1283 | 681.3333
[13 empty] | 38580 | 38580 | TN | SRTV | 1283 | 681.3333
[13 empty] | 38581 | 38581 | TN | SRTV | 1283 | 681.3333
[13 empty] | 38582 | 38582 | TN | SRTV | 1283 | 681.3333
[13 empty] | 38583 | 38583 | TN | SRTV | 1283 | 681.3333
[13 empty] | 38585 | 38585 | TN | SRTV | 1283 | 681.3333
[13 empty] | 38587 | 38587 | TN | SRTV | 1283 | 681.3333
[13 empty] | 38588 | 38588 | TN | SRTV | 1283 | 681.3333
[13 empty] | 38589 | 38589 | TN | SRTV | 1283 | 681.3333
[13 empty] | 38601 | 38601 | MS | SRTV | 1283 | 681.3333
[13 empty] | 38602 | 38602 | MS | SRTV | 1283 | 681.3333
[13 empty] | 38603 | 38603 | MS | SRTV | 1283 | 681.3333
[13 empty] | 38606 | 38606 | MS | SRTV | 1283 | 681.3333
[13 empty] | 38609 | 38609 | MS | SRTV | 1283 | 681.3333
[13 empty] | 38610 | 38610 | MS | SRTV | 1283 | 681.3333
[13 empty] | 38611 | 38611 | MS | SRTV | 1283 | 681.3333
[13 empty] | 38614 | 38614 | MS | SRSO | 1283 | 681.3333
[13 empty] | 38617 | 38617 | MS | SRSO | 1283 | 681.3333
[13 empty] | 38618 | 38618 | MS | SRTV | 1283 | 681.3333
[13 empty] | 38619 | 38619 | MS | SRTV | 1283 | 681.3333
[13 empty] | 38620 | 38620 | MS | SRTV | 1283 | 681.3333
[13 empty] | 38621 | 38621 | MS | SRTV | 1283 | 681.3333
[13 empty] | 38622 | 38622 | MS | SRTV | 1283 | 681.3333
[13 empty] | 38623 | 38623 | MS | SRTV | 1283 | 681.3333
[13 empty] | 38625 | 38625 | MS | SRTV | 1283 | 681.3333
[13 empty] | 38626 | 38626 | MS | SRTV | 1283 | 681.3333
[13 empty] | 38627 | 38627 | MS | SRTV | 1283 | 681.3333
[13 empty] | 38628 | 38628 | MS | SRTV | 1283 | 681.3333
[13 empty] | 38629 | 38629 | MS | SRTV | 1283 | 681.3333
[13 empty] | 38630 | 38630 | MS | SRMV | 1283 | 681.3333
[13 empty] | 38631 | 38631 | MS | SRMV | 1283 | 681.3333
[13 empty] | 38632 | 38632 | MS | SRTV | 1283 | 681.3333
[13 empty] | 38633 | 38633 | MS | SRTV | 1283 | 681.3333
[13 empty] | 38634 | 38634 | MS | SRTV | 1283 | 681.3333
[13 empty] | 38635 | 38635 | MS | SRTV | 1283 | 681.3333
[13 empty] | 38637 | 38637 | MS | SRTV | 1283 | 681.3333
[13 empty] | 38638 | 38638 | MS | SRTV | 1283 | 681.3333
[13 empty] | 38639 | 38639 | MS | SRSO | 1283 | 681.3333
[13 empty] | 38641 | 38641 | MS | SRTV | 1283 | 681.3333
[13 empty] | 38642 | 38642 | MS | SRTV | 1283 | 681.3333
[13 empty] | 38643 | 38643 | MS | SRTV | 1283 | 681.3333
[13 empty] | 38644 | 38644 | MS | SRSO | 1283 | 681.3333
[13 empty] | 38645 | 38645 | MS | SRSO | 1283 | 681.3333
[13 empty] | 38646 | 38646 | MS | SRTV | 1283 | 681.3333
[13 empty] | 38647 | 38647 | MS | SRTV | 1283 | 681.3333
[13 empty] | 38649 | 38649 | MS | SRTV | 1283 | 681.3333
[13 empty] | 38650 | 38650 | MS | SRTV | 1283 | 681.3333
[13 empty] | 38651 | 38651 | MS | SRTV | 1283 | 681.3333
[13 empty] | 38652 | 38652 | MS | SRTV | 1283 | 681.3333
[13 empty] | 38654 | 38654 | MS | SRTV | 1283 | 681.3333
[13 empty] | 38655 | 38655 | MS | SRTV | 1283 | 681.3333
[13 empty] | 38658 | 38658 | MS | SRTV | 1283 | 681.3333
[13 empty] | 38659 | 38659 | MS | SRTV | 1283 | 681.3333
[13 empty] | 38661 | 38661 | MS | SRTV | 1283 | 681.3333
[13 empty] | 38663 | 38663 | MS | SRTV | 1283 | 681.3333
[13 empty] | 38664 | 38664 | MS | SRTV | 1283 | 681.3333
[13 empty] | 38665 | 38665 | MS | SRTV | 1283 | 681.3333
[13 empty] | 38666 | 38666 | MS | SRTV | 1283 | 681.3333
[13 empty] | 38668 | 38668 | MS | SRTV | 1283 | 681.3333
[13 empty] | 38669 | 38669 | MS | SRMV | 1283 | 681.3333
[13 empty] | 38670 | 38670 | MS | SRTV | 1283 | 681.3333
[13 empty] | 38671 | 38671 | MS | SRTV | 1283 | 681.3333
[13 empty] | 38672 | 38672 | MS | SRTV | 1283 | 681.3333
[13 empty] | 38673 | 38673 | MS | SRTV | 1283 | 681.3333
[13 empty] | 38674 | 38674 | MS | SRTV | 1283 | 681.3333
[13 empty] | 38675 | 38675 | MS | SRTV | 1283 | 681.3333
[13 empty] | 38676 | 38676 | MS | SRTV | 1283 | 681.3333
[13 empty] | 38677 | 38677 | MS | SRTV | 1283 | 681.3333
[13 empty] | 38679 | 38679 | MS | SRTV | 1283 | 681.3333
[13 empty] | 38680 | 38680 | MS | SRTV | 1283 | 681.3333
[13 empty] | 38683 | 38683 | MS | SRTV | 1283 | 681.3333
[13 empty] | 38685 | 38685 | MS | SRTV | 1283 | 681.3333
[13 empty] | 38686 | 38686 | MS | SRTV | 1283 | 681.3333
[13 empty] | 38701 | 38701 | MS | SRSO | 1283 | 681.3333
[13 empty] | 38702 | 38702 | MS | SRMV | 1283 | 681.3333
[13 empty] | 38703 | 38703 | MS | SRSO | 1283 | 681.3333
[13 empty] | 38704 | 38704 | MS | SRMV | 1283 | 681.3333
[13 empty] | 38720 | 38720 | MS | SRSO | 1283 | 681.3333
[13 empty] | 38721 | 38721 | MS | SRSO | 1283 | 681.3333
[13 empty] | 38722 | 38722 | MS | SRSO | 1283 | 681.3333
[13 empty] | 38723 | 38723 | MS | SRSO | 1283 | 681.3333
[13 empty] | 38725 | 38725 | MS | SRSO | 1283 | 681.3333
[13 empty] | 38726 | 38726 | MS | SRSO | 1283 | 681.3333
[13 empty] | 38730 | 38730 | MS | SRSO | 1283 | 681.3333
[13 empty] | 38731 | 38731 | MS | SRSO | 1283 | 681.3333
[13 empty] | 38732 | 38732 | MS | SRSO | 1283 | 681.3333
[13 empty] | 38733 | 38733 | MS | SRMV | 1283 | 681.3333
[13 empty] | 38736 | 38736 | MS | SRSO | 1283 | 681.3333
[13 empty] | 38737 | 38737 | MS | SRMV | 1283 | 681.3333
[13 empty] | 38738 | 38738 | MS | SRMV | 1283 | 681.3333
[13 empty] | 38739 | 38739 | MS | SRMV | 1283 | 681.3333
[13 empty] | 38740 | 38740 | MS | SRSO | 1283 | 681.3333
[13 empty] | 38744 | 38744 | MS | SRSO | 1283 | 681.3333
[13 empty] | 38745 | 38745 | MS | SRSO | 1283 | 681.3333
[13 empty] | 38746 | 38746 | MS | SRMV | 1283 | 681.3333
[13 empty] | 38748 | 38748 | MS | SRSO | 1283 | 681.3333
[13 empty] | 38749 | 38749 | MS | SRSO | 1283 | 681.3333
[13 empty] | 38751 | 38751 | MS | SRSO | 1283 | 681.3333
[13 empty] | 38753 | 38753 | MS | SRSO | 1283 | 681.3333
[13 empty] | 38754 | 38754 | MS | SRSO | 1283 | 681.3333
[13 empty] | 38756 | 38756 | MS | SRSO | 1283 | 681.3333
[13 empty] | 38759 | 38759 | MS | SRSO | 1283 | 681.3333
[13 empty] | 38760 | 38760 | MS | SRMV | 1283 | 681.3333
[13 empty] | 38761 | 38761 | MS | SRSO | 1283 | 681.3333
[13 empty] | 38762 | 38762 | MS | SRSO | 1283 | 681.3333
[13 empty] | 38764 | 38764 | MS | SRMV | 1283 | 681.3333
[13 empty] | 38765 | 38765 | MS | SRSO | 1283 | 681.3333
[13 empty] | 38767 | 38767 | MS | SRSO | 1283 | 681.3333
[13 empty] | 38768 | 38768 | MS | SRMV | 1283 | 681.3333
[13 empty] | 38769 | 38769 | MS | SRMV | 1283 | 681.3333
[13 empty] | 38771 | 38771 | MS | SRSO | 1283 | 681.3333
[13 empty] | 38772 | 38772 | MS | SRMV | 1283 | 681.3333
[13 empty] | 38773 | 38773 | MS | SRSO | 1283 | 681.3333
[13 empty] | 38774 | 38774 | MS | SRSO | 1283 | 681.3333
[13 empty] | 38776 | 38776 | MS | SRMV | 1283 | 681.3333
[13 empty] | 38778 | 38778 | MS | SRSO | 1283 | 681.3333
[13 empty] | 38780 | 38780 | MS | SRSO | 1283 | 681.3333
[13 empty] | 38781 | 38781 | MS | SRMV | 1283 | 681.3333
[13 empty] | 38782 | 38782 | MS | SRSO | 1283 | 681.3333
[13 empty] | 38801 | 38801 | MS | SRTV | 1283 | 681.3333
[13 empty] | 38802 | 38802 | MS | SRTV | 1283 | 681.3333
[13 empty] | 38803 | 38803 | MS | SRTV | 1283 | 681.3333
[13 empty] | 38804 | 38804 | MS | SRTV | 1283 | 681.3333
[13 empty] | 38820 | 38820 | MS | SRTV | 1283 | 681.3333
[13 empty] | 38821 | 38821 | MS | SRTV | 1283 | 681.3333
[13 empty] | 38824 | 38824 | MS | SRTV | 1283 | 681.3333
[13 empty] | 38825 | 38825 | MS | SRTV | 1283 | 681.3333
[13 empty] | 38826 | 38826 | MS | SRTV | 1283 | 681.3333
[13 empty] | 38827 | 38827 | MS | SRTV | 1283 | 681.3333
[13 empty] | 38828 | 38828 | MS | SRTV | 1283 | 681.3333
[13 empty] | 38829 | 38829 | MS | SRTV | 1283 | 681.3333
[13 empty] | 38833 | 38833 | MS | SRTV | 1283 | 681.3333
[13 empty] | 38834 | 38834 | MS | SRTV | 1283 | 681.3333
[13 empty] | 38835 | 38835 | MS | SRTV | 1283 | 681.3333
[13 empty] | 38838 | 38838 | MS | SRTV | 1283 | 681.3333
[13 empty] | 38839 | 38839 | MS | SRTV | 1283 | 681.3333
[13 empty] | 38841 | 38841 | MS | SRTV | 1283 | 681.3333
[13 empty] | 38843 | 38843 | MS | SRTV | 1283 | 681.3333
[13 empty] | 38844 | 38844 | MS | SRTV | 1283 | 681.3333
[13 empty] | 38846 | 38846 | MS | SRTV | 1283 | 681.3333
[13 empty] | 38847 | 38847 | MS | SRTV | 1283 | 681.3333
[13 empty] | 38848 | 38848 | MS | SRTV | 1283 | 681.3333
[13 empty] | 38849 | 38849 | MS | SRTV | 1283 | 681.3333
[13 empty] | 38850 | 38850 | MS | SRTV | 1283 | 681.3333
[13 empty] | 38851 | 38851 | MS | SRTV | 1283 | 681.3333
[13 empty] | 38852 | 38852 | MS | SRTV | 1283 | 681.3333
[13 empty] | 38855 | 38855 | MS | SRTV | 1283 | 681.3333
[13 empty] | 38856 | 38856 | MS | SRTV | 1283 | 681.3333
[13 empty] | 38857 | 38857 | MS | SRTV | 1283 | 681.3333
[13 empty] | 38858 | 38858 | MS | SRTV | 1283 | 681.3333
[13 empty] | 38859 | 38859 | MS | SRTV | 1283 | 681.3333
[13 empty] | 38860 | 38860 | MS | SRTV | 1283 | 681.3333
[13 empty] | 38862 | 38862 | MS | SRTV | 1283 | 681.3333
[13 empty] | 38863 | 38863 | MS | SRTV | 1283 | 681.3333
[13 empty] | 38864 | 38864 | MS | SRTV | 1283 | 681.3333
[13 empty] | 38865 | 38865 | MS | SRTV | 1283 | 681.3333
[13 empty] | 38866 | 38866 | MS | SRTV | 1283 | 681.3333
[13 empty] | 38868 | 38868 | MS | SRTV | 1283 | 681.3333
[13 empty] | 38869 | 38869 | MS | SRTV | 1283 | 681.3333
[13 empty] | 38870 | 38870 | MS | SRTV | 1283 | 681.3333
[13 empty] | 38871 | 38871 | MS | SRTV | 1283 | 681.3333
[13 empty] | 38873 | 38873 | MS | SRTV | 1283 | 681.3333
[13 empty] | 38874 | 38874 | MS | SRTV | 1283 | 681.3333
[13 empty] | 38875 | 38875 | MS | SRTV | 1283 | 681.3333
[13 empty] | 38876 | 38876 | MS | SRTV | 1283 | 681.3333
[13 empty] | 38877 | 38877 | MS | SRTV | 1283 | 681.3333
[13 empty] | 38878 | 38878 | MS | SRTV | 1283 | 681.3333
[13 empty] | 38879 | 38879 | MS | SRTV | 1283 | 681.3333
[13 empty] | 38880 | 38880 | MS | SRTV | 1283 | 681.3333
[13 empty] | 38901 | 38901 | MS | SRTV | 1283 | 681.3333
[13 empty] | 38902 | 38902 | MS | SRTV | 1283 | 681.3333
[13 empty] | 38913 | 38913 | MS | SRTV | 1283 | 681.3333
[13 empty] | 38914 | 38914 | MS | SRTV | 1283 | 681.3333
[13 empty] | 38915 | 38915 | MS | SRTV | 1283 | 681.3333
[13 empty] | 38916 | 38916 | MS | SRTV | 1283 | 681.3333
[13 empty] | 38917 | 38917 | MS | SRSO | 1283 | 681.3333
[13 empty] | 38920 | 38920 | MS | SRTV | 1283 | 681.3333
[13 empty] | 38921 | 38921 | MS | SRTV | 1283 | 681.3333
[13 empty] | 38922 | 38922 | MS | SRTV | 1283 | 681.3333
[13 empty] | 38923 | 38923 | MS | SRSO | 1283 | 681.3333
[13 empty] | 38924 | 38924 | MS | SRSO | 1283 | 681.3333
[13 empty] | 38925 | 38925 | MS | SRSO | 1283 | 681.3333
[13 empty] | 38926 | 38926 | MS | SRTV | 1283 | 681.3333
[13 empty] | 38927 | 38927 | MS | SRTV | 1283 | 681.3333
[13 empty] | 38928 | 38928 | MS | SRTV | 1283 | 681.3333
[13 empty] | 38929 | 38929 | MS | SRTV | 1283 | 681.3333
[13 empty] | 38930 | 38930 | MS | SRSO | 1283 | 681.3333
[13 empty] | 38935 | 38935 | MS | SRMV | 1283 | 681.3333
[13 empty] | 38940 | 38940 | MS | SRTV | 1283 | 681.3333
[13 empty] | 38941 | 38941 | MS | SRSO | 1283 | 681.3333
[13 empty] | 38943 | 38943 | MS | SRSO | 1283 | 681.3333
[13 empty] | 38944 | 38944 | MS | SRSO | 1283 | 681.3333
[13 empty] | 38945 | 38945 | MS | SRMV | 1283 | 681.3333
[13 empty] | 38946 | 38946 | MS | SRMV | 1283 | 681.3333
[13 empty] | 38947 | 38947 | MS | SRMV | 1283 | 681.3333
[13 empty] | 38948 | 38948 | MS | SRTV | 1283 | 681.3333
[13 empty] | 38949 | 38949 | MS | SRTV | 1283 | 681.3333
[13 empty] | 38950 | 38950 | MS | SRMV | 1283 | 681.3333
[13 empty] | 38951 | 38951 | MS | SRTV | 1283 | 681.3333
[13 empty] | 38952 | 38952 | MS | SRSO | 1283 | 681.3333
[13 empty] | 38953 | 38953 | MS | SRTV | 1283 | 681.3333
[13 empty] | 38954 | 38954 | MS | SRSO | 1283 | 681.3333
[13 empty] | 38955 | 38955 | MS | SRTV | 1283 | 681.3333
[13 empty] | 38957 | 38957 | MS | SRTV | 1283 | 681.3333
[13 empty] | 38958 | 38958 | MS | SRTV | 1283 | 681.3333
[13 empty] | 38959 | 38959 | MS | SRMV | 1283 | 681.3333
[13 empty] | 38960 | 38960 | MS | SRTV | 1283 | 681.3333
[13 empty] | 38961 | 38961 | MS | SRTV | 1283 | 681.3333
[13 empty] | 38962 | 38962 | MS | SRTV | 1283 | 681.3333
[13 empty] | 38963 | 38963 | MS | SRTV | 1283 | 681.3333
[13 empty] | 38964 | 38964 | MS | SRTV | 1283 | 681.3333
[13 empty] | 38965 | 38965 | MS | SRTV | 1283 | 681.3333
[13 empty] | 38966 | 38966 | MS | SRTV | 1283 | 681.3333
[13 empty] | 38967 | 38967 | MS | SRSO | 1283 | 681.3333
[13 empty] | 39038 | 39038 | MS | SRSO | 1283 | 681.3333
[13 empty] | 39039 | 39039 | MS | SRSO | 1283 | 681.3333
[13 empty] | 39040 | 39040 | MS | SRSO | 1283 | 681.3333
[13 empty] | 39041 | 39041 | MS | SRMV | 1283 | 681.3333
[13 empty] | 39042 | 39042 | MS | SRTV | 1283 | 681.3333
[13 empty] | 39043 | 39043 | MS | SRTV | 1283 | 681.3333
[13 empty] | 39044 | 39044 | MS | SRSO | 1283 | 681.3333
[13 empty] | 39045 | 39045 | MS | SRMV | 1283 | 681.3333
[13 empty] | 39046 | 39046 | MS | SRMV | 1283 | 681.3333
[13 empty] | 39047 | 39047 | MS | SRTV | 1283 | 681.3333
[13 empty] | 39051 | 39051 | MS | SRTV | 1283 | 681.3333
[13 empty] | 39054 | 39054 | MS | SRMV | 1283 | 681.3333
[13 empty] | 39056 | 39056 | MS | SRMV | 1283 | 681.3333
[13 empty] | 39057 | 39057 | MS | SRTV | 1283 | 681.3333
[13 empty] | 39058 | 39058 | MS | SRMV | 1283 | 681.3333
[13 empty] | 39059 | 39059 | MS | SRSO | 1283 | 681.3333
[13 empty] | 39060 | 39060 | MS | SRMV | 1283 | 681.3333
[13 empty] | 39061 | 39061 | MS | SRMV | 1283 | 681.3333
[13 empty] | 39062 | 39062 | MS | SRMV | 1283 | 681.3333
[13 empty] | 39063 | 39063 | MS | SRMV | 1283 | 681.3333
[13 empty] | 39066 | 39066 | MS | SRMV | 1283 | 681.3333
[13 empty] | 39067 | 39067 | MS | SRTV | 1283 | 681.3333
[13 empty] | 39069 | 39069 | MS | SRSO | 1283 | 681.3333
[13 empty] | 39071 | 39071 | MS | SRMV | 1283 | 681.3333
[13 empty] | 39072 | 39072 | MS | SRMV | 1283 | 681.3333
[13 empty] | 39073 | 39073 | MS | SRTV | 1283 | 681.3333
[13 empty] | 39074 | 39074 | MS | SRTV | 1283 | 681.3333
[13 empty] | 39077 | 39077 | MS | SRMV | 1283 | 681.3333
[13 empty] | 39078 | 39078 | MS | SRSO | 1283 | 681.3333
[13 empty] | 39079 | 39079 | MS | SRMV | 1283 | 681.3333
[13 empty] | 39080 | 39080 | MS | SRTV | 1283 | 681.3333
[13 empty] | 39081 | 39081 | MS | SRSO | 1283 | 681.3333
[13 empty] | 39082 | 39082 | MS | SRSO | 1283 | 681.3333
[13 empty] | 39083 | 39083 | MS | SRSO | 1283 | 681.3333
[13 empty] | 39086 | 39086 | MS | SRSO | 1283 | 681.3333
[13 empty] | 39087 | 39087 | MS | SRTV | 1283 | 681.3333
[13 empty] | 39088 | 39088 | MS | SRSO | 1283 | 681.3333
[13 empty] | 39090 | 39090 | MS | SRTV | 1283 | 681.3333
[13 empty] | 39092 | 39092 | MS | SRTV | 1283 | 681.3333
[13 empty] | 39094 | 39094 | MS | SRTV | 1283 | 681.3333
[13 empty] | 39095 | 39095 | MS | SRSO | 1283 | 681.3333
[13 empty] | 39096 | 39096 | MS | SRSO | 1283 | 681.3333
[13 empty] | 39097 | 39097 | MS | SRSO | 1283 | 681.3333
[13 empty] | 39098 | 39098 | MS | SRTV | 1283 | 681.3333
[13 empty] | 39107 | 39107 | MS | SRMV | 1283 | 681.3333
[13 empty] | 39108 | 39108 | MS | SRTV | 1283 | 681.3333
[13 empty] | 39109 | 39109 | MS | SRTV | 1283 | 681.3333
[13 empty] | 39110 | 39110 | MS | SRMV | 1283 | 681.3333
[13 empty] | 39111 | 39111 | MS | SRSO | 1283 | 681.3333
[13 empty] | 39113 | 39113 | MS | SRSO | 1283 | 681.3333
[13 empty] | 39114 | 39114 | MS | SRSO | 1283 | 681.3333
[13 empty] | 39115 | 39115 | MS | SRMV | 1283 | 681.3333
[13 empty] | 39116 | 39116 | MS | SRSO | 1283 | 681.3333
[13 empty] | 39117 | 39117 | MS | SRTV | 1283 | 681.3333
[13 empty] | 39119 | 39119 | MS | SRSO | 1283 | 681.3333
[13 empty] | 39120 | 39120 | MS | SRSO | 1283 | 681.3333
[13 empty] | 39121 | 39121 | MS | SRMV | 1283 | 681.3333
[13 empty] | 39122 | 39122 | MS | SRMV | 1283 | 681.3333
[13 empty] | 39130 | 39130 | MS | SRMV | 1283 | 681.3333
[13 empty] | 39140 | 39140 | MS | SRSO | 1283 | 681.3333
[13 empty] | 39144 | 39144 | MS | SRSO | 1283 | 681.3333
[13 empty] | 39145 | 39145 | MS | SRTV | 1283 | 681.3333
[13 empty] | 39146 | 39146 | MS | SRMV | 1283 | 681.3333
[13 empty] | 39148 | 39148 | MS | SRMV | 1283 | 681.3333
[13 empty] | 39149 | 39149 | MS | SRSO | 1283 | 681.3333
[13 empty] | 39150 | 39150 | MS | SRSO | 1283 | 681.3333
[13 empty] | 39151 | 39151 | MS | SRTV | 1283 | 681.3333
[13 empty] | 39152 | 39152 | MS | SRTV | 1283 | 681.3333
[13 empty] | 39153 | 39153 | MS | SRSO | 1283 | 681.3333
[13 empty] | 39154 | 39154 | MS | SRMV | 1283 | 681.3333
[13 empty] | 39156 | 39156 | MS | SRSO | 1283 | 681.3333
[13 empty] | 39157 | 39157 | MS | SRMV | 1283 | 681.3333
[13 empty] | 39158 | 39158 | MS | SRMV | 1283 | 681.3333
[13 empty] | 39159 | 39159 | MS | SRSO | 1283 | 681.3333
[13 empty] | 39160 | 39160 | MS | SRMV | 1283 | 681.3333
[13 empty] | 39161 | 39161 | MS | SRTV | 1283 | 681.3333
[13 empty] | 39162 | 39162 | MS | SRSO | 1283 | 681.3333
[13 empty] | 39163 | 39163 | MS | SRMV | 1283 | 681.3333
[13 empty] | 39165 | 39165 | MS | SRSO | 1283 | 681.3333
[13 empty] | 39166 | 39166 | MS | SRSO | 1283 | 681.3333
[13 empty] | 39167 | 39167 | MS | SRTV | 1283 | 681.3333
[13 empty] | 39168 | 39168 | MS | SRSO | 1283 | 681.3333
[13 empty] | 39169 | 39169 | MS | SRSO | 1283 | 681.3333
[13 empty] | 39170 | 39170 | MS | SRMV | 1283 | 681.3333
[13 empty] | 39171 | 39171 | MS | SRTV | 1283 | 681.3333
[13 empty] | 39173 | 39173 | MS | SRSO | 1283 | 681.3333
[13 empty] | 39174 | 39174 | MS | SRMV | 1283 | 681.3333
[13 empty] | 39175 | 39175 | MS | SRMV | 1283 | 681.3333
[13 empty] | 39176 | 39176 | MS | SRSO | 1283 | 681.3333
[13 empty] | 39177 | 39177 | MS | SRSO | 1283 | 681.3333
[13 empty] | 39179 | 39179 | MS | SRSO | 1283 | 681.3333
[13 empty] | 39180 | 39180 | MS | SRMV | 1283 | 681.3333
[13 empty] | 39181 | 39181 | MS | SRMV | 1283 | 681.3333
[13 empty] | 39182 | 39182 | MS | SRMV | 1283 | 681.3333
[13 empty] | 39183 | 39183 | MS | SRMV | 1283 | 681.3333
[13 empty] | 39189 | 39189 | MS | SRTV | 1283 | 681.3333
[13 empty] | 39190 | 39190 | MS | SRMV | 1283 | 681.3333
[13 empty] | 39191 | 39191 | MS | SRSO | 1283 | 681.3333
[13 empty] | 39192 | 39192 | MS | SRSO | 1283 | 681.3333
[13 empty] | 39193 | 39193 | MS | SRTV | 1283 | 681.3333
[13 empty] | 39194 | 39194 | MS | SRSO | 1283 | 681.3333
[13 empty] | 39201 | 39201 | MS | SRMV | 1283 | 681.3333
[13 empty] | 39202 | 39202 | MS | SRMV | 1283 | 681.3333
[13 empty] | 39203 | 39203 | MS | SRMV | 1283 | 681.3333
[13 empty] | 39204 | 39204 | MS | SRMV | 1283 | 681.3333
[13 empty] | 39205 | 39205 | MS | SRMV | 1283 | 681.3333
[13 empty] | 39206 | 39206 | MS | SRMV | 1283 | 681.3333
[13 empty] | 39207 | 39207 | MS | SRMV | 1283 | 681.3333
[13 empty] | 39208 | 39208 | MS | SRTV | 1283 | 681.3333
[13 empty] | 39209 | 39209 | MS | SRMV | 1283 | 681.3333
[13 empty] | 39210 | 39210 | MS | SRMV | 1283 | 681.3333
[13 empty] | 39211 | 39211 | MS | SRMV | 1283 | 681.3333
[13 empty] | 39212 | 39212 | MS | SRMV | 1283 | 681.3333
[13 empty] | 39213 | 39213 | MS | SRMV | 1283 | 681.3333
[13 empty] | 39215 | 39215 | MS | SRMV | 1283 | 681.3333
[13 empty] | 39216 | 39216 | MS | SRMV | 1283 | 681.3333
[13 empty] | 39217 | 39217 | MS | SRMV | 1283 | 681.3333
[13 empty] | 39218 | 39218 | MS | SRMV | 1283 | 681.3333
[13 empty] | 39225 | 39225 | MS | SRMV | 1283 | 681.3333
[13 empty] | 39232 | 39232 | MS | SRMV | 1283 | 681.3333
[13 empty] | 39236 | 39236 | MS | SRMV | 1283 | 681.3333
[13 empty] | 39250 | 39250 | MS | SRMV | 1283 | 681.3333
[13 empty] | 39269 | 39269 | MS | SRMV | 1283 | 681.3333
[13 empty] | 39271 | 39271 | MS | SRMV | 1283 | 681.3333
[13 empty] | 39272 | 39272 | MS | SRMV | 1283 | 681.3333
[13 empty] | 39282 | 39282 | MS | SRMV | 1283 | 681.3333
[13 empty] | 39283 | 39283 | MS | SRMV | 1283 | 681.3333
[13 empty] | 39284 | 39284 | MS | SRMV | 1283 | 681.3333
[13 empty] | 39286 | 39286 | MS | SRMV | 1283 | 681.3333
[13 empty] | 39288 | 39288 | MS | SRTV | 1283 | 681.3333
[13 empty] | 39289 | 39289 | MS | SRMV | 1283 | 681.3333
[13 empty] | 39296 | 39296 | MS | SRMV | 1283 | 681.3333
[13 empty] | 39298 | 39298 | MS | SRTV | 1283 | 681.3333
[13 empty] | 39301 | 39301 | MS | SRTV | 1283 | 681.3333
[13 empty] | 39302 | 39302 | MS | SRSO | 1283 | 681.3333
[13 empty] | 39303 | 39303 | MS | SRSO | 1283 | 681.3333
[13 empty] | 39304 | 39304 | MS | SRSO | 1283 | 681.3333
[13 empty] | 39305 | 39305 | MS | SRTV | 1283 | 681.3333
[13 empty] | 39307 | 39307 | MS | SRTV | 1283 | 681.3333
[13 empty] | 39309 | 39309 | MS | SRTV | 1283 | 681.3333
[13 empty] | 39320 | 39320 | MS | SRTV | 1283 | 681.3333
[13 empty] | 39322 | 39322 | MS | SRSO | 1283 | 681.3333
[13 empty] | 39323 | 39323 | MS | SRTV | 1283 | 681.3333
[13 empty] | 39324 | 39324 | MS | SRSO | 1283 | 681.3333
[13 empty] | 39325 | 39325 | MS | SRTV | 1283 | 681.3333
[13 empty] | 39326 | 39326 | MS | SRTV | 1283 | 681.3333
[13 empty] | 39327 | 39327 | MS | SRTV | 1283 | 681.3333
[13 empty] | 39328 | 39328 | MS | SRTV | 1283 | 681.3333
[13 empty] | 39330 | 39330 | MS | SRTV | 1283 | 681.3333
[13 empty] | 39332 | 39332 | MS | SRTV | 1283 | 681.3333
[13 empty] | 39335 | 39335 | MS | SRTV | 1283 | 681.3333
[13 empty] | 39336 | 39336 | MS | SRTV | 1283 | 681.3333
[13 empty] | 39337 | 39337 | MS | SRTV | 1283 | 681.3333
[13 empty] | 39338 | 39338 | MS | SRSO | 1283 | 681.3333
[13 empty] | 39339 | 39339 | MS | SRTV | 1283 | 681.3333
[13 empty] | 39341 | 39341 | MS | SRTV | 1283 | 681.3333
[13 empty] | 39342 | 39342 | MS | SRSO | 1283 | 681.3333
[13 empty] | 39345 | 39345 | MS | SRTV | 1283 | 681.3333
[13 empty] | 39346 | 39346 | MS | SRTV | 1283 | 681.3333
[13 empty] | 39347 | 39347 | MS | SRSO | 1283 | 681.3333
[13 empty] | 39348 | 39348 | MS | SRSO | 1283 | 681.3333
[13 empty] | 39350 | 39350 | MS | SRTV | 1283 | 681.3333
[13 empty] | 39352 | 39352 | MS | SRTV | 1283 | 681.3333
[13 empty] | 39354 | 39354 | MS | SRTV | 1283 | 681.3333
[13 empty] | 39355 | 39355 | MS | SRTV | 1283 | 681.3333
[13 empty] | 39356 | 39356 | MS | SRSO | 1283 | 681.3333
[13 empty] | 39358 | 39358 | MS | SRTV | 1283 | 681.3333
[13 empty] | 39359 | 39359 | MS | SRTV | 1283 | 681.3333
[13 empty] | 39360 | 39360 | MS | SRTV | 1283 | 681.3333
[13 empty] | 39361 | 39361 | MS | SRTV | 1283 | 681.3333
[13 empty] | 39362 | 39362 | MS | SRSO | 1283 | 681.3333
[13 empty] | 39363 | 39363 | MS | SRTV | 1283 | 681.3333
[13 empty] | 39364 | 39364 | MS | SRTV | 1283 | 681.3333
[13 empty] | 39365 | 39365 | MS | SRTV | 1283 | 681.3333
[13 empty] | 39366 | 39366 | MS | SRSO | 1283 | 681.3333
[13 empty] | 39367 | 39367 | MS | SRSO | 1283 | 681.3333
[13 empty] | 39401 | 39401 | MS | SRSO | 1283 | 681.3333
[13 empty] | 39402 | 39402 | MS | SRSO | 1283 | 681.3333
[13 empty] | 39403 | 39403 | MS | SRSO | 1283 | 681.3333
[13 empty] | 39404 | 39404 | MS | SRSO | 1283 | 681.3333
[13 empty] | 39406 | 39406 | MS | SRSO | 1283 | 681.3333
[13 empty] | 39407 | 39407 | MS | SRSO | 1283 | 681.3333
[13 empty] | 39421 | 39421 | MS | SRSO | 1283 | 681.3333
[13 empty] | 39422 | 39422 | MS | SRSO | 1283 | 681.3333
[13 empty] | 39423 | 39423 | MS | SRSO | 1283 | 681.3333
[13 empty] | 39425 | 39425 | MS | SRSO | 1283 | 681.3333
[13 empty] | 39426 | 39426 | MS | SRSO | 1283 | 681.3333
[13 empty] | 39427 | 39427 | MS | SRSO | 1283 | 681.3333
[13 empty] | 39428 | 39428 | MS | SRSO | 1283 | 681.3333
[13 empty] | 39429 | 39429 | MS | SRSO | 1283 | 681.3333
[13 empty] | 39436 | 39436 | MS | SRSO | 1283 | 681.3333
[13 empty] | 39437 | 39437 | MS | SRSO | 1283 | 681.3333
[13 empty] | 39439 | 39439 | MS | SRSO | 1283 | 681.3333
[13 empty] | 39440 | 39440 | MS | SRSO | 1283 | 681.3333
[13 empty] | 39441 | 39441 | MS | SRSO | 1283 | 681.3333
[13 empty] | 39442 | 39442 | MS | SRSO | 1283 | 681.3333
[13 empty] | 39443 | 39443 | MS | SRSO | 1283 | 681.3333
[13 empty] | 39451 | 39451 | MS | SRSO | 1283 | 681.3333
[13 empty] | 39452 | 39452 | MS | SRSO | 1283 | 681.3333
[13 empty] | 39455 | 39455 | MS | SRSO | 1283 | 681.3333
[13 empty] | 39456 | 39456 | MS | SRSO | 1283 | 681.3333
[13 empty] | 39457 | 39457 | MS | SRSO | 1283 | 681.3333
[13 empty] | 39459 | 39459 | MS | SRSO | 1283 | 681.3333
[13 empty] | 39460 | 39460 | MS | SRSO | 1283 | 681.3333
[13 empty] | 39461 | 39461 | MS | SRSO | 1283 | 681.3333
[13 empty] | 39462 | 39462 | MS | SRSO | 1283 | 681.3333
[13 empty] | 39463 | 39463 | MS | SRSO | 1283 | 681.3333
[13 empty] | 39464 | 39464 | MS | SRSO | 1283 | 681.3333
[13 empty] | 39465 | 39465 | MS | SRSO | 1283 | 681.3333
[13 empty] | 39466 | 39466 | MS | SRSO | 1283 | 681.3333
[13 empty] | 39470 | 39470 | MS | SRSO | 1283 | 681.3333
[13 empty] | 39474 | 39474 | MS | SRSO | 1283 | 681.3333
[13 empty] | 39475 | 39475 | MS | SRSO | 1283 | 681.3333
[13 empty] | 39476 | 39476 | MS | SRSO | 1283 | 681.3333
[13 empty] | 39477 | 39477 | MS | SRSO | 1283 | 681.3333
[13 empty] | 39478 | 39478 | MS | SRSO | 1283 | 681.3333
[13 empty] | 39479 | 39479 | MS | SRSO | 1283 | 681.3333
[13 empty] | 39480 | 39480 | MS | SRSO | 1283 | 681.3333
[13 empty] | 39481 | 39481 | MS | SRSO | 1283 | 681.3333
[13 empty] | 39482 | 39482 | MS | SRSO | 1283 | 681.3333
[13 empty] | 39483 | 39483 | MS | SRSO | 1283 | 681.3333
[13 empty] | 39501 | 39501 | MS | SRSO | 1283 | 681.3333
[13 empty] | 39502 | 39502 | MS | SRSO | 1283 | 681.3333
[13 empty] | 39503 | 39503 | MS | SRSO | 1283 | 681.3333
[13 empty] | 39505 | 39505 | MS | SRSO | 1283 | 681.3333
[13 empty] | 39506 | 39506 | MS | SRSO | 1283 | 681.3333
[13 empty] | 39507 | 39507 | MS | SRSO | 1283 | 681.3333
[13 empty] | 39520 | 39520 | MS | SRSO | 1283 | 681.3333
[13 empty] | 39521 | 39521 | MS | SRSO | 1283 | 681.3333
[13 empty] | 39522 | 39522 | MS | SRSO | 1283 | 681.3333
[13 empty] | 39525 | 39525 | MS | SRSO | 1283 | 681.3333
[13 empty] | 39529 | 39529 | MS | SRSO | 1283 | 681.3333
[13 empty] | 39530 | 39530 | MS | SRSO | 1283 | 681.3333
[13 empty] | 39531 | 39531 | MS | SRSO | 1283 | 681.3333
[13 empty] | 39532 | 39532 | MS | SRSO | 1283 | 681.3333
[13 empty] | 39533 | 39533 | MS | SRSO | 1283 | 681.3333
[13 empty] | 39534 | 39534 | MS | SRSO | 1283 | 681.3333
[13 empty] | 39535 | 39535 | MS | SRSO | 1283 | 681.3333
[13 empty] | 39540 | 39540 | MS | SRSO | 1283 | 681.3333
[13 empty] | 39552 | 39552 | MS | SRSO | 1283 | 681.3333
[13 empty] | 39553 | 39553 | MS | SRSO | 1283 | 681.3333
[13 empty] | 39555 | 39555 | MS | SRSO | 1283 | 681.3333
[13 empty] | 39556 | 39556 | MS | SRSO | 1283 | 681.3333
[13 empty] | 39558 | 39558 | MS | SRSO | 1283 | 681.3333
[13 empty] | 39560 | 39560 | MS | SRSO | 1283 | 681.3333
[13 empty] | 39561 | 39561 | MS | SRSO | 1283 | 681.3333
[13 empty] | 39562 | 39562 | MS | SRSO | 1283 | 681.3333
[13 empty] | 39563 | 39563 | MS | SRSO | 1283 | 681.3333
[13 empty] | 39564 | 39564 | MS | SRSO | 1283 | 681.3333
[13 empty] | 39565 | 39565 | MS | SRSO | 1283 | 681.3333
[13 empty] | 39566 | 39566 | MS | SRSO | 1283 | 681.3333
[13 empty] | 39567 | 39567 | MS | SRSO | 1283 | 681.3333
[13 empty] | 39568 | 39568 | MS | SRSO | 1283 | 681.3333
[13 empty] | 39569 | 39569 | MS | SRSO | 1283 | 681.3333
[13 empty] | 39571 | 39571 | MS | SRSO | 1283 | 681.3333
[13 empty] | 39572 | 39572 | MS | SRSO | 1283 | 681.3333
[13 empty] | 39573 | 39573 | MS | SRSO | 1283 | 681.3333
[13 empty] | 39574 | 39574 | MS | SRSO | 1283 | 681.3333
[13 empty] | 39576 | 39576 | MS | SRSO | 1283 | 681.3333
[13 empty] | 39577 | 39577 | MS | SRSO | 1283 | 681.3333
[13 empty] | 39581 | 39581 | MS | SRSO | 1283 | 681.3333
[13 empty] | 39595 | 39595 | MS | SRSO | 1283 | 681.3333
[13 empty] | 39601 | 39601 | MS | SRMV | 1283 | 681.3333
[13 empty] | 39602 | 39602 | MS | SRMV | 1283 | 681.3333
[13 empty] | 39603 | 39603 | MS | SRMV | 1283 | 681.3333
[13 empty] | 39629 | 39629 | MS | SRSO | 1283 | 681.3333
[13 empty] | 39630 | 39630 | MS | SRMV | 1283 | 681.3333
[13 empty] | 39631 | 39631 | MS | SRMV | 1283 | 681.3333
[13 empty] | 39632 | 39632 | MS | SRMV | 1283 | 681.3333
[13 empty] | 39633 | 39633 | MS | SRSO | 1283 | 681.3333
[13 empty] | 39635 | 39635 | MS | SRMV | 1283 | 681.3333
[13 empty] | 39638 | 39638 | MS | SRSO | 1283 | 681.3333
[13 empty] | 39641 | 39641 | MS | SRSO | 1283 | 681.3333
[13 empty] | 39643 | 39643 | MS | SRSO | 1283 | 681.3333
[13 empty] | 39645 | 39645 | MS | SRSO | 1283 | 681.3333
[13 empty] | 39647 | 39647 | MS | SRSO | 1283 | 681.3333
[13 empty] | 39648 | 39648 | MS | SRSO | 1283 | 681.3333
[13 empty] | 39649 | 39649 | MS | SRMV | 1283 | 681.3333
[13 empty] | 39652 | 39652 | MS | SRSO | 1283 | 681.3333
[13 empty] | 39653 | 39653 | MS | SRSO | 1283 | 681.3333
[13 empty] | 39654 | 39654 | MS | SRSO | 1283 | 681.3333
[13 empty] | 39656 | 39656 | MS | SRSO | 1283 | 681.3333
[13 empty] | 39657 | 39657 | MS | SRSO | 1283 | 681.3333
[13 empty] | 39661 | 39661 | MS | SRSO | 1283 | 681.3333
[13 empty] | 39662 | 39662 | MS | SRSO | 1283 | 681.3333
[13 empty] | 39663 | 39663 | MS | SRSO | 1283 | 681.3333
[13 empty] | 39664 | 39664 | MS | SRSO | 1283 | 681.3333
[13 empty] | 39665 | 39665 | MS | SRSO | 1283 | 681.3333
[13 empty] | 39666 | 39666 | MS | SRSO | 1283 | 681.3333
[13 empty] | 39667 | 39667 | MS | SRSO | 1283 | 681.3333
[13 empty] | 39668 | 39668 | MS | SRSO | 1283 | 681.3333
[13 empty] | 39669 | 39669 | MS | SRSO | 1283 | 681.3333
[13 empty] | 39701 | 39701 | MS | SRTV | 1283 | 681.3333
[13 empty] | 39702 | 39702 | MS | SRTV | 1283 | 681.3333
[13 empty] | 39703 | 39703 | MS | SRTV | 1283 | 681.3333
[13 empty] | 39704 | 39704 | MS | SRTV | 1283 | 681.3333
[13 empty] | 39705 | 39705 | MS | SRTV | 1283 | 681.3333
[13 empty] | 39710 | 39710 | MS | SRTV | 1283 | 681.3333
[13 empty] | 39730 | 39730 | MS | SRTV | 1283 | 681.3333
[13 empty] | 39735 | 39735 | MS | SRTV | 1283 | 681.3333
[13 empty] | 39736 | 39736 | MS | SRTV | 1283 | 681.3333
[13 empty] | 39737 | 39737 | MS | SRTV | 1283 | 681.3333
[13 empty] | 39739 | 39739 | MS | SRTV | 1283 | 681.3333
[13 empty] | 39740 | 39740 | MS | SRTV | 1283 | 681.3333
[13 empty] | 39741 | 39741 | MS | SRTV | 1283 | 681.3333
[13 empty] | 39743 | 39743 | MS | SRTV | 1283 | 681.3333
[13 empty] | 39744 | 39744 | MS | SRTV | 1283 | 681.3333
[13 empty] | 39745 | 39745 | MS | SRTV | 1283 | 681.3333
[13 empty] | 39746 | 39746 | MS | SRTV | 1283 | 681.3333
[13 empty] | 39747 | 39747 | MS | SRSO | 1283 | 681.3333
[13 empty] | 39750 | 39750 | MS | SRTV | 1283 | 681.3333
[13 empty] | 39751 | 39751 | MS | SRTV | 1283 | 681.3333
[13 empty] | 39752 | 39752 | MS | SRTV | 1283 | 681.3333
[13 empty] | 39753 | 39753 | MS | SRTV | 1283 | 681.3333
[13 empty] | 39754 | 39754 | MS | SRTV | 1283 | 681.3333
[13 empty] | 39755 | 39755 | MS | SRTV | 1283 | 681.3333
[13 empty] | 39756 | 39756 | MS | SRTV | 1283 | 681.3333
[13 empty] | 39759 | 39759 | MS | SRTV | 1283 | 681.3333
[13 empty] | 39760 | 39760 | MS | SRTV | 1283 | 681.3333
[13 empty] | 39762 | 39762 | MS | SRTV | 1283 | 681.3333
[13 empty] | 39766 | 39766 | MS | SRTV | 1283 | 681.3333
[13 empty] | 39767 | 39767 | MS | SRSO | 1283 | 681.3333
[13 empty] | 39769 | 39769 | MS | SRTV | 1283 | 681.3333
[13 empty] | 39771 | 39771 | MS | SRTV | 1283 | 681.3333
[13 empty] | 39772 | 39772 | MS | SRTV | 1283 | 681.3333
[13 empty] | 39773 | 39773 | MS | SRTV | 1283 | 681.3333
[13 empty] | 39776 | 39776 | MS | SRTV | 1283 | 681.3333
[13 empty] | 39813 | 39813 | GA | SRSO | 1283 | 681.3333
[13 empty] | 39815 | 39815 | GA | SRSO | 1283 | 681.3333
[13 empty] | 39817 | 39817 | GA | SRSO | 1283 | 681.3333
[13 empty] | 39818 | 39818 | GA | SRSO | 1283 | 681.3333
[13 empty] | 39819 | 39819 | GA | SRSO | 1283 | 681.3333
[13 empty] | 39823 | 39823 | GA | SRSO | 1283 | 681.3333
[13 empty] | 39824 | 39824 | GA | SRSO | 1283 | 681.3333
[13 empty] | 39825 | 39825 | GA | SRSO | 1283 | 681.3333
[13 empty] | 39826 | 39826 | GA | SRSO | 1283 | 681.3333
[13 empty] | 39827 | 39827 | GA | SRSO | 1283 | 681.3333
[13 empty] | 39828 | 39828 | GA | SRSO | 1283 | 681.3333
[13 empty] | 39829 | 39829 | GA | SRSO | 1283 | 681.3333
[13 empty] | 39832 | 39832 | GA | SRSO | 1283 | 681.3333
[13 empty] | 39834 | 39834 | GA | SRSO | 1283 | 681.3333
[13 empty] | 39836 | 39836 | GA | SRSO | 1283 | 681.3333
[13 empty] | 39837 | 39837 | GA | SRSO | 1283 | 681.3333
[13 empty] | 39840 | 39840 | GA | SRSO | 1283 | 681.3333
[13 empty] | 39841 | 39841 | GA | SRSO | 1283 | 681.3333
[13 empty] | 39842 | 39842 | GA | SRSO | 1283 | 681.3333
[13 empty] | 39845 | 39845 | GA | SRSO | 1283 | 681.3333
[13 empty] | 39846 | 39846 | GA | SRSO | 1283 | 681.3333
[13 empty] | 39851 | 39851 | GA | SRSO | 1283 | 681.3333
[13 empty] | 39852 | 39852 | GA | SRSO | 1283 | 681.3333
[13 empty] | 39854 | 39854 | GA | SRSO | 1283 | 681.3333
[13 empty] | 39859 | 39859 | GA | SRSO | 1283 | 681.3333
[13 empty] | 39861 | 39861 | GA | SRSO | 1283 | 681.3333
[13 empty] | 39862 | 39862 | GA | SRSO | 1283 | 681.3333
[13 empty] | 39866 | 39866 | GA | SRSO | 1283 | 681.3333
[13 empty] | 39867 | 39867 | GA | SRSO | 1283 | 681.3333
[13 empty] | 39870 | 39870 | GA | SRSO | 1283 | 681.3333
[13 empty] | 39877 | 39877 | GA | SRSO | 1283 | 681.3333
[13 empty] | 39885 | 39885 | GA | SRSO | 1283 | 681.3333
[13 empty] | 39886 | 39886 | GA | SRSO | 1283 | 681.3333
[13 empty] | 39897 | 39897 | GA | SRSO | 1283 | 681.3333
[13 empty] | 39901 | 39901 | GA | SRSO | 1256.6667 | 463
[13 empty] | 40003 | 40003 | KY | SRTV | 1256.6667 | 463
[13 empty] | 40004 | 40004 | KY | SRTV | 1256.6667 | 463
[13 empty] | 40006 | 40006 | KY | SRTV | 1256.6667 | 463
[13 empty] | 40007 | 40007 | KY | SRTV | 1256.6667 | 463
[13 empty] | 40008 | 40008 | KY | SRTV | 1256.6667 | 463
[13 empty] | 40009 | 40009 | KY | SRTV | 1256.6667 | 463
[13 empty] | 40010 | 40010 | KY | SRTV | 1256.6667 | 463
[13 empty] | 40011 | 40011 | KY | SRTV | 1256.6667 | 463
[13 empty] | 40012 | 40012 | KY | SRTV | 1256.6667 | 463
[13 empty] | 40013 | 40013 | KY | SRTV | 1256.6667 | 463
[13 empty] | 40014 | 40014 | KY | SRTV | 1256.6667 | 463
[13 empty] | 40018 | 40018 | KY | SRTV | 1256.6667 | 463
[13 empty] | 40019 | 40019 | KY | SRTV | 1256.6667 | 463
[13 empty] | 40020 | 40020 | KY | SRTV | 1256.6667 | 463
[13 empty] | 40022 | 40022 | KY | SRTV | 1256.6667 | 463
[13 empty] | 40023 | 40023 | KY | SRTV | 1256.6667 | 463
[13 empty] | 40025 | 40025 | KY | SRTV | 1256.6667 | 463
[13 empty] | 40026 | 40026 | KY | SRTV | 1256.6667 | 463
[13 empty] | 40027 | 40027 | KY | SRTV | 1256.6667 | 463
[13 empty] | 40031 | 40031 | KY | SRTV | 1256.6667 | 463
[13 empty] | 40032 | 40032 | KY | SRTV | 1256.6667 | 463
[13 empty] | 40033 | 40033 | KY | SRTV | 1256.6667 | 463
[13 empty] | 40036 | 40036 | KY | SRTV | 1256.6667 | 463
[13 empty] | 40037 | 40037 | KY | SRTV | 1256.6667 | 463
[13 empty] | 40040 | 40040 | KY | SRTV | 1256.6667 | 463
[13 empty] | 40041 | 40041 | KY | SRTV | 1256.6667 | 463
[13 empty] | 40045 | 40045 | KY | SRTV | 1256.6667 | 463
[13 empty] | 40046 | 40046 | KY | SRTV | 1256.6667 | 463
[13 empty] | 40047 | 40047 | KY | SRTV | 1256.6667 | 463
[13 empty] | 40048 | 40048 | KY | SRTV | 1256.6667 | 463
[13 empty] | 40049 | 40049 | KY | SRTV | 1256.6667 | 463
[13 empty] | 40050 | 40050 | KY | SRTV | 1256.6667 | 463
[13 empty] | 40051 | 40051 | KY | SRTV | 1256.6667 | 463
[13 empty] | 40052 | 40052 | KY | SRTV | 1256.6667 | 463
[13 empty] | 40055 | 40055 | KY | SRTV | 1256.6667 | 463
[13 empty] | 40056 | 40056 | KY | SRTV | 1256.6667 | 463
[13 empty] | 40057 | 40057 | KY | SRTV | 1256.6667 | 463
[13 empty] | 40058 | 40058 | KY | SRTV | 1256.6667 | 463
[13 empty] | 40059 | 40059 | KY | SRTV | 1256.6667 | 463
[13 empty] | 40060 | 40060 | KY | SRTV | 1256.6667 | 463
[13 empty] | 40061 | 40061 | KY | SRTV | 1256.6667 | 463
[13 empty] | 40062 | 40062 | KY | SRTV | 1256.6667 | 463
[13 empty] | 40063 | 40063 | KY | SRTV | 1256.6667 | 463
[13 empty] | 40065 | 40065 | KY | SRTV | 1256.6667 | 463
[13 empty] | 40066 | 40066 | KY | SRTV | 1256.6667 | 463
[13 empty] | 40067 | 40067 | KY | SRTV | 1256.6667 | 463
[13 empty] | 40068 | 40068 | KY | SRTV | 1256.6667 | 463
[13 empty] | 40069 | 40069 | KY | SRTV | 1256.6667 | 463
[13 empty] | 40070 | 40070 | KY | SRTV | 1256.6667 | 463
[13 empty] | 40071 | 40071 | KY | SRTV | 1256.6667 | 463
[13 empty] | 40075 | 40075 | KY | SRTV | 1256.6667 | 463
[13 empty] | 40076 | 40076 | KY | SRTV | 1256.6667 | 463
[13 empty] | 40077 | 40077 | KY | SRTV | 1256.6667 | 463
[13 empty] | 40078 | 40078 | KY | SRTV | 1256.6667 | 463
[13 empty] | 40104 | 40104 | KY | SRTV | 1256.6667 | 463
[13 empty] | 40107 | 40107 | KY | SRTV | 1256.6667 | 463
[13 empty] | 40108 | 40108 | KY | SRTV | 1256.6667 | 463
[13 empty] | 40109 | 40109 | KY | SRTV | 1256.6667 | 463
[13 empty] | 40110 | 40110 | KY | SRTV | 1256.6667 | 463
[13 empty] | 40111 | 40111 | KY | SRTV | 1256.6667 | 463
[13 empty] | 40115 | 40115 | KY | SRTV | 1256.6667 | 463
[13 empty] | 40117 | 40117 | KY | SRTV | 1256.6667 | 463
[13 empty] | 40118 | 40118 | KY | SRTV | 1256.6667 | 463
[13 empty] | 40119 | 40119 | KY | SRTV | 1256.6667 | 463
[13 empty] | 40121 | 40121 | KY | SRTV | 1256.6667 | 463
[13 empty] | 40122 | 40122 | KY | SRTV | 1256.6667 | 463
[13 empty] | 40129 | 40129 | KY | SRTV | 1256.6667 | 463
[13 empty] | 40140 | 40140 | KY | SRTV | 1256.6667 | 463
[13 empty] | 40142 | 40142 | KY | SRTV | 1256.6667 | 463
[13 empty] | 40143 | 40143 | KY | SRTV | 1256.6667 | 463
[13 empty] | 40144 | 40144 | KY | SRTV | 1256.6667 | 463
[13 empty] | 40145 | 40145 | KY | SRTV | 1256.6667 | 463
[13 empty] | 40146 | 40146 | KY | SRTV | 1256.6667 | 463
[13 empty] | 40150 | 40150 | KY | SRTV | 1256.6667 | 463
[13 empty] | 40152 | 40152 | KY | SRTV | 1256.6667 | 463
[13 empty] | 40153 | 40153 | KY | SRTV | 1256.6667 | 463
[13 empty] | 40155 | 40155 | KY | SRTV | 1256.6667 | 463
[13 empty] | 40157 | 40157 | KY | SRTV | 1256.6667 | 463
[13 empty] | 40159 | 40159 | KY | SRTV | 1256.6667 | 463
[13 empty] | 40160 | 40160 | KY | SRTV | 1256.6667 | 463
[13 empty] | 40161 | 40161 | KY | SRTV | 1256.6667 | 463
[13 empty] | 40162 | 40162 | KY | SRTV | 1256.6667 | 463
[13 empty] | 40165 | 40165 | KY | SRTV | 1256.6667 | 463
[13 empty] | 40170 | 40170 | KY | SRTV | 1256.6667 | 463
[13 empty] | 40171 | 40171 | KY | SRTV | 1256.6667 | 463
[13 empty] | 40175 | 40175 | KY | SRTV | 1256.6667 | 463
[13 empty] | 40176 | 40176 | KY | SRTV | 1256.6667 | 463
[13 empty] | 40177 | 40177 | KY | SRTV | 1256.6667 | 463
[13 empty] | 40178 | 40178 | KY | SRTV | 1256.6667 | 463
[13 empty] | 40201 | 40201 | KY | SRTV | 1831.6667 | 458.6667
[13 empty] | 40202 | 40202 | KY | SRTV | 1831.6667 | 458.6667
[13 empty] | 40203 | 40203 | KY | SRTV | 1831.6667 | 458.6667
[13 empty] | 40204 | 40204 | KY | SRTV | 1831.6667 | 458.6667
[13 empty] | 40205 | 40205 | KY | SRTV | 1831.6667 | 458.6667
[13 empty] | 40206 | 40206 | KY | SRTV | 1831.6667 | 458.6667
[13 empty] | 40207 | 40207 | KY | SRTV | 1831.6667 | 458.6667
[13 empty] | 40208 | 40208 | KY | SRTV | 1831.6667 | 458.6667
[13 empty] | 40209 | 40209 | KY | SRTV | 1831.6667 | 458.6667
[13 empty] | 40210 | 40210 | KY | SRTV | 1831.6667 | 458.6667
[13 empty] | 40211 | 40211 | KY | SRTV | 1831.6667 | 458.6667
[13 empty] | 40212 | 40212 | KY | SRTV | 1831.6667 | 458.6667
[13 empty] | 40213 | 40213 | KY | SRTV | 1831.6667 | 458.6667
[13 empty] | 40214 | 40214 | KY | SRTV | 1831.6667 | 458.6667
[13 empty] | 40215 | 40215 | KY | SRTV | 1831.6667 | 458.6667
[13 empty] | 40216 | 40216 | KY | SRTV | 1831.6667 | 458.6667
[13 empty] | 40217 | 40217 | KY | SRTV | 1831.6667 | 458.6667
[13 empty] | 40218 | 40218 | KY | SRTV | 1831.6667 | 458.6667
[13 empty] | 40219 | 40219 | KY | SRTV | 1831.6667 | 458.6667
[13 empty] | 40220 | 40220 | KY | SRTV | 1831.6667 | 458.6667
[13 empty] | 40221 | 40221 | KY | SRTV | 1831.6667 | 458.6667
[13 empty] | 40222 | 40222 | KY | SRTV | 1831.6667 | 458.6667
[13 empty] | 40223 | 40223 | KY | SRTV | 1831.6667 | 458.6667
[13 empty] | 40224 | 40224 | KY | SRTV | 1831.6667 | 458.6667
[13 empty] | 40225 | 40225 | KY | SRTV | 1831.6667 | 458.6667
[13 empty] | 40228 | 40228 | KY | SRTV | 1831.6667 | 458.6667
[13 empty] | 40229 | 40229 | KY | SRTV | 1831.6667 | 458.6667
[13 empty] | 40231 | 40231 | KY | SRTV | 1831.6667 | 458.6667
[13 empty] | 40232 | 40232 | KY | SRTV | 1831.6667 | 458.6667
[13 empty] | 40233 | 40233 | KY | SRTV | 1831.6667 | 458.6667
[13 empty] | 40241 | 40241 | KY | SRTV | 1831.6667 | 458.6667
[13 empty] | 40242 | 40242 | KY | SRTV | 1831.6667 | 458.6667
[13 empty] | 40243 | 40243 | KY | SRTV | 1831.6667 | 458.6667
[13 empty] | 40245 | 40245 | KY | SRTV | 1831.6667 | 458.6667
[13 empty] | 40250 | 40250 | KY | SRTV | 1831.6667 | 458.6667
[13 empty] | 40251 | 40251 | KY | SRTV | 1831.6667 | 458.6667
[13 empty] | 40252 | 40252 | KY | SRTV | 1831.6667 | 458.6667
[13 empty] | 40253 | 40253 | KY | SRTV | 1831.6667 | 458.6667
[13 empty] | 40255 | 40255 | KY | SRTV | 1831.6667 | 458.6667
[13 empty] | 40256 | 40256 | KY | SRTV | 1831.6667 | 458.6667
[13 empty] | 40257 | 40257 | KY | SRTV | 1831.6667 | 458.6667
[13 empty] | 40258 | 40258 | KY | SRTV | 1831.6667 | 458.6667
[13 empty] | 40259 | 40259 | KY | SRTV | 1831.6667 | 458.6667
[13 empty] | 40261 | 40261 | KY | SRTV | 1831.6667 | 458.6667
[13 empty] | 40266 | 40266 | KY | SRTV | 1831.6667 | 458.6667
[13 empty] | 40268 | 40268 | KY | SRTV | 1831.6667 | 458.6667
[13 empty] | 40269 | 40269 | KY | SRTV | 1831.6667 | 458.6667
[13 empty] | 40270 | 40270 | KY | SRTV | 1831.6667 | 458.6667
[13 empty] | 40272 | 40272 | KY | SRTV | 1831.6667 | 458.6667
[13 empty] | 40280 | 40280 | KY | SRTV | 1831.6667 | 458.6667
[13 empty] | 40281 | 40281 | KY | SRTV | 1831.6667 | 458.6667
[13 empty] | 40282 | 40282 | KY | SRTV | 1831.6667 | 458.6667
[13 empty] | 40283 | 40283 | KY | SRTV | 1831.6667 | 458.6667
[13 empty] | 40285 | 40285 | KY | SRTV | 1831.6667 | 458.6667
[13 empty] | 40287 | 40287 | KY | SRTV | 1831.6667 | 458.6667
[13 empty] | 40289 | 40289 | KY | SRTV | 1831.6667 | 458.6667
[13 empty] | 40290 | 40290 | KY | SRTV | 1831.6667 | 458.6667
[13 empty] | 40291 | 40291 | KY | SRTV | 1831.6667 | 458.6667
[13 empty] | 40292 | 40292 | KY | SRTV | 1831.6667 | 458.6667
[13 empty] | 40293 | 40293 | KY | SRTV | 1831.6667 | 458.6667
[13 empty] | 40294 | 40294 | KY | SRTV | 1831.6667 | 458.6667
[13 empty] | 40295 | 40295 | KY | SRTV | 1831.6667 | 458.6667
[13 empty] | 40296 | 40296 | KY | SRTV | 1831.6667 | 458.6667
[13 empty] | 40297 | 40297 | KY | SRTV | 1831.6667 | 458.6667
[13 empty] | 40298 | 40298 | KY | SRTV | 1831.6667 | 458.6667
[13 empty] | 40299 | 40299 | KY | SRTV | 1831.6667 | 458.6667
[13 empty] | 40310 | 40310 | KY | SRTV | 1831.6667 | 458.6667
[13 empty] | 40311 | 40311 | KY | SRTV | 1831.6667 | 458.6667
[13 empty] | 40312 | 40312 | KY | SRTV | 1831.6667 | 458.6667
[13 empty] | 40313 | 40313 | KY | SRTV | 1831.6667 | 458.6667
[13 empty] | 40316 | 40316 | KY | SRTV | 1831.6667 | 458.6667
[13 empty] | 40317 | 40317 | KY | SRTV | 1831.6667 | 458.6667
[13 empty] | 40319 | 40319 | KY | SRTV | 1831.6667 | 458.6667
[13 empty] | 40322 | 40322 | KY | SRTV | 1831.6667 | 458.6667
[13 empty] | 40324 | 40324 | KY | SRTV | 1831.6667 | 458.6667
[13 empty] | 40328 | 40328 | KY | SRTV | 1831.6667 | 458.6667
[13 empty] | 40330 | 40330 | KY | SRTV | 1831.6667 | 458.6667
[13 empty] | 40334 | 40334 | KY | SRTV | 1831.6667 | 458.6667
[13 empty] | 40336 | 40336 | KY | SRTV | 1831.6667 | 458.6667
[13 empty] | 40337 | 40337 | KY | SRTV | 1831.6667 | 458.6667
[13 empty] | 40339 | 40339 | KY | SRTV | 1831.6667 | 458.6667
[13 empty] | 40340 | 40340 | KY | SRTV | 1831.6667 | 458.6667
[13 empty] | 40342 | 40342 | KY | SRTV | 1831.6667 | 458.6667
[13 empty] | 40346 | 40346 | KY | SRTV | 1831.6667 | 458.6667
[13 empty] | 40347 | 40347 | KY | SRTV | 1831.6667 | 458.6667
[13 empty] | 40348 | 40348 | KY | SRTV | 1831.6667 | 458.6667
[13 empty] | 40350 | 40350 | KY | SRTV | 1831.6667 | 458.6667
[13 empty] | 40351 | 40351 | KY | SRTV | 1831.6667 | 458.6667
[13 empty] | 40353 | 40353 | KY | SRTV | 1831.6667 | 458.6667
[13 empty] | 40355 | 40355 | KY | SRTV | 1831.6667 | 458.6667
[13 empty] | 40356 | 40356 | KY | SRTV | 1831.6667 | 458.6667
[13 empty] | 40357 | 40357 | KY | SRTV | 1831.6667 | 458.6667
[13 empty] | 40358 | 40358 | KY | SRTV | 1831.6667 | 458.6667
[13 empty] | 40359 | 40359 | KY | SRTV | 1831.6667 | 458.6667
[13 empty] | 40360 | 40360 | KY | SRTV | 1831.6667 | 458.6667
[13 empty] | 40361 | 40361 | KY | SRTV | 1831.6667 | 458.6667
[13 empty] | 40362 | 40362 | KY | SRTV | 1831.6667 | 458.6667
[13 empty] | 40363 | 40363 | KY | SRTV | 1831.6667 | 458.6667
[13 empty] | 40366 | 40366 | KY | SRTV | 1831.6667 | 458.6667
[13 empty] | 40370 | 40370 | KY | SRTV | 1831.6667 | 458.6667
[13 empty] | 40371 | 40371 | KY | SRTV | 1831.6667 | 458.6667
[13 empty] | 40372 | 40372 | KY | SRTV | 1831.6667 | 458.6667
[13 empty] | 40374 | 40374 | KY | SRTV | 1831.6667 | 458.6667
[13 empty] | 40376 | 40376 | KY | SRTV | 1831.6667 | 458.6667
[13 empty] | 40379 | 40379 | KY | SRTV | 1831.6667 | 458.6667
[13 empty] | 40380 | 40380 | KY | SRTV | 1831.6667 | 458.6667
[13 empty] | 40383 | 40383 | KY | SRTV | 1831.6667 | 458.6667
[13 empty] | 40384 | 40384 | KY | SRTV | 1831.6667 | 458.6667
[13 empty] | 40385 | 40385 | KY | SRTV | 1831.6667 | 458.6667
[13 empty] | 40387 | 40387 | KY | SRTV | 1831.6667 | 458.6667
[13 empty] | 40390 | 40390 | KY | SRTV | 1831.6667 | 458.6667
[13 empty] | 40391 | 40391 | KY | SRTV | 1831.6667 | 458.6667
[13 empty] | 40392 | 40392 | KY | SRTV | 1831.6667 | 458.6667
[13 empty] | 40402 | 40402 | KY | SRTV | 1831.6667 | 458.6667
[13 empty] | 40403 | 40403 | KY | SRTV | 1831.6667 | 458.6667
[13 empty] | 40404 | 40404 | KY | SRTV | 1831.6667 | 458.6667
[13 empty] | 40405 | 40405 | KY | SRTV | 1831.6667 | 458.6667
[13 empty] | 40409 | 40409 | KY | SRTV | 1831.6667 | 458.6667
[13 empty] | 40410 | 40410 | KY | SRTV | 1831.6667 | 458.6667
[13 empty] | 40419 | 40419 | KY | SRTV | 1831.6667 | 458.6667
[13 empty] | 40422 | 40422 | KY | SRTV | 1831.6667 | 458.6667
[13 empty] | 40423 | 40423 | KY | SRTV | 1831.6667 | 458.6667
[13 empty] | 40434 | 40434 | KY | SRTV | 1831.6667 | 458.6667
[13 empty] | 40437 | 40437 | KY | SRTV | 1831.6667 | 458.6667
[13 empty] | 40440 | 40440 | KY | SRTV | 1831.6667 | 458.6667
[13 empty] | 40442 | 40442 | KY | SRTV | 1831.6667 | 458.6667
[13 empty] | 40444 | 40444 | KY | SRTV | 1831.6667 | 458.6667
[13 empty] | 40445 | 40445 | KY | SRTV | 1831.6667 | 458.6667
[13 empty] | 40446 | 40446 | KY | SRTV | 1831.6667 | 458.6667
[13 empty] | 40447 | 40447 | KY | SRTV | 1831.6667 | 458.6667
[13 empty] | 40448 | 40448 | KY | SRTV | 1831.6667 | 458.6667
[13 empty] | 40452 | 40452 | KY | SRTV | 1831.6667 | 458.6667
[13 empty] | 40456 | 40456 | KY | SRTV | 1831.6667 | 458.6667
[13 empty] | 40460 | 40460 | KY | SRTV | 1831.6667 | 458.6667
[13 empty] | 40461 | 40461 | KY | SRTV | 1831.6667 | 458.6667
[13 empty] | 40464 | 40464 | KY | SRTV | 1831.6667 | 458.6667
[13 empty] | 40468 | 40468 | KY | SRTV | 1831.6667 | 458.6667
[13 empty] | 40472 | 40472 | KY | SRTV | 1831.6667 | 458.6667
[13 empty] | 40473 | 40473 | KY | SRTV | 1831.6667 | 458.6667
[13 empty] | 40475 | 40475 | KY | SRTV | 1831.6667 | 458.6667
[13 empty] | 40476 | 40476 | KY | SRTV | 1831.6667 | 458.6667
[13 empty] | 40481 | 40481 | KY | SRTV | 1831.6667 | 458.6667
[13 empty] | 40484 | 40484 | KY | SRTV | 1831.6667 | 458.6667
[13 empty] | 40486 | 40486 | KY | SRTV | 1831.6667 | 458.6667
[13 empty] | 40488 | 40488 | KY | SRTV | 1831.6667 | 458.6667
[13 empty] | 40489 | 40489 | KY | SRTV | 1831.6667 | 458.6667
[13 empty] | 40492 | 40492 | KY | SRTV | 1831.6667 | 458.6667
[13 empty] | 40502 | 40502 | KY | SRTV | 1831.6667 | 458.6667
[13 empty] | 40503 | 40503 | KY | SRTV | 1831.6667 | 458.6667
[13 empty] | 40504 | 40504 | KY | SRTV | 1831.6667 | 458.6667
[13 empty] | 40505 | 40505 | KY | SRTV | 1831.6667 | 458.6667
[13 empty] | 40506 | 40506 | KY | SRTV | 1831.6667 | 458.6667
[13 empty] | 40507 | 40507 | KY | SRTV | 1831.6667 | 458.6667
[13 empty] | 40508 | 40508 | KY | SRTV | 1831.6667 | 458.6667
[13 empty] | 40509 | 40509 | KY | SRTV | 1831.6667 | 458.6667
[13 empty] | 40510 | 40510 | KY | SRTV | 1831.6667 | 458.6667
[13 empty] | 40511 | 40511 | KY | SRTV | 1831.6667 | 458.6667
[13 empty] | 40512 | 40512 | KY | SRTV | 1831.6667 | 458.6667
[13 empty] | 40513 | 40513 | KY | SRTV | 1831.6667 | 458.6667
[13 empty] | 40514 | 40514 | KY | SRTV | 1831.6667 | 458.6667
[13 empty] | 40515 | 40515 | KY | SRTV | 1831.6667 | 458.6667
[13 empty] | 40516 | 40516 | KY | SRTV | 1831.6667 | 458.6667
[13 empty] | 40517 | 40517 | KY | SRTV | 1831.6667 | 458.6667
[13 empty] | 40522 | 40522 | KY | SRTV | 1831.6667 | 458.6667
[13 empty] | 40523 | 40523 | KY | SRTV | 1831.6667 | 458.6667
[13 empty] | 40524 | 40524 | KY | SRTV | 1831.6667 | 458.6667
[13 empty] | 40526 | 40526 | KY | SRTV | 1831.6667 | 458.6667
[13 empty] | 40533 | 40533 | KY | SRTV | 1831.6667 | 458.6667
[13 empty] | 40536 | 40536 | KY | SRTV | 1831.6667 | 458.6667
[13 empty] | 40544 | 40544 | KY | SRTV | 1831.6667 | 458.6667
[13 empty] | 40546 | 40546 | KY | SRTV | 1831.6667 | 458.6667
[13 empty] | 40550 | 40550 | KY | SRTV | 1831.6667 | 458.6667
[13 empty] | 40555 | 40555 | KY | SRTV | 1831.6667 | 458.6667
[13 empty] | 40574 | 40574 | KY | SRTV | 1831.6667 | 458.6667
[13 empty] | 40575 | 40575 | KY | SRTV | 1831.6667 | 458.6667
[13 empty] | 40576 | 40576 | KY | SRTV | 1831.6667 | 458.6667
[13 empty] | 40577 | 40577 | KY | SRTV | 1831.6667 | 458.6667
[13 empty] | 40578 | 40578 | KY | SRTV | 1831.6667 | 458.6667
[13 empty] | 40579 | 40579 | KY | SRTV | 1831.6667 | 458.6667
[13 empty] | 40580 | 40580 | KY | SRTV | 1831.6667 | 458.6667
[13 empty] | 40581 | 40581 | KY | SRTV | 1831.6667 | 458.6667
[13 empty] | 40582 | 40582 | KY | SRTV | 1831.6667 | 458.6667
[13 empty] | 40583 | 40583 | KY | SRTV | 1831.6667 | 458.6667
[13 empty] | 40588 | 40588 | KY | SRTV | 1831.6667 | 458.6667
[13 empty] | 40591 | 40591 | KY | SRTV | 1831.6667 | 458.6667
[13 empty] | 40598 | 40598 | KY | SRTV | 1831.6667 | 458.6667
[13 empty] | 40601 | 40601 | KY | SRTV | 2139.6667 | 301.6667
[13 empty] | 40602 | 40602 | KY | SRTV | 2139.6667 | 301.6667
[13 empty] | 40603 | 40603 | KY | SRTV | 2139.6667 | 301.6667
[13 empty] | 40604 | 40604 | KY | SRTV | 2139.6667 | 301.6667
[13 empty] | 40618 | 40618 | KY | SRTV | 2139.6667 | 301.6667
[13 empty] | 40619 | 40619 | KY | SRTV | 2139.6667 | 301.6667
[13 empty] | 40620 | 40620 | KY | SRTV | 2139.6667 | 301.6667
[13 empty] | 40621 | 40621 | KY | SRTV | 2139.6667 | 301.6667
[13 empty] | 40622 | 40622 | KY | SRTV | 2139.6667 | 301.6667
[13 empty] | 40701 | 40701 | KY | SRTV | 2139.6667 | 301.6667
[13 empty] | 40702 | 40702 | KY | SRTV | 2139.6667 | 301.6667
[13 empty] | 40724 | 40724 | KY | SRTV | 2139.6667 | 301.6667
[13 empty] | 40729 | 40729 | KY | SRTV | 2139.6667 | 301.6667
[13 empty] | 40730 | 40730 | KY | SRTV | 2139.6667 | 301.6667
[13 empty] | 40734 | 40734 | KY | SRTV | 2139.6667 | 301.6667
[13 empty] | 40737 | 40737 | KY | SRTV | 2139.6667 | 301.6667
[13 empty] | 40740 | 40740 | KY | SRTV | 2139.6667 | 301.6667
[13 empty] | 40741 | 40741 | KY | SRTV | 2139.6667 | 301.6667
[13 empty] | 40742 | 40742 | KY | SRTV | 2139.6667 | 301.6667
[13 empty] | 40743 | 40743 | KY | SRTV | 2139.6667 | 301.6667
[13 empty] | 40744 | 40744 | KY | SRTV | 2139.6667 | 301.6667
[13 empty] | 40745 | 40745 | KY | SRTV | 2139.6667 | 301.6667
[13 empty] | 40755 | 40755 | KY | SRTV | 2139.6667 | 301.6667
[13 empty] | 40759 | 40759 | KY | SRTV | 2139.6667 | 301.6667
[13 empty] | 40763 | 40763 | KY | SRTV | 2139.6667 | 301.6667
[13 empty] | 40769 | 40769 | KY | SRTV | 2139.6667 | 301.6667
[13 empty] | 40771 | 40771 | KY | SRTV | 2139.6667 | 301.6667
[13 empty] | 40801 | 40801 | KY | SRTV | 2139.6667 | 301.6667
[13 empty] | 40803 | 40803 | KY | RFCW | 2139.6667 | 301.6667
[13 empty] | 40806 | 40806 | KY | SRTV | 2139.6667 | 301.6667
[13 empty] | 40807 | 40807 | KY | SRTV | 2139.6667 | 301.6667
[13 empty] | 40808 | 40808 | KY | SRTV | 2139.6667 | 301.6667
[13 empty] | 40810 | 40810 | KY | SRTV | 2139.6667 | 301.6667
[13 empty] | 40813 | 40813 | KY | SRTV | 2139.6667 | 301.6667
[13 empty] | 40815 | 40815 | KY | SRTV | 2139.6667 | 301.6667
[13 empty] | 40816 | 40816 | KY | SRTV | 2139.6667 | 301.6667
[13 empty] | 40818 | 40818 | KY | SRTV | 2139.6667 | 301.6667
[13 empty] | 40819 | 40819 | KY | SRTV | 2139.6667 | 301.6667
[13 empty] | 40820 | 40820 | KY | SRTV | 2139.6667 | 301.6667
[13 empty] | 40823 | 40823 | KY | SRTV | 2139.6667 | 301.6667
[13 empty] | 40824 | 40824 | KY | SRTV | 2139.6667 | 301.6667
[13 empty] | 40826 | 40826 | KY | SRTV | 2139.6667 | 301.6667
[13 empty] | 40827 | 40827 | KY | RFCW | 2139.6667 | 301.6667
[13 empty] | 40828 | 40828 | KY | SRTV | 2139.6667 | 301.6667
[13 empty] | 40829 | 40829 | KY | SRTV | 2139.6667 | 301.6667
[13 empty] | 40830 | 40830 | KY | SRTV | 2139.6667 | 301.6667
[13 empty] | 40831 | 40831 | KY | SRTV | 2139.6667 | 301.6667
[13 empty] | 40840 | 40840 | KY | SRTV | 2139.6667 | 301.6667
[13 empty] | 40843 | 40843 | KY | SRTV | 2139.6667 | 301.6667
[13 empty] | 40844 | 40844 | KY | RFCW | 2139.6667 | 301.6667
[13 empty] | 40845 | 40845 | KY | SRTV | 2139.6667 | 301.6667
[13 empty] | 40847 | 40847 | KY | SRTV | 2139.6667 | 301.6667
[13 empty] | 40849 | 40849 | KY | SRTV | 2139.6667 | 301.6667
[13 empty] | 40854 | 40854 | KY | SRTV | 2139.6667 | 301.6667
[13 empty] | 40855 | 40855 | KY | SRTV | 2139.6667 | 301.6667
[13 empty] | 40856 | 40856 | KY | SRTV | 2139.6667 | 301.6667
[13 empty] | 40858 | 40858 | KY | RFCW | 2139.6667 | 301.6667
[13 empty] | 40862 | 40862 | KY | SRTV | 2139.6667 | 301.6667
[13 empty] | 40863 | 40863 | KY | SRTV | 2139.6667 | 301.6667
[13 empty] | 40865 | 40865 | KY | SRTV | 2139.6667 | 301.6667
[13 empty] | 40868 | 40868 | KY | RFCW | 2139.6667 | 301.6667
[13 empty] | 40870 | 40870 | KY | SRTV | 2139.6667 | 301.6667
[13 empty] | 40873 | 40873 | KY | SRTV | 2139.6667 | 301.6667
[13 empty] | 40874 | 40874 | KY | SRTV | 2139.6667 | 301.6667
[13 empty] | 40902 | 40902 | KY | SRTV | 2139.6667 | 301.6667
[13 empty] | 40903 | 40903 | KY | SRTV | 2139.6667 | 301.6667
[13 empty] | 40906 | 40906 | KY | SRTV | 2139.6667 | 301.6667
[13 empty] | 40913 | 40913 | KY | SRTV | 2139.6667 | 301.6667
[13 empty] | 40914 | 40914 | KY | SRTV | 2139.6667 | 301.6667
[13 empty] | 40915 | 40915 | KY | SRTV | 2139.6667 | 301.6667
[13 empty] | 40921 | 40921 | KY | SRTV | 2139.6667 | 301.6667
[13 empty] | 40923 | 40923 | KY | SRTV | 2139.6667 | 301.6667
[13 empty] | 40927 | 40927 | KY | SRTV | 2139.6667 | 301.6667
[13 empty] | 40930 | 40930 | KY | SRTV | 2139.6667 | 301.6667
[13 empty] | 40932 | 40932 | KY | SRTV | 2139.6667 | 301.6667
[13 empty] | 40935 | 40935 | KY | SRTV | 2139.6667 | 301.6667
[13 empty] | 40939 | 40939 | KY | SRTV | 2139.6667 | 301.6667
[13 empty] | 40940 | 40940 | KY | SRTV | 2139.6667 | 301.6667
[13 empty] | 40941 | 40941 | KY | SRTV | 2139.6667 | 301.6667
[13 empty] | 40943 | 40943 | KY | SRTV | 2139.6667 | 301.6667
[13 empty] | 40944 | 40944 | KY | SRTV | 2139.6667 | 301.6667
[13 empty] | 40946 | 40946 | KY | SRTV | 2139.6667 | 301.6667
[13 empty] | 40949 | 40949 | KY | SRTV | 2139.6667 | 301.6667
[13 empty] | 40951 | 40951 | KY | SRTV | 2139.6667 | 301.6667
[13 empty] | 40953 | 40953 | KY | SRTV | 2139.6667 | 301.6667
[13 empty] | 40955 | 40955 | KY | SRTV | 2139.6667 | 301.6667
[13 empty] | 40958 | 40958 | KY | SRTV | 2139.6667 | 301.6667
[13 empty] | 40962 | 40962 | KY | SRTV | 2139.6667 | 301.6667
[13 empty] | 40964 | 40964 | KY | SRTV | 2139.6667 | 301.6667
[13 empty] | 40965 | 40965 | KY | SRTV | 2139.6667 | 301.6667
[13 empty] | 40972 | 40972 | KY | SRTV | 2139.6667 | 301.6667
[13 empty] | 40977 | 40977 | KY | SRTV | 2139.6667 | 301.6667
[13 empty] | 40979 | 40979 | KY | RFCW | 2139.6667 | 301.6667
[13 empty] | 40981 | 40981 | KY | RFCW | 2139.6667 | 301.6667
[13 empty] | 40982 | 40982 | KY | SRTV | 2139.6667 | 301.6667
[13 empty] | 40983 | 40983 | KY | SRTV | 2139.6667 | 301.6667
[13 empty] | 40988 | 40988 | KY | SRTV | 2139.6667 | 301.6667
[13 empty] | 40995 | 40995 | KY | SRTV | 2139.6667 | 301.6667
[13 empty] | 40997 | 40997 | KY | SRTV | 2139.6667 | 301.6667
[13 empty] | 41001 | 41001 | KY | SRTV | 2139.6667 | 301.6667
[13 empty] | 41002 | 41002 | KY | SRTV | 2139.6667 | 301.6667
[13 empty] | 41003 | 41003 | KY | SRTV | 2139.6667 | 301.6667
[13 empty] | 41004 | 41004 | KY | SRTV | 2139.6667 | 301.6667
[13 empty] | 41005 | 41005 | KY | SRTV | 2139.6667 | 301.6667
[13 empty] | 41006 | 41006 | KY | SRTV | 2139.6667 | 301.6667
[13 empty] | 41007 | 41007 | KY | SRTV | 2139.6667 | 301.6667
[13 empty] | 41008 | 41008 | KY | SRTV | 2139.6667 | 301.6667
[13 empty] | 41010 | 41010 | KY | SRTV | 2139.6667 | 301.6667
[13 empty] | 41011 | 41011 | KY | RFCW | 2139.6667 | 301.6667
[13 empty] | 41012 | 41012 | KY | RFCW | 2139.6667 | 301.6667
[13 empty] | 41014 | 41014 | KY | RFCW | 2139.6667 | 301.6667
[13 empty] | 41015 | 41015 | KY | RFCW | 2139.6667 | 301.6667
[13 empty] | 41016 | 41016 | KY | RFCW | 2139.6667 | 301.6667
[13 empty] | 41017 | 41017 | KY | RFCW | 2139.6667 | 301.6667
[13 empty] | 41018 | 41018 | KY | RFCW | 2139.6667 | 301.6667
[13 empty] | 41019 | 41019 | KY | RFCW | 2139.6667 | 301.6667
[13 empty] | 41022 | 41022 | KY | RFCW | 2139.6667 | 301.6667
[13 empty] | 41030 | 41030 | KY | SRTV | 2139.6667 | 301.6667
[13 empty] | 41031 | 41031 | KY | SRTV | 2139.6667 | 301.6667
[13 empty] | 41033 | 41033 | KY | SRTV | 2139.6667 | 301.6667
[13 empty] | 41034 | 41034 | KY | SRTV | 2139.6667 | 301.6667
[13 empty] | 41035 | 41035 | KY | SRTV | 2139.6667 | 301.6667
[13 empty] | 41037 | 41037 | KY | SRTV | 2139.6667 | 301.6667
[13 empty] | 41039 | 41039 | KY | SRTV | 2139.6667 | 301.6667
[13 empty] | 41040 | 41040 | KY | SRTV | 2139.6667 | 301.6667
[13 empty] | 41041 | 41041 | KY | SRTV | 2139.6667 | 301.6667
[13 empty] | 41042 | 41042 | KY | RFCW | 2139.6667 | 301.6667
[13 empty] | 41043 | 41043 | KY | SRTV | 2139.6667 | 301.6667
[13 empty] | 41044 | 41044 | KY | SRTV | 2139.6667 | 301.6667
[13 empty] | 41045 | 41045 | KY | SRTV | 2139.6667 | 301.6667
[13 empty] | 41046 | 41046 | KY | SRTV | 2139.6667 | 301.6667
[13 empty] | 41048 | 41048 | KY | RFCW | 2139.6667 | 301.6667
[13 empty] | 41049 | 41049 | KY | SRTV | 2139.6667 | 301.6667
[13 empty] | 41051 | 41051 | KY | SRTV | 2139.6667 | 301.6667
[13 empty] | 41052 | 41052 | KY | SRTV | 2139.6667 | 301.6667
[13 empty] | 41053 | 41053 | KY | SRTV | 2139.6667 | 301.6667
[13 empty] | 41054 | 41054 | KY | SRTV | 2139.6667 | 301.6667
[13 empty] | 41055 | 41055 | KY | SRTV | 2139.6667 | 301.6667
[13 empty] | 41056 | 41056 | KY | SRTV | 2139.6667 | 301.6667
[13 empty] | 41059 | 41059 | KY | RFCW | 2139.6667 | 301.6667
[13 empty] | 41061 | 41061 | KY | SRTV | 2139.6667 | 301.6667
[13 empty] | 41062 | 41062 | KY | SRTV | 2139.6667 | 301.6667
[13 empty] | 41063 | 41063 | KY | SRTV | 2139.6667 | 301.6667
[13 empty] | 41064 | 41064 | KY | SRTV | 2139.6667 | 301.6667
[13 empty] | 41065 | 41065 | KY | SRTV | 2139.6667 | 301.6667
[13 empty] | 41071 | 41071 | KY | RFCW | 2139.6667 | 301.6667
[13 empty] | 41072 | 41072 | KY | RFCW | 2139.6667 | 301.6667
[13 empty] | 41073 | 41073 | KY | RFCW | 2139.6667 | 301.6667
[13 empty] | 41074 | 41074 | KY | RFCW | 2139.6667 | 301.6667
[13 empty] | 41075 | 41075 | KY | RFCW | 2139.6667 | 301.6667
[13 empty] | 41076 | 41076 | KY | RFCW | 2139.6667 | 301.6667
[13 empty] | 41080 | 41080 | KY | SRTV | 2139.6667 | 301.6667
[13 empty] | 41081 | 41081 | KY | SRTV | 2139.6667 | 301.6667
[13 empty] | 41083 | 41083 | KY | SRTV | 2139.6667 | 301.6667
[13 empty] | 41085 | 41085 | KY | RFCW | 2139.6667 | 301.6667
[13 empty] | 41086 | 41086 | KY | SRTV | 2139.6667 | 301.6667
[13 empty] | 41091 | 41091 | KY | SRTV | 2139.6667 | 301.6667
[13 empty] | 41092 | 41092 | KY | SRTV | 2139.6667 | 301.6667
[13 empty] | 41093 | 41093 | KY | SRTV | 2139.6667 | 301.6667
[13 empty] | 41094 | 41094 | KY | RFCW | 2139.6667 | 301.6667
[13 empty] | 41095 | 41095 | KY | SRTV | 2139.6667 | 301.6667
[13 empty] | 41096 | 41096 | KY | SRTV | 2139.6667 | 301.6667
[13 empty] | 41097 | 41097 | KY | SRTV | 2139.6667 | 301.6667
[13 empty] | 41098 | 41098 | KY | SRTV | 2139.6667 | 301.6667
[13 empty] | 41099 | 41099 | KY | RFCW | 2139.6667 | 301.6667
[13 empty] | 41101 | 41101 | KY | RFCW | 2139.6667 | 301.6667
[13 empty] | 41102 | 41102 | KY | RFCW | 2139.6667 | 301.6667
[13 empty] | 41105 | 41105 | KY | RFCW | 2139.6667 | 301.6667
[13 empty] | 41114 | 41114 | KY | RFCW | 2139.6667 | 301.6667
[13 empty] | 41121 | 41121 | KY | SRTV | 2139.6667 | 301.6667
[13 empty] | 41124 | 41124 | KY | SRTV | 2139.6667 | 301.6667
[13 empty] | 41128 | 41128 | KY | SRTV | 2139.6667 | 301.6667
[13 empty] | 41129 | 41129 | KY | RFCW | 2139.6667 | 301.6667
[13 empty] | 41132 | 41132 | KY | RFCW | 2139.6667 | 301.6667
[13 empty] | 41135 | 41135 | KY | RFCW | 2139.6667 | 301.6667
[13 empty] | 41139 | 41139 | KY | RFCW | 2139.6667 | 301.6667
[13 empty] | 41141 | 41141 | KY | SRTV | 2139.6667 | 301.6667
[13 empty] | 41142 | 41142 | KY | RFCW | 2139.6667 | 301.6667
[13 empty] | 41143 | 41143 | KY | SRTV | 2139.6667 | 301.6667
[13 empty] | 41144 | 41144 | KY | SRTV | 2139.6667 | 301.6667
[13 empty] | 41146 | 41146 | KY | RFCW | 2139.6667 | 301.6667
[13 empty] | 41149 | 41149 | KY | SRTV | 2139.6667 | 301.6667
[13 empty] | 41159 | 41159 | KY | SRTV | 2139.6667 | 301.6667
[13 empty] | 41160 | 41160 | KY | SRTV | 2139.6667 | 301.6667
[13 empty] | 41164 | 41164 | KY | SRTV | 2139.6667 | 301.6667
[13 empty] | 41166 | 41166 | KY | SRTV | 2139.6667 | 301.6667
[13 empty] | 41168 | 41168 | KY | RFCW | 2139.6667 | 301.6667
[13 empty] | 41169 | 41169 | KY | RFCW | 2139.6667 | 301.6667
[13 empty] | 41171 | 41171 | KY | SRTV | 2139.6667 | 301.6667
[13 empty] | 41173 | 41173 | KY | RFCW | 2139.6667 | 301.6667
[13 empty] | 41174 | 41174 | KY | RFCW | 2139.6667 | 301.6667
[13 empty] | 41175 | 41175 | KY | SRTV | 2139.6667 | 301.6667
[13 empty] | 41179 | 41179 | KY | SRTV | 2139.6667 | 301.6667
[13 empty] | 41180 | 41180 | KY | RFCW | 2139.6667 | 301.6667
[13 empty] | 41181 | 41181 | KY | RFCW | 2139.6667 | 301.6667
[13 empty] | 41183 | 41183 | KY | RFCW | 2139.6667 | 301.6667
[13 empty] | 41189 | 41189 | KY | SRTV | 2139.6667 | 301.6667
[13 empty] | 41201 | 41201 | KY | RFCW | 2139.6667 | 301.6667
[13 empty] | 41203 | 41203 | KY | RFCW | 2139.6667 | 301.6667
[13 empty] | 41204 | 41204 | KY | SRTV | 2139.6667 | 301.6667
[13 empty] | 41214 | 41214 | KY | RFCW | 2139.6667 | 301.6667
[13 empty] | 41216 | 41216 | KY | RFCW | 2139.6667 | 301.6667
[13 empty] | 41219 | 41219 | KY | SRTV | 2139.6667 | 301.6667
[13 empty] | 41222 | 41222 | KY | RFCW | 2139.6667 | 301.6667
[13 empty] | 41224 | 41224 | KY | RFCW | 2139.6667 | 301.6667
[13 empty] | 41226 | 41226 | KY | SRTV | 2139.6667 | 301.6667
[13 empty] | 41230 | 41230 | KY | RFCW | 2139.6667 | 301.6667
[13 empty] | 41231 | 41231 | KY | RFCW | 2139.6667 | 301.6667
[13 empty] | 41232 | 41232 | KY | RFCW | 2139.6667 | 301.6667
[13 empty] | 41234 | 41234 | KY | RFCW | 2139.6667 | 301.6667
[13 empty] | 41238 | 41238 | KY | SRTV | 2139.6667 | 301.6667
[13 empty] | 41240 | 41240 | KY | SRTV | 2139.6667 | 301.6667
[13 empty] | 41250 | 41250 | KY | RFCW | 2139.6667 | 301.6667
[13 empty] | 41254 | 41254 | KY | SRTV | 2139.6667 | 301.6667
[13 empty] | 41255 | 41255 | KY | SRTV | 2139.6667 | 301.6667
[13 empty] | 41256 | 41256 | KY | RFCW | 2139.6667 | 301.6667
[13 empty] | 41257 | 41257 | KY | SRTV | 2139.6667 | 301.6667
[13 empty] | 41260 | 41260 | KY | SRTV | 2139.6667 | 301.6667
[13 empty] | 41262 | 41262 | KY | RFCW | 2139.6667 | 301.6667
[13 empty] | 41263 | 41263 | KY | SRTV | 2139.6667 | 301.6667
[13 empty] | 41264 | 41264 | KY | SRTV | 2139.6667 | 301.6667
[13 empty] | 41265 | 41265 | KY | SRTV | 2139.6667 | 301.6667
[13 empty] | 41267 | 41267 | KY | RFCW | 2139.6667 | 301.6667
[13 empty] | 41268 | 41268 | KY | RFCW | 2139.6667 | 301.6667
[13 empty] | 41271 | 41271 | KY | SRTV | 2139.6667 | 301.6667
[13 empty] | 41274 | 41274 | KY | RFCW | 2139.6667 | 301.6667
[13 empty] | 41301 | 41301 | KY | SRTV | 2139.6667 | 301.6667
[13 empty] | 41307 | 41307 | KY | SRTV | 2139.6667 | 301.6667
[13 empty] | 41310 | 41310 | KY | RFCW | 2139.6667 | 301.6667
[13 empty] | 41311 | 41311 | KY | SRTV | 2139.6667 | 301.6667
[13 empty] | 41313 | 41313 | KY | SRTV | 2139.6667 | 301.6667
[13 empty] | 41314 | 41314 | KY | SRTV | 2139.6667 | 301.6667
[13 empty] | 41317 | 41317 | KY | RFCW | 2139.6667 | 301.6667
[13 empty] | 41332 | 41332 | KY | SRTV | 2139.6667 | 301.6667
[13 empty] | 41333 | 41333 | KY | SRTV | 2139.6667 | 301.6667
[13 empty] | 41338 | 41338 | KY | SRTV | 2139.6667 | 301.6667
[13 empty] | 41339 | 41339 | KY | RFCW | 2139.6667 | 301.6667
[13 empty] | 41347 | 41347 | KY | SRTV | 2139.6667 | 301.6667
[13 empty] | 41348 | 41348 | KY | RFCW | 2139.6667 | 301.6667
[13 empty] | 41351 | 41351 | KY | SRTV | 2139.6667 | 301.6667
[13 empty] | 41352 | 41352 | KY | SRTV | 2139.6667 | 301.6667
[13 empty] | 41360 | 41360 | KY | SRTV | 2139.6667 | 301.6667
[13 empty] | 41362 | 41362 | KY | SRTV | 2139.6667 | 301.6667
[13 empty] | 41364 | 41364 | KY | SRTV | 2139.6667 | 301.6667
[13 empty] | 41365 | 41365 | KY | SRTV | 2139.6667 | 301.6667
[13 empty] | 41366 | 41366 | KY | RFCW | 2139.6667 | 301.6667
[13 empty] | 41367 | 41367 | KY | RFCW | 2139.6667 | 301.6667
[13 empty] | 41368 | 41368 | KY | SRTV | 2139.6667 | 301.6667
[13 empty] | 41385 | 41385 | KY | SRTV | 2139.6667 | 301.6667
[13 empty] | 41386 | 41386 | KY | SRTV | 2139.6667 | 301.6667
[13 empty] | 41390 | 41390 | KY | RFCW | 2139.6667 | 301.6667
[13 empty] | 41397 | 41397 | KY | SRTV | 2139.6667 | 301.6667
[13 empty] | 41408 | 41408 | KY | SRTV | 2139.6667 | 301.6667
[13 empty] | 41413 | 41413 | KY | SRTV | 2139.6667 | 301.6667
[13 empty] | 41421 | 41421 | KY | SRTV | 2139.6667 | 301.6667
[13 empty] | 41425 | 41425 | KY | SRTV | 2139.6667 | 301.6667
[13 empty] | 41426 | 41426 | KY | RFCW | 2139.6667 | 301.6667
[13 empty] | 41451 | 41451 | KY | SRTV | 2139.6667 | 301.6667
[13 empty] | 41459 | 41459 | KY | SRTV | 2139.6667 | 301.6667
[13 empty] | 41464 | 41464 | KY | SRTV | 2139.6667 | 301.6667
[13 empty] | 41465 | 41465 | KY | SRTV | 2139.6667 | 301.6667
[13 empty] | 41472 | 41472 | KY | SRTV | 2139.6667 | 301.6667
[13 empty] | 41477 | 41477 | KY | RFCW | 2139.6667 | 301.6667
[13 empty] | 41501 | 41501 | KY | RFCW | 2139.6667 | 301.6667
[13 empty] | 41502 | 41502 | KY | RFCW | 2139.6667 | 301.6667
[13 empty] | 41503 | 41503 | KY | RFCW | 2139.6667 | 301.6667
[13 empty] | 41512 | 41512 | KY | RFCW | 2139.6667 | 301.6667
[13 empty] | 41513 | 41513 | KY | RFCW | 2139.6667 | 301.6667
[13 empty] | 41514 | 41514 | KY | RFCW | 2139.6667 | 301.6667
[13 empty] | 41517 | 41517 | KY | SRTV | 2139.6667 | 301.6667
[13 empty] | 41519 | 41519 | KY | RFCW | 2139.6667 | 301.6667
[13 empty] | 41520 | 41520 | KY | SRTV | 2139.6667 | 301.6667
[13 empty] | 41522 | 41522 | KY | SRTV | 2139.6667 | 301.6667
[13 empty] | 41524 | 41524 | KY | RFCW | 2139.6667 | 301.6667
[13 empty] | 41526 | 41526 | KY | RFCW | 2139.6667 | 301.6667
[13 empty] | 41527 | 41527 | KY | RFCW | 2139.6667 | 301.6667
[13 empty] | 41528 | 41528 | KY | RFCW | 2139.6667 | 301.6667
[13 empty] | 41531 | 41531 | KY | RFCW | 2139.6667 | 301.6667
[13 empty] | 41534 | 41534 | KY | SRTV | 2139.6667 | 301.6667
[13 empty] | 41535 | 41535 | KY | RFCW | 2139.6667 | 301.6667
[13 empty] | 41537 | 41537 | KY | SRTV | 2139.6667 | 301.6667
[13 empty] | 41538 | 41538 | KY | RFCW | 2139.6667 | 301.6667
[13 empty] | 41539 | 41539 | KY | RFCW | 2139.6667 | 301.6667
[13 empty] | 41540 | 41540 | KY | RFCW | 2139.6667 | 301.6667
[13 empty] | 41542 | 41542 | KY | SRTV | 2139.6667 | 301.6667
[13 empty] | 41543 | 41543 | KY | RFCW | 2139.6667 | 301.6667
[13 empty] | 41544 | 41544 | KY | RFCW | 2139.6667 | 301.6667
[13 empty] | 41547 | 41547 | KY | RFCW | 2139.6667 | 301.6667
[13 empty] | 41548 | 41548 | KY | SRTV | 2139.6667 | 301.6667
[13 empty] | 41549 | 41549 | KY | SRTV | 2139.6667 | 301.6667
[13 empty] | 41553 | 41553 | KY | SRTV | 2139.6667 | 301.6667
[13 empty] | 41554 | 41554 | KY | RFCW | 2139.6667 | 301.6667
[13 empty] | 41555 | 41555 | KY | RFCW | 2139.6667 | 301.6667
[13 empty] | 41557 | 41557 | KY | RFCW | 2139.6667 | 301.6667
[13 empty] | 41558 | 41558 | KY | RFCW | 2139.6667 | 301.6667
[13 empty] | 41559 | 41559 | KY | RFCW | 2139.6667 | 301.6667
[13 empty] | 41560 | 41560 | KY | RFCW | 2139.6667 | 301.6667
[13 empty] | 41561 | 41561 | KY | SRTV | 2139.6667 | 301.6667
[13 empty] | 41562 | 41562 | KY | RFCW | 2139.6667 | 301.6667
[13 empty] | 41563 | 41563 | KY | SRTV | 2139.6667 | 301.6667
[13 empty] | 41564 | 41564 | KY | RFCW | 2139.6667 | 301.6667
[13 empty] | 41566 | 41566 | KY | SRTV | 2139.6667 | 301.6667
[13 empty] | 41567 | 41567 | KY | RFCW | 2139.6667 | 301.6667
[13 empty] | 41568 | 41568 | KY | SRTV | 2139.6667 | 301.6667
[13 empty] | 41571 | 41571 | KY | RFCW | 2139.6667 | 301.6667
[13 empty] | 41572 | 41572 | KY | RFCW | 2139.6667 | 301.6667
[13 empty] | 41601 | 41601 | KY | RFCW | 2139.6667 | 301.6667
[13 empty] | 41602 | 41602 | KY | RFCW | 2139.6667 | 301.6667
[13 empty] | 41603 | 41603 | KY | RFCW | 2139.6667 | 301.6667
[13 empty] | 41604 | 41604 | KY | RFCW | 2139.6667 | 301.6667
[13 empty] | 41605 | 41605 | KY | RFCW | 2139.6667 | 301.6667
[13 empty] | 41606 | 41606 | KY | RFCW | 2139.6667 | 301.6667
[13 empty] | 41607 | 41607 | KY | SRTV | 2139.6667 | 301.6667
[13 empty] | 41612 | 41612 | KY | RFCW | 2139.6667 | 301.6667
[13 empty] | 41615 | 41615 | KY | RFCW | 2139.6667 | 301.6667
[13 empty] | 41616 | 41616 | KY | RFCW | 2139.6667 | 301.6667
[13 empty] | 41619 | 41619 | KY | RFCW | 2139.6667 | 301.6667
[13 empty] | 41621 | 41621 | KY | RFCW | 2139.6667 | 301.6667
[13 empty] | 41622 | 41622 | KY | RFCW | 2139.6667 | 301.6667
[13 empty] | 41630 | 41630 | KY | SRTV | 2139.6667 | 301.6667
[13 empty] | 41631 | 41631 | KY | RFCW | 2139.6667 | 301.6667
[13 empty] | 41632 | 41632 | KY | SRTV | 2139.6667 | 301.6667
[13 empty] | 41635 | 41635 | KY | RFCW | 2139.6667 | 301.6667
[13 empty] | 41636 | 41636 | KY | RFCW | 2139.6667 | 301.6667
[13 empty] | 41640 | 41640 | KY | SRTV | 2139.6667 | 301.6667
[13 empty] | 41642 | 41642 | KY | RFCW | 2139.6667 | 301.6667
[13 empty] | 41643 | 41643 | KY | RFCW | 2139.6667 | 301.6667
[13 empty] | 41645 | 41645 | KY | RFCW | 2139.6667 | 301.6667
[13 empty] | 41647 | 41647 | KY | RFCW | 2139.6667 | 301.6667
[13 empty] | 41649 | 41649 | KY | RFCW | 2139.6667 | 301.6667
[13 empty] | 41650 | 41650 | KY | RFCW | 2139.6667 | 301.6667
[13 empty] | 41651 | 41651 | KY | RFCW | 2139.6667 | 301.6667
[13 empty] | 41653 | 41653 | KY | SRTV | 2139.6667 | 301.6667
[13 empty] | 41655 | 41655 | KY | RFCW | 2139.6667 | 301.6667
[13 empty] | 41659 | 41659 | KY | RFCW | 2139.6667 | 301.6667
[13 empty] | 41660 | 41660 | KY | RFCW | 2139.6667 | 301.6667
[13 empty] | 41663 | 41663 | KY | RFCW | 2139.6667 | 301.6667
[13 empty] | 41666 | 41666 | KY | RFCW | 2139.6667 | 301.6667
[13 empty] | 41667 | 41667 | KY | RFCW | 2139.6667 | 301.6667
[13 empty] | 41669 | 41669 | KY | RFCW | 2139.6667 | 301.6667
[13 empty] | 41701 | 41701 | KY | RFCW | 2139.6667 | 301.6667
[13 empty] | 41702 | 41702 | KY | RFCW | 2139.6667 | 301.6667
[13 empty] | 41712 | 41712 | KY | RFCW | 2139.6667 | 301.6667
[13 empty] | 41713 | 41713 | KY | RFCW | 2139.6667 | 301.6667
[13 empty] | 41714 | 41714 | KY | RFCW | 2139.6667 | 301.6667
[13 empty] | 41719 | 41719 | KY | RFCW | 2139.6667 | 301.6667
[13 empty] | 41721 | 41721 | KY | RFCW | 2139.6667 | 301.6667
[13 empty] | 41722 | 41722 | KY | RFCW | 2139.6667 | 301.6667
[13 empty] | 41723 | 41723 | KY | RFCW | 2139.6667 | 301.6667
[13 empty] | 41725 | 41725 | KY | RFCW | 2139.6667 | 301.6667
[13 empty] | 41727 | 41727 | KY | RFCW | 2139.6667 | 301.6667
[13 empty] | 41729 | 41729 | KY | RFCW | 2139.6667 | 301.6667
[13 empty] | 41731 | 41731 | KY | RFCW | 2139.6667 | 301.6667
[13 empty] | 41735 | 41735 | KY | RFCW | 2139.6667 | 301.6667
[13 empty] | 41736 | 41736 | KY | RFCW | 2139.6667 | 301.6667
[13 empty] | 41739 | 41739 | KY | RFCW | 2139.6667 | 301.6667
[13 empty] | 41740 | 41740 | KY | RFCW | 2139.6667 | 301.6667
[13 empty] | 41743 | 41743 | KY | RFCW | 2139.6667 | 301.6667
[13 empty] | 41745 | 41745 | KY | RFCW | 2139.6667 | 301.6667
[13 empty] | 41746 | 41746 | KY | RFCW | 2139.6667 | 301.6667
[13 empty] | 41747 | 41747 | KY | RFCW | 2139.6667 | 301.6667
[13 empty] | 41749 | 41749 | KY | RFCW | 2139.6667 | 301.6667
[13 empty] | 41751 | 41751 | KY | RFCW | 2139.6667 | 301.6667
[13 empty] | 41754 | 41754 | KY | RFCW | 2139.6667 | 301.6667
[13 empty] | 41759 | 41759 | KY | RFCW | 2139.6667 | 301.6667
[13 empty] | 41760 | 41760 | KY | RFCW | 2139.6667 | 301.6667
[13 empty] | 41762 | 41762 | KY | RFCW | 2139.6667 | 301.6667
[13 empty] | 41763 | 41763 | KY | RFCW | 2139.6667 | 301.6667
[13 empty] | 41764 | 41764 | KY | RFCW | 2139.6667 | 301.6667
[13 empty] | 41766 | 41766 | KY | RFCW | 2139.6667 | 301.6667
[13 empty] | 41772 | 41772 | KY | RFCW | 2139.6667 | 301.6667
[13 empty] | 41773 | 41773 | KY | RFCW | 2139.6667 | 301.6667
[13 empty] | 41774 | 41774 | KY | RFCW | 2139.6667 | 301.6667
[13 empty] | 41775 | 41775 | KY | RFCW | 2139.6667 | 301.6667
[13 empty] | 41776 | 41776 | KY | RFCW | 2139.6667 | 301.6667
[13 empty] | 41777 | 41777 | KY | RFCW | 2139.6667 | 301.6667
[13 empty] | 41778 | 41778 | KY | RFCW | 2139.6667 | 301.6667
[13 empty] | 41804 | 41804 | KY | RFCW | 2139.6667 | 301.6667
[13 empty] | 41810 | 41810 | KY | RFCW | 2139.6667 | 301.6667
[13 empty] | 41812 | 41812 | KY | RFCW | 2139.6667 | 301.6667
[13 empty] | 41815 | 41815 | KY | RFCW | 2139.6667 | 301.6667
[13 empty] | 41817 | 41817 | KY | RFCW | 2139.6667 | 301.6667
[13 empty] | 41819 | 41819 | KY | SRTV | 2139.6667 | 301.6667
[13 empty] | 41821 | 41821 | KY | RFCW | 2139.6667 | 301.6667
[13 empty] | 41822 | 41822 | KY | RFCW | 2139.6667 | 301.6667
[13 empty] | 41824 | 41824 | KY | RFCW | 2139.6667 | 301.6667
[13 empty] | 41825 | 41825 | KY | RFCW | 2139.6667 | 301.6667
[13 empty] | 41826 | 41826 | KY | RFCW | 2139.6667 | 301.6667
[13 empty] | 41828 | 41828 | KY | RFCW | 2139.6667 | 301.6667
[13 empty] | 41831 | 41831 | KY | RFCW | 2139.6667 | 301.6667
[13 empty] | 41832 | 41832 | KY | RFCW | 2139.6667 | 301.6667
[13 empty] | 41833 | 41833 | KY | SRTV | 2139.6667 | 301.6667
[13 empty] | 41834 | 41834 | KY | RFCW | 2139.6667 | 301.6667
[13 empty] | 41835 | 41835 | KY | RFCW | 2139.6667 | 301.6667
[13 empty] | 41836 | 41836 | KY | RFCW | 2139.6667 | 301.6667
[13 empty] | 41837 | 41837 | KY | SRTV | 2139.6667 | 301.6667
[13 empty] | 41838 | 41838 | KY | RFCW | 2139.6667 | 301.6667
[13 empty] | 41839 | 41839 | KY | RFCW | 2139.6667 | 301.6667
[13 empty] | 41840 | 41840 | KY | RFCW | 2139.6667 | 301.6667
[13 empty] | 41843 | 41843 | KY | RFCW | 2139.6667 | 301.6667
[13 empty] | 41844 | 41844 | KY | RFCW | 2139.6667 | 301.6667
[13 empty] | 41845 | 41845 | KY | RFCW | 2139.6667 | 301.6667
[13 empty] | 41847 | 41847 | KY | RFCW | 2139.6667 | 301.6667
[13 empty] | 41848 | 41848 | KY | RFCW | 2139.6667 | 301.6667
[13 empty] | 41849 | 41849 | KY | RFCW | 2139.6667 | 301.6667
[13 empty] | 41855 | 41855 | KY | RFCW | 2139.6667 | 301.6667
[13 empty] | 41858 | 41858 | KY | SRTV | 2139.6667 | 301.6667
[13 empty] | 41859 | 41859 | KY | RFCW | 2139.6667 | 301.6667
[13 empty] | 41861 | 41861 | KY | RFCW | 2139.6667 | 301.6667
[13 empty] | 41862 | 41862 | KY | RFCW | 2139.6667 | 301.6667
[13 empty] | 42001 | 42001 | KY | SRTV | 2139.6667 | 301.6667
[13 empty] | 42002 | 42002 | KY | SRTV | 2139.6667 | 301.6667
[13 empty] | 42003 | 42003 | KY | SRTV | 2139.6667 | 301.6667
[13 empty] | 42020 | 42020 | KY | SRTV | 2139.6667 | 301.6667
[13 empty] | 42021 | 42021 | KY | SRTV | 2139.6667 | 301.6667
[13 empty] | 42022 | 42022 | KY | SRTV | 2139.6667 | 301.6667
[13 empty] | 42023 | 42023 | KY | SRTV | 2139.6667 | 301.6667
[13 empty] | 42024 | 42024 | KY | SRTV | 2139.6667 | 301.6667
[13 empty] | 42025 | 42025 | KY | SRTV | 2139.6667 | 301.6667
[13 empty] | 42027 | 42027 | KY | SRTV | 2139.6667 | 301.6667
[13 empty] | 42028 | 42028 | KY | SRTV | 2139.6667 | 301.6667
[13 empty] | 42029 | 42029 | KY | SRTV | 2139.6667 | 301.6667
[13 empty] | 42031 | 42031 | KY | SRTV | 2139.6667 | 301.6667
[13 empty] | 42032 | 42032 | KY | SRTV | 2139.6667 | 301.6667
[13 empty] | 42033 | 42033 | KY | SRTV | 2139.6667 | 301.6667
[13 empty] | 42035 | 42035 | KY | SRTV | 2139.6667 | 301.6667
[13 empty] | 42036 | 42036 | KY | SRTV | 2139.6667 | 301.6667
[13 empty] | 42037 | 42037 | KY | SRTV | 2139.6667 | 301.6667
[13 empty] | 42038 | 42038 | KY | SRTV | 2139.6667 | 301.6667
[13 empty] | 42039 | 42039 | KY | SRTV | 2139.6667 | 301.6667
[13 empty] | 42040 | 42040 | KY | SRTV | 2139.6667 | 301.6667
[13 empty] | 42041 | 42041 | KY | SRTV | 2139.6667 | 301.6667
[13 empty] | 42044 | 42044 | KY | SRTV | 2139.6667 | 301.6667
[13 empty] | 42045 | 42045 | KY | SRTV | 2139.6667 | 301.6667
[13 empty] | 42047 | 42047 | KY | SRTV | 2139.6667 | 301.6667
[13 empty] | 42048 | 42048 | KY | SRTV | 2139.6667 | 301.6667
[13 empty] | 42049 | 42049 | KY | SRTV | 2139.6667 | 301.6667
[13 empty] | 42050 | 42050 | KY | SRTV | 2139.6667 | 301.6667
[13 empty] | 42051 | 42051 | KY | SRTV | 2139.6667 | 301.6667
[13 empty] | 42053 | 42053 | KY | SRTV | 2139.6667 | 301.6667
[13 empty] | 42054 | 42054 | KY | SRTV | 2139.6667 | 301.6667
[13 empty] | 42055 | 42055 | KY | SRTV | 2139.6667 | 301.6667
[13 empty] | 42056 | 42056 | KY | SRTV | 2139.6667 | 301.6667
[13 empty] | 42058 | 42058 | KY | SRTV | 2139.6667 | 301.6667
[13 empty] | 42060 | 42060 | KY | SRTV | 2139.6667 | 301.6667
[13 empty] | 42061 | 42061 | KY | SRTV | 2139.6667 | 301.6667
[13 empty] | 42063 | 42063 | KY | SRTV | 2139.6667 | 301.6667
[13 empty] | 42064 | 42064 | KY | SRTV | 2139.6667 | 301.6667
[13 empty] | 42066 | 42066 | KY | SRTV | 2139.6667 | 301.6667
[13 empty] | 42069 | 42069 | KY | SRTV | 2139.6667 | 301.6667
[13 empty] | 42070 | 42070 | KY | SRTV | 2139.6667 | 301.6667
[13 empty] | 42071 | 42071 | KY | SRTV | 2139.6667 | 301.6667
[13 empty] | 42076 | 42076 | KY | SRTV | 2139.6667 | 301.6667
[13 empty] | 42078 | 42078 | KY | SRTV | 2139.6667 | 301.6667
[13 empty] | 42079 | 42079 | KY | SRTV | 2139.6667 | 301.6667
[13 empty] | 42081 | 42081 | KY | SRTV | 2139.6667 | 301.6667
[13 empty] | 42082 | 42082 | KY | SRTV | 2139.6667 | 301.6667
[13 empty] | 42083 | 42083 | KY | SRTV | 2139.6667 | 301.6667
[13 empty] | 42084 | 42084 | KY | SRTV | 2139.6667 | 301.6667
[13 empty] | 42085 | 42085 | KY | SRTV | 2139.6667 | 301.6667
[13 empty] | 42086 | 42086 | KY | SRTV | 2139.6667 | 301.6667
[13 empty] | 42087 | 42087 | KY | SRTV | 2139.6667 | 301.6667
[13 empty] | 42088 | 42088 | KY | SRTV | 2139.6667 | 301.6667
[13 empty] | 42101 | 42101 | KY | SRTV | 2139.6667 | 301.6667
[13 empty] | 42102 | 42102 | KY | SRTV | 2139.6667 | 301.6667
[13 empty] | 42103 | 42103 | KY | SRTV | 2139.6667 | 301.6667
[13 empty] | 42104 | 42104 | KY | SRTV | 2139.6667 | 301.6667
[13 empty] | 42120 | 42120 | KY | SRTV | 2139.6667 | 301.6667
[13 empty] | 42122 | 42122 | KY | SRTV | 2139.6667 | 301.6667
[13 empty] | 42123 | 42123 | KY | SRTV | 2139.6667 | 301.6667
[13 empty] | 42124 | 42124 | KY | SRTV | 2139.6667 | 301.6667
[13 empty] | 42127 | 42127 | KY | SRTV | 2139.6667 | 301.6667
[13 empty] | 42128 | 42128 | KY | SRTV | 2139.6667 | 301.6667
[13 empty] | 42129 | 42129 | KY | SRTV | 2139.6667 | 301.6667
[13 empty] | 42130 | 42130 | KY | SRTV | 2139.6667 | 301.6667
[13 empty] | 42131 | 42131 | KY | SRTV | 2139.6667 | 301.6667
[13 empty] | 42133 | 42133 | KY | SRTV | 2139.6667 | 301.6667
[13 empty] | 42134 | 42134 | KY | SRTV | 2139.6667 | 301.6667
[13 empty] | 42135 | 42135 | KY | SRTV | 2139.6667 | 301.6667
[13 empty] | 42140 | 42140 | KY | SRTV | 2139.6667 | 301.6667
[13 empty] | 42141 | 42141 | KY | SRTV | 2139.6667 | 301.6667
[13 empty] | 42142 | 42142 | KY | SRTV | 2139.6667 | 301.6667
[13 empty] | 42151 | 42151 | KY | SRTV | 2139.6667 | 301.6667
[13 empty] | 42152 | 42152 | KY | SRTV | 2139.6667 | 301.6667
[13 empty] | 42153 | 42153 | KY | SRTV | 2139.6667 | 301.6667
[13 empty] | 42154 | 42154 | KY | SRTV | 2139.6667 | 301.6667
[13 empty] | 42156 | 42156 | KY | SRTV | 2139.6667 | 301.6667
[13 empty] | 42157 | 42157 | KY | SRTV | 2139.6667 | 301.6667
[13 empty] | 42159 | 42159 | KY | SRTV | 2139.6667 | 301.6667
[13 empty] | 42160 | 42160 | KY | SRTV | 2139.6667 | 301.6667
[13 empty] | 42163 | 42163 | KY | SRTV | 2139.6667 | 301.6667
[13 empty] | 42164 | 42164 | KY | SRTV | 2139.6667 | 301.6667
[13 empty] | 42166 | 42166 | KY | SRTV | 2139.6667 | 301.6667
[13 empty] | 42167 | 42167 | KY | SRTV | 2139.6667 | 301.6667
[13 empty] | 42170 | 42170 | KY | SRTV | 2139.6667 | 301.6667
[13 empty] | 42171 | 42171 | KY | SRTV | 2139.6667 | 301.6667
[13 empty] | 42201 | 42201 | KY | SRTV | 2139.6667 | 301.6667
[13 empty] | 42202 | 42202 | KY | SRTV | 2139.6667 | 301.6667
[13 empty] | 42204 | 42204 | KY | SRTV | 2139.6667 | 301.6667
[13 empty] | 42206 | 42206 | KY | SRTV | 2139.6667 | 301.6667
[13 empty] | 42207 | 42207 | KY | SRTV | 2139.6667 | 301.6667
[13 empty] | 42210 | 42210 | KY | SRTV | 2139.6667 | 301.6667
[13 empty] | 42211 | 42211 | KY | SRTV | 2139.6667 | 301.6667
[13 empty] | 42214 | 42214 | KY | SRTV | 2139.6667 | 301.6667
[13 empty] | 42215 | 42215 | KY | SRTV | 2139.6667 | 301.6667
[13 empty] | 42216 | 42216 | KY | SRTV | 2139.6667 | 301.6667
[13 empty] | 42217 | 42217 | KY | SRTV | 2139.6667 | 301.6667
[13 empty] | 42219 | 42219 | KY | SRTV | 2139.6667 | 301.6667
[13 empty] | 42220 | 42220 | KY | SRTV | 2139.6667 | 301.6667
[13 empty] | 42221 | 42221 | KY | SRTV | 2139.6667 | 301.6667
[13 empty] | 42223 | 42223 | TN | SRTV | 2139.6667 | 301.6667
[13 empty] | 42232 | 42232 | KY | SRTV | 2139.6667 | 301.6667
[13 empty] | 42234 | 42234 | KY | SRTV | 2139.6667 | 301.6667
[13 empty] | 42236 | 42236 | KY | SRTV | 2139.6667 | 301.6667
[13 empty] | 42240 | 42240 | KY | SRTV | 2139.6667 | 301.6667
[13 empty] | 42241 | 42241 | KY | SRTV | 2139.6667 | 301.6667
[13 empty] | 42252 | 42252 | KY | SRTV | 2139.6667 | 301.6667
[13 empty] | 42254 | 42254 | KY | SRTV | 2139.6667 | 301.6667
[13 empty] | 42256 | 42256 | KY | SRTV | 2139.6667 | 301.6667
[13 empty] | 42259 | 42259 | KY | SRTV | 2139.6667 | 301.6667
[13 empty] | 42261 | 42261 | KY | SRTV | 2139.6667 | 301.6667
[13 empty] | 42262 | 42262 | KY | SRTV | 2139.6667 | 301.6667
[13 empty] | 42265 | 42265 | KY | SRTV | 2139.6667 | 301.6667
[13 empty] | 42266 | 42266 | KY | SRTV | 2139.6667 | 301.6667
[13 empty] | 42273 | 42273 | KY | SRTV | 2139.6667 | 301.6667
[13 empty] | 42274 | 42274 | KY | SRTV | 2139.6667 | 301.6667
[13 empty] | 42275 | 42275 | KY | SRTV | 2139.6667 | 301.6667
[13 empty] | 42276 | 42276 | KY | SRTV | 2139.6667 | 301.6667
[13 empty] | 42280 | 42280 | KY | SRTV | 2139.6667 | 301.6667
[13 empty] | 42283 | 42283 | KY | SRTV | 2139.6667 | 301.6667
[13 empty] | 42285 | 42285 | KY | SRTV | 2139.6667 | 301.6667
[13 empty] | 42286 | 42286 | KY | SRTV | 2139.6667 | 301.6667
[13 empty] | 42288 | 42288 | KY | SRTV | 2139.6667 | 301.6667
[13 empty] | 42301 | 42301 | KY | SRTV | 2139.6667 | 301.6667
[13 empty] | 42302 | 42302 | KY | SRTV | 2139.6667 | 301.6667
[13 empty] | 42303 | 42303 | KY | SRTV | 2139.6667 | 301.6667
[13 empty] | 42304 | 42304 | KY | SRTV | 2139.6667 | 301.6667
[13 empty] | 42320 | 42320 | KY | SRTV | 2139.6667 | 301.6667
[13 empty] | 42321 | 42321 | KY | SRTV | 2139.6667 | 301.6667
[13 empty] | 42322 | 42322 | KY | SRTV | 2139.6667 | 301.6667
[13 empty] | 42323 | 42323 | KY | SRTV | 2139.6667 | 301.6667
[13 empty] | 42324 | 42324 | KY | SRTV | 2139.6667 | 301.6667
[13 empty] | 42325 | 42325 | KY | SRTV | 2139.6667 | 301.6667
[13 empty] | 42326 | 42326 | KY | SRTV | 2139.6667 | 301.6667
[13 empty] | 42327 | 42327 | KY | SRTV | 2139.6667 | 301.6667
[13 empty] | 42328 | 42328 | KY | SRTV | 2139.6667 | 301.6667
[13 empty] | 42330 | 42330 | KY | SRTV | 2139.6667 | 301.6667
[13 empty] | 42332 | 42332 | KY | SRTV | 2139.6667 | 301.6667
[13 empty] | 42333 | 42333 | KY | SRTV | 2139.6667 | 301.6667
[13 empty] | 42334 | 42334 | KY | SRTV | 2139.6667 | 301.6667
[13 empty] | 42337 | 42337 | KY | SRTV | 2139.6667 | 301.6667
[13 empty] | 42338 | 42338 | KY | SRTV | 2139.6667 | 301.6667
[13 empty] | 42339 | 42339 | KY | SRTV | 2139.6667 | 301.6667
[13 empty] | 42343 | 42343 | KY | SRTV | 2139.6667 | 301.6667
[13 empty] | 42344 | 42344 | KY | SRTV | 2139.6667 | 301.6667
[13 empty] | 42345 | 42345 | KY | SRTV | 2139.6667 | 301.6667
[13 empty] | 42347 | 42347 | KY | SRTV | 2139.6667 | 301.6667
[13 empty] | 42348 | 42348 | KY | SRTV | 2139.6667 | 301.6667
[13 empty] | 42349 | 42349 | KY | SRTV | 2139.6667 | 301.6667
[13 empty] | 42350 | 42350 | KY | SRTV | 2139.6667 | 301.6667
[13 empty] | 42351 | 42351 | KY | SRTV | 2139.6667 | 301.6667
[13 empty] | 42352 | 42352 | KY | SRTV | 2139.6667 | 301.6667
[13 empty] | 42354 | 42354 | KY | SRTV | 2139.6667 | 301.6667
[13 empty] | 42355 | 42355 | KY | SRTV | 2139.6667 | 301.6667
[13 empty] | 42356 | 42356 | KY | SRTV | 2139.6667 | 301.6667
[13 empty] | 42361 | 42361 | KY | SRTV | 2139.6667 | 301.6667
[13 empty] | 42364 | 42364 | KY | SRTV | 2139.6667 | 301.6667
[13 empty] | 42366 | 42366 | KY | SRTV | 2139.6667 | 301.6667
[13 empty] | 42367 | 42367 | KY | SRTV | 2139.6667 | 301.6667
[13 empty] | 42368 | 42368 | KY | SRTV | 2139.6667 | 301.6667
[13 empty] | 42369 | 42369 | KY | SRTV | 2139.6667 | 301.6667
[13 empty] | 42370 | 42370 | KY | SRTV | 2139.6667 | 301.6667
[13 empty] | 42371 | 42371 | KY | SRTV | 2139.6667 | 301.6667
[13 empty] | 42372 | 42372 | KY | SRTV | 2139.6667 | 301.6667
[13 empty] | 42374 | 42374 | KY | SRTV | 2139.6667 | 301.6667
[13 empty] | 42375 | 42375 | KY | SRTV | 2139.6667 | 301.6667
[13 empty] | 42376 | 42376 | KY | SRTV | 2139.6667 | 301.6667
[13 empty] | 42377 | 42377 | KY | SRTV | 2139.6667 | 301.6667
[13 empty] | 42378 | 42378 | KY | SRTV | 2139.6667 | 301.6667
[13 empty] | 42402 | 42402 | KY | SRTV | 2139.6667 | 301.6667
[13 empty] | 42404 | 42404 | KY | SRTV | 2139.6667 | 301.6667
[13 empty] | 42406 | 42406 | KY | SRTV | 2139.6667 | 301.6667
[13 empty] | 42408 | 42408 | KY | SRTV | 2139.6667 | 301.6667
[13 empty] | 42409 | 42409 | KY | SRTV | 2139.6667 | 301.6667
[13 empty] | 42410 | 42410 | KY | SRTV | 2139.6667 | 301.6667
[13 empty] | 42411 | 42411 | KY | SRTV | 2139.6667 | 301.6667
[13 empty] | 42413 | 42413 | KY | SRTV | 2139.6667 | 301.6667
[13 empty] | 42419 | 42419 | KY | SRTV | 2139.6667 | 301.6667
[13 empty] | 42420 | 42420 | KY | SRTV | 2139.6667 | 301.6667
[13 empty] | 42431 | 42431 | KY | SRTV | 2139.6667 | 301.6667
[13 empty] | 42436 | 42436 | KY | SRTV | 2139.6667 | 301.6667
[13 empty] | 42437 | 42437 | KY | SRTV | 2139.6667 | 301.6667
[13 empty] | 42440 | 42440 | KY | SRTV | 2139.6667 | 301.6667
[13 empty] | 42441 | 42441 | KY | SRTV | 2139.6667 | 301.6667
[13 empty] | 42442 | 42442 | KY | SRTV | 2139.6667 | 301.6667
[13 empty] | 42444 | 42444 | KY | SRTV | 2139.6667 | 301.6667
[13 empty] | 42445 | 42445 | KY | SRTV | 2139.6667 | 301.6667
[13 empty] | 42450 | 42450 | KY | SRTV | 2139.6667 | 301.6667
[13 empty] | 42451 | 42451 | KY | SRTV | 2139.6667 | 301.6667
[13 empty] | 42452 | 42452 | KY | SRTV | 2139.6667 | 301.6667
[13 empty] | 42453 | 42453 | KY | SRTV | 2139.6667 | 301.6667
[13 empty] | 42455 | 42455 | KY | SRTV | 2139.6667 | 301.6667
[13 empty] | 42456 | 42456 | KY | SRTV | 2139.6667 | 301.6667
[13 empty] | 42457 | 42457 | KY | SRTV | 2139.6667 | 301.6667
[13 empty] | 42458 | 42458 | KY | SRTV | 2139.6667 | 301.6667
[13 empty] | 42459 | 42459 | KY | SRTV | 2139.6667 | 301.6667
[13 empty] | 42460 | 42460 | KY | SRTV | 2139.6667 | 301.6667
[13 empty] | 42461 | 42461 | KY | SRTV | 2139.6667 | 301.6667
[13 empty] | 42462 | 42462 | KY | SRTV | 2139.6667 | 301.6667
[13 empty] | 42463 | 42463 | KY | SRTV | 2139.6667 | 301.6667
[13 empty] | 42464 | 42464 | KY | SRTV | 2139.6667 | 301.6667
[13 empty] | 42501 | 42501 | KY | SRTV | 2139.6667 | 301.6667
[13 empty] | 42502 | 42502 | KY | SRTV | 2139.6667 | 301.6667
[13 empty] | 42503 | 42503 | KY | SRTV | 2139.6667 | 301.6667
[13 empty] | 42516 | 42516 | KY | SRTV | 2139.6667 | 301.6667
[13 empty] | 42518 | 42518 | KY | SRTV | 2139.6667 | 301.6667
[13 empty] | 42519 | 42519 | KY | SRTV | 2139.6667 | 301.6667
[13 empty] | 42528 | 42528 | KY | SRTV | 2139.6667 | 301.6667
[13 empty] | 42533 | 42533 | KY | SRTV | 2139.6667 | 301.6667
[13 empty] | 42539 | 42539 | KY | SRTV | 2139.6667 | 301.6667
[13 empty] | 42541 | 42541 | KY | SRTV | 2139.6667 | 301.6667
[13 empty] | 42544 | 42544 | KY | SRTV | 2139.6667 | 301.6667
[13 empty] | 42553 | 42553 | KY | SRTV | 2139.6667 | 301.6667
[13 empty] | 42558 | 42558 | KY | SRTV | 2139.6667 | 301.6667
[13 empty] | 42564 | 42564 | KY | SRTV | 2139.6667 | 301.6667
[13 empty] | 42565 | 42565 | KY | SRTV | 2139.6667 | 301.6667
[13 empty] | 42566 | 42566 | KY | SRTV | 2139.6667 | 301.6667
[13 empty] | 42567 | 42567 | KY | SRTV | 2139.6667 | 301.6667
[13 empty] | 42602 | 42602 | KY | SRTV | 2139.6667 | 301.6667
[13 empty] | 42603 | 42603 | KY | SRTV | 2139.6667 | 301.6667
[13 empty] | 42629 | 42629 | KY | SRTV | 2139.6667 | 301.6667
[13 empty] | 42631 | 42631 | KY | SRTV | 2139.6667 | 301.6667
[13 empty] | 42633 | 42633 | KY | SRTV | 2139.6667 | 301.6667
[13 empty] | 42634 | 42634 | KY | SRTV | 2139.6667 | 301.6667
[13 empty] | 42635 | 42635 | KY | SRTV | 2139.6667 | 301.6667
[13 empty] | 42638 | 42638 | KY | SRTV | 2139.6667 | 301.6667
[13 empty] | 42642 | 42642 | KY | SRTV | 2139.6667 | 301.6667
[13 empty] | 42647 | 42647 | KY | SRTV | 2139.6667 | 301.6667
[13 empty] | 42649 | 42649 | KY | SRTV | 2139.6667 | 301.6667
[13 empty] | 42653 | 42653 | KY | SRTV | 2139.6667 | 301.6667
[13 empty] | 42701 | 42701 | KY | SRTV | 2139.6667 | 301.6667
[13 empty] | 42702 | 42702 | KY | SRTV | 2139.6667 | 301.6667
[13 empty] | 42712 | 42712 | KY | SRTV | 2139.6667 | 301.6667
[13 empty] | 42713 | 42713 | KY | SRTV | 2139.6667 | 301.6667
[13 empty] | 42715 | 42715 | KY | SRTV | 2139.6667 | 301.6667
[13 empty] | 42716 | 42716 | KY | SRTV | 2139.6667 | 301.6667
[13 empty] | 42717 | 42717 | KY | SRTV | 2139.6667 | 301.6667
[13 empty] | 42718 | 42718 | KY | SRTV | 2139.6667 | 301.6667
[13 empty] | 42719 | 42719 | KY | SRTV | 2139.6667 | 301.6667
[13 empty] | 42720 | 42720 | KY | SRTV | 2139.6667 | 301.6667
[13 empty] | 42721 | 42721 | KY | SRTV | 2139.6667 | 301.6667
[13 empty] | 42722 | 42722 | KY | SRTV | 2139.6667 | 301.6667
[13 empty] | 42724 | 42724 | KY | SRTV | 2139.6667 | 301.6667
[13 empty] | 42726 | 42726 | KY | SRTV | 2139.6667 | 301.6667
[13 empty] | 42728 | 42728 | KY | SRTV | 2139.6667 | 301.6667
[13 empty] | 42729 | 42729 | KY | SRTV | 2139.6667 | 301.6667
[13 empty] | 42731 | 42731 | KY | SRTV | 2139.6667 | 301.6667
[13 empty] | 42732 | 42732 | KY | SRTV | 2139.6667 | 301.6667
[13 empty] | 42733 | 42733 | KY | SRTV | 2139.6667 | 301.6667
[13 empty] | 42740 | 42740 | KY | SRTV | 2139.6667 | 301.6667
[13 empty] | 42741 | 42741 | KY | SRTV | 2139.6667 | 301.6667
[13 empty] | 42742 | 42742 | KY | SRTV | 2139.6667 | 301.6667
[13 empty] | 42743 | 42743 | KY | SRTV | 2139.6667 | 301.6667
[13 empty] | 42746 | 42746 | KY | SRTV | 2139.6667 | 301.6667
[13 empty] | 42748 | 42748 | KY | SRTV | 2139.6667 | 301.6667
[13 empty] | 42749 | 42749 | KY | SRTV | 2139.6667 | 301.6667
[13 empty] | 42753 | 42753 | KY | SRTV | 2139.6667 | 301.6667
[13 empty] | 42754 | 42754 | KY | SRTV | 2139.6667 | 301.6667
[13 empty] | 42755 | 42755 | KY | SRTV | 2139.6667 | 301.6667
[13 empty] | 42757 | 42757 | KY | SRTV | 2139.6667 | 301.6667
[13 empty] | 42758 | 42758 | KY | SRTV | 2139.6667 | 301.6667
[13 empty] | 42759 | 42759 | KY | SRTV | 2139.6667 | 301.6667
[13 empty] | 42762 | 42762 | KY | SRTV | 2139.6667 | 301.6667
[13 empty] | 42764 | 42764 | KY | SRTV | 2139.6667 | 301.6667
[13 empty] | 42765 | 42765 | KY | SRTV | 2139.6667 | 301.6667
[13 empty] | 42776 | 42776 | KY | SRTV | 2139.6667 | 301.6667
[13 empty] | 42782 | 42782 | KY | SRTV | 2139.6667 | 301.6667
[13 empty] | 42784 | 42784 | KY | SRTV | 2139.6667 | 301.6667
[13 empty] | 42788 | 42788 | KY | SRTV | 2139.6667 | 301.6667
[13 empty] | 43001 | 43001 | OH | RFCW | 2139.6667 | 301.6667
[13 empty] | 43002 | 43002 | OH | RFCW | 2139.6667 | 301.6667
[13 empty] | 43003 | 43003 | OH | RFCW | 2139.6667 | 301.6667
[13 empty] | 43004 | 43004 | OH | RFCW | 2139.6667 | 301.6667
[13 empty] | 43005 | 43005 | OH | RFCW | 2139.6667 | 301.6667
[13 empty] | 43006 | 43006 | OH | RFCW | 2139.6667 | 301.6667
[13 empty] | 43007 | 43007 | OH | RFCW | 2139.6667 | 301.6667
[13 empty] | 43008 | 43008 | OH | RFCW | 2139.6667 | 301.6667
[13 empty] | 43009 | 43009 | OH | RFCW | 2139.6667 | 301.6667
[13 empty] | 43010 | 43010 | OH | RFCW | 2139.6667 | 301.6667
[13 empty] | 43011 | 43011 | OH | RFCW | 2139.6667 | 301.6667
[13 empty] | 43013 | 43013 | OH | RFCW | 2139.6667 | 301.6667
[13 empty] | 43014 | 43014 | OH | RFCW | 2139.6667 | 301.6667
[13 empty] | 43015 | 43015 | OH | RFCW | 2139.6667 | 301.6667
[13 empty] | 43016 | 43016 | OH | RFCW | 2139.6667 | 301.6667
[13 empty] | 43017 | 43017 | OH | RFCW | 2139.6667 | 301.6667
[13 empty] | 43018 | 43018 | OH | RFCW | 2139.6667 | 301.6667
[13 empty] | 43019 | 43019 | OH | RFCW | 2139.6667 | 301.6667
[13 empty] | 43021 | 43021 | OH | RFCW | 2139.6667 | 301.6667
[13 empty] | 43022 | 43022 | OH | RFCW | 2139.6667 | 301.6667
[13 empty] | 43023 | 43023 | OH | RFCW | 2139.6667 | 301.6667
[13 empty] | 43025 | 43025 | OH | RFCW | 2139.6667 | 301.6667
[13 empty] | 43026 | 43026 | OH | RFCW | 2139.6667 | 301.6667
[13 empty] | 43027 | 43027 | OH | RFCW | 2139.6667 | 301.6667
[13 empty] | 43028 | 43028 | OH | RFCW | 2139.6667 | 301.6667
[13 empty] | 43029 | 43029 | OH | RFCW | 2139.6667 | 301.6667
[13 empty] | 43030 | 43030 | OH | RFCW | 2139.6667 | 301.6667
[13 empty] | 43031 | 43031 | OH | RFCW | 2139.6667 | 301.6667
[13 empty] | 43032 | 43032 | OH | RFCW | 2139.6667 | 301.6667
[13 empty] | 43033 | 43033 | OH | RFCW | 2139.6667 | 301.6667
[13 empty] | 43035 | 43035 | OH | RFCW | 2139.6667 | 301.6667
[13 empty] | 43036 | 43036 | OH | RFCW | 2139.6667 | 301.6667
[13 empty] | 43037 | 43037 | OH | RFCW | 2139.6667 | 301.6667
[13 empty] | 43040 | 43040 | OH | RFCW | 2139.6667 | 301.6667
[13 empty] | 43041 | 43041 | OH | RFCW | 2139.6667 | 301.6667
[13 empty] | 43044 | 43044 | OH | RFCW | 2139.6667 | 301.6667
[13 empty] | 43045 | 43045 | OH | RFCW | 2139.6667 | 301.6667
[13 empty] | 43046 | 43046 | OH | RFCW | 2139.6667 | 301.6667
[13 empty] | 43047 | 43047 | OH | RFCW | 2139.6667 | 301.6667
[13 empty] | 43048 | 43048 | OH | RFCW | 2139.6667 | 301.6667
[13 empty] | 43050 | 43050 | OH | RFCW | 2139.6667 | 301.6667
[13 empty] | 43054 | 43054 | OH | RFCW | 2139.6667 | 301.6667
[13 empty] | 43055 | 43055 | OH | RFCW | 2139.6667 | 301.6667
[13 empty] | 43056 | 43056 | OH | RFCW | 2139.6667 | 301.6667
[13 empty] | 43058 | 43058 | OH | RFCW | 2139.6667 | 301.6667
[13 empty] | 43060 | 43060 | OH | RFCW | 2139.6667 | 301.6667
[13 empty] | 43061 | 43061 | OH | RFCW | 2139.6667 | 301.6667
[13 empty] | 43062 | 43062 | OH | RFCW | 2139.6667 | 301.6667
[13 empty] | 43064 | 43064 | OH | RFCW | 2139.6667 | 301.6667
[13 empty] | 43065 | 43065 | OH | RFCW | 2139.6667 | 301.6667
[13 empty] | 43066 | 43066 | OH | RFCW | 2139.6667 | 301.6667
[13 empty] | 43067 | 43067 | OH | RFCW | 2139.6667 | 301.6667
[13 empty] | 43068 | 43068 | OH | RFCW | 2139.6667 | 301.6667
[13 empty] | 43069 | 43069 | OH | RFCW | 2139.6667 | 301.6667
[13 empty] | 43070 | 43070 | OH | RFCW | 2139.6667 | 301.6667
[13 empty] | 43071 | 43071 | OH | RFCW | 2139.6667 | 301.6667
[13 empty] | 43072 | 43072 | OH | RFCW | 2139.6667 | 301.6667
[13 empty] | 43073 | 43073 | OH | RFCW | 2139.6667 | 301.6667
[13 empty] | 43074 | 43074 | OH | RFCW | 2139.6667 | 301.6667
[13 empty] | 43076 | 43076 | OH | RFCW | 2139.6667 | 301.6667
[13 empty] | 43077 | 43077 | OH | RFCW | 2139.6667 | 301.6667
[13 empty] | 43078 | 43078 | OH | RFCW | 2139.6667 | 301.6667
[13 empty] | 43080 | 43080 | OH | RFCW | 2139.6667 | 301.6667
[13 empty] | 43081 | 43081 | OH | RFCW | 2562.3333 | 235.6667
[13 empty] | 43082 | 43082 | OH | RFCW | 2562.3333 | 235.6667
[13 empty] | 43083 | 43083 | OH | RFCW | 2562.3333 | 235.6667
[13 empty] | 43084 | 43084 | OH | RFCW | 2562.3333 | 235.6667
[13 empty] | 43085 | 43085 | OH | RFCW | 2562.3333 | 235.6667
[13 empty] | 43086 | 43086 | OH | RFCW | 2562.3333 | 235.6667
[13 empty] | 43093 | 43093 | OH | RFCW | 2562.3333 | 235.6667
[13 empty] | 43101 | 43101 | OH | RFCW | 2562.3333 | 235.6667
[13 empty] | 43102 | 43102 | OH | RFCW | 2562.3333 | 235.6667
[13 empty] | 43103 | 43103 | OH | RFCW | 2562.3333 | 235.6667
[13 empty] | 43105 | 43105 | OH | RFCW | 2562.3333 | 235.6667
[13 empty] | 43106 | 43106 | OH | RFCW | 2562.3333 | 235.6667
[13 empty] | 43107 | 43107 | OH | RFCW | 2562.3333 | 235.6667
[13 empty] | 43109 | 43109 | OH | RFCW | 2562.3333 | 235.6667
[13 empty] | 43110 | 43110 | OH | RFCW | 2562.3333 | 235.6667
[13 empty] | 43111 | 43111 | OH | RFCW | 2562.3333 | 235.6667
[13 empty] | 43112 | 43112 | OH | RFCW | 2562.3333 | 235.6667
[13 empty] | 43113 | 43113 | OH | RFCW | 2562.3333 | 235.6667
[13 empty] | 43115 | 43115 | OH | RFCW | 2562.3333 | 235.6667
[13 empty] | 43116 | 43116 | OH | RFCW | 2562.3333 | 235.6667
[13 empty] | 43117 | 43117 | OH | RFCW | 2562.3333 | 235.6667
[13 empty] | 43119 | 43119 | OH | RFCW | 2562.3333 | 235.6667
[13 empty] | 43123 | 43123 | OH | RFCW | 2562.3333 | 235.6667
[13 empty] | 43125 | 43125 | OH | RFCW | 2562.3333 | 235.6667
[13 empty] | 43126 | 43126 | OH | RFCW | 2562.3333 | 235.6667
[13 empty] | 43127 | 43127 | OH | RFCW | 2562.3333 | 235.6667
[13 empty] | 43128 | 43128 | OH | RFCW | 2562.3333 | 235.6667
[13 empty] | 43130 | 43130 | OH | RFCW | 2562.3333 | 235.6667
[13 empty] | 43135 | 43135 | OH | RFCW | 2562.3333 | 235.6667
[13 empty] | 43136 | 43136 | OH | RFCW | 2562.3333 | 235.6667
[13 empty] | 43137 | 43137 | OH | RFCW | 2562.3333 | 235.6667
[13 empty] | 43138 | 43138 | OH | RFCW | 2562.3333 | 235.6667
[13 empty] | 43140 | 43140 | OH | RFCW | 2562.3333 | 235.6667
[13 empty] | 43142 | 43142 | OH | RFCW | 2562.3333 | 235.6667
[13 empty] | 43143 | 43143 | OH | RFCW | 2562.3333 | 235.6667
[13 empty] | 43144 | 43144 | OH | RFCW | 2562.3333 | 235.6667
[13 empty] | 43145 | 43145 | OH | RFCW | 2562.3333 | 235.6667
[13 empty] | 43146 | 43146 | OH | RFCW | 2562.3333 | 235.6667
[13 empty] | 43147 | 43147 | OH | RFCW | 2562.3333 | 235.6667
[13 empty] | 43148 | 43148 | OH | RFCW | 2562.3333 | 235.6667
[13 empty] | 43149 | 43149 | OH | RFCW | 2562.3333 | 235.6667
[13 empty] | 43150 | 43150 | OH | RFCW | 2562.3333 | 235.6667
[13 empty] | 43151 | 43151 | OH | RFCW | 2562.3333 | 235.6667
[13 empty] | 43152 | 43152 | OH | RFCW | 2562.3333 | 235.6667
[13 empty] | 43153 | 43153 | OH | RFCW | 2562.3333 | 235.6667
[13 empty] | 43154 | 43154 | OH | RFCW | 2562.3333 | 235.6667
[13 empty] | 43155 | 43155 | OH | RFCW | 2562.3333 | 235.6667
[13 empty] | 43156 | 43156 | OH | RFCW | 2562.3333 | 235.6667
[13 empty] | 43157 | 43157 | OH | RFCW | 2562.3333 | 235.6667
[13 empty] | 43158 | 43158 | OH | RFCW | 2562.3333 | 235.6667
[13 empty] | 43160 | 43160 | OH | RFCW | 2562.3333 | 235.6667
[13 empty] | 43162 | 43162 | OH | RFCW | 2562.3333 | 235.6667
[13 empty] | 43163 | 43163 | OH | RFCW | 2562.3333 | 235.6667
[13 empty] | 43164 | 43164 | OH | RFCW | 2562.3333 | 235.6667
[13 empty] | 43194 | 43194 | OH | RFCW | 2562.3333 | 235.6667
[13 empty] | 43195 | 43195 | OH | RFCW | 2562.3333 | 235.6667
[13 empty] | 43199 | 43199 | OH | RFCW | 2562.3333 | 235.6667
[13 empty] | 43201 | 43201 | OH | RFCW | 2562.3333 | 235.6667
[13 empty] | 43202 | 43202 | OH | RFCW | 2562.3333 | 235.6667
[13 empty] | 43203 | 43203 | OH | RFCW | 2562.3333 | 235.6667
[13 empty] | 43204 | 43204 | OH | RFCW | 2562.3333 | 235.6667
[13 empty] | 43205 | 43205 | OH | RFCW | 2562.3333 | 235.6667
[13 empty] | 43206 | 43206 | OH | RFCW | 2562.3333 | 235.6667
[13 empty] | 43207 | 43207 | OH | RFCW | 2562.3333 | 235.6667
[13 empty] | 43209 | 43209 | OH | RFCW | 2562.3333 | 235.6667
[13 empty] | 43210 | 43210 | OH | RFCW | 2562.3333 | 235.6667
[13 empty] | 43211 | 43211 | OH | RFCW | 2562.3333 | 235.6667
[13 empty] | 43212 | 43212 | OH | RFCW | 2562.3333 | 235.6667
[13 empty] | 43213 | 43213 | OH | RFCW | 2562.3333 | 235.6667
[13 empty] | 43214 | 43214 | OH | RFCW | 2562.3333 | 235.6667
[13 empty] | 43215 | 43215 | OH | RFCW | 2562.3333 | 235.6667
[13 empty] | 43216 | 43216 | OH | RFCW | 2562.3333 | 235.6667
[13 empty] | 43217 | 43217 | OH | RFCW | 2562.3333 | 235.6667
[13 empty] | 43218 | 43218 | OH | RFCW | 2562.3333 | 235.6667
[13 empty] | 43219 | 43219 | OH | RFCW | 2562.3333 | 235.6667
[13 empty] | 43220 | 43220 | OH | RFCW | 2562.3333 | 235.6667
[13 empty] | 43221 | 43221 | OH | RFCW | 2562.3333 | 235.6667
[13 empty] | 43222 | 43222 | OH | RFCW | 2562.3333 | 235.6667
[13 empty] | 43223 | 43223 | OH | RFCW | 2562.3333 | 235.6667
[13 empty] | 43224 | 43224 | OH | RFCW | 2562.3333 | 235.6667
[13 empty] | 43226 | 43226 | OH | RFCW | 2562.3333 | 235.6667
[13 empty] | 43227 | 43227 | OH | RFCW | 2562.3333 | 235.6667
[13 empty] | 43228 | 43228 | OH | RFCW | 2562.3333 | 235.6667
[13 empty] | 43229 | 43229 | OH | RFCW | 2562.3333 | 235.6667
[13 empty] | 43230 | 43230 | OH | RFCW | 2562.3333 | 235.6667
[13 empty] | 43231 | 43231 | OH | RFCW | 2562.3333 | 235.6667
[13 empty] | 43232 | 43232 | OH | RFCW | 2562.3333 | 235.6667
[13 empty] | 43234 | 43234 | OH | RFCW | 2562.3333 | 235.6667
[13 empty] | 43235 | 43235 | OH | RFCW | 2562.3333 | 235.6667
[13 empty] | 43236 | 43236 | OH | RFCW | 2562.3333 | 235.6667
[13 empty] | 43240 | 43240 | OH | RFCW | 2562.3333 | 235.6667
[13 empty] | 43251 | 43251 | OH | RFCW | 2562.3333 | 235.6667
[13 empty] | 43260 | 43260 | OH | RFCW | 2562.3333 | 235.6667
[13 empty] | 43266 | 43266 | OH | RFCW | 2562.3333 | 235.6667
[13 empty] | 43268 | 43268 | OH | RFCW | 2562.3333 | 235.6667
[13 empty] | 43270 | 43270 | OH | RFCW | 2562.3333 | 235.6667
[13 empty] | 43271 | 43271 | OH | RFCW | 2562.3333 | 235.6667
[13 empty] | 43272 | 43272 | OH | RFCW | 2562.3333 | 235.6667
[13 empty] | 43279 | 43279 | OH | RFCW | 2562.3333 | 235.6667
[13 empty] | 43287 | 43287 | OH | RFCW | 2562.3333 | 235.6667
[13 empty] | 43291 | 43291 | OH | RFCW | 2562.3333 | 235.6667
[13 empty] | 43301 | 43301 | OH | RFCW | 2562.3333 | 235.6667
[13 empty] | 43302 | 43302 | OH | RFCW | 2562.3333 | 235.6667
[13 empty] | 43306 | 43306 | OH | RFCW | 2562.3333 | 235.6667
[13 empty] | 43310 | 43310 | OH | RFCW | 2562.3333 | 235.6667
[13 empty] | 43311 | 43311 | OH | RFCW | 2562.3333 | 235.6667
[13 empty] | 43314 | 43314 | OH | RFCW | 2562.3333 | 235.6667
[13 empty] | 43315 | 43315 | OH | RFCW | 2562.3333 | 235.6667
[13 empty] | 43316 | 43316 | OH | RFCW | 2562.3333 | 235.6667
[13 empty] | 43317 | 43317 | OH | RFCW | 2562.3333 | 235.6667
[13 empty] | 43318 | 43318 | OH | RFCW | 2562.3333 | 235.6667
[13 empty] | 43319 | 43319 | OH | RFCW | 2562.3333 | 235.6667
[13 empty] | 43320 | 43320 | OH | RFCW | 2562.3333 | 235.6667
[13 empty] | 43321 | 43321 | OH | RFCW | 2562.3333 | 235.6667
[13 empty] | 43322 | 43322 | OH | RFCW | 2562.3333 | 235.6667
[13 empty] | 43323 | 43323 | OH | RFCW | 2562.3333 | 235.6667
[13 empty] | 43324 | 43324 | OH | RFCW | 2562.3333 | 235.6667
[13 empty] | 43325 | 43325 | OH | RFCW | 2562.3333 | 235.6667
[13 empty] | 43326 | 43326 | OH | RFCW | 2562.3333 | 235.6667
[13 empty] | 43330 | 43330 | OH | RFCW | 2562.3333 | 235.6667
[13 empty] | 43331 | 43331 | OH | RFCW | 2562.3333 | 235.6667
[13 empty] | 43332 | 43332 | OH | RFCW | 2562.3333 | 235.6667
[13 empty] | 43333 | 43333 | OH | RFCW | 2562.3333 | 235.6667
[13 empty] | 43334 | 43334 | OH | RFCW | 2562.3333 | 235.6667
[13 empty] | 43335 | 43335 | OH | RFCW | 2562.3333 | 235.6667
[13 empty] | 43336 | 43336 | OH | RFCW | 2562.3333 | 235.6667
[13 empty] | 43337 | 43337 | OH | RFCW | 2562.3333 | 235.6667
[13 empty] | 43338 | 43338 | OH | RFCW | 2562.3333 | 235.6667
[13 empty] | 43340 | 43340 | OH | RFCW | 2562.3333 | 235.6667
[13 empty] | 43341 | 43341 | OH | RFCW | 2562.3333 | 235.6667
[13 empty] | 43342 | 43342 | OH | RFCW | 2562.3333 | 235.6667
[13 empty] | 43343 | 43343 | OH | RFCW | 2562.3333 | 235.6667
[13 empty] | 43344 | 43344 | OH | RFCW | 2562.3333 | 235.6667
[13 empty] | 43345 | 43345 | OH | RFCW | 2562.3333 | 235.6667
[13 empty] | 43346 | 43346 | OH | RFCW | 2562.3333 | 235.6667
[13 empty] | 43347 | 43347 | OH | RFCW | 2562.3333 | 235.6667
[13 empty] | 43348 | 43348 | OH | RFCW | 2562.3333 | 235.6667
[13 empty] | 43349 | 43349 | OH | RFCW | 2562.3333 | 235.6667
[13 empty] | 43350 | 43350 | OH | RFCW | 2562.3333 | 235.6667
[13 empty] | 43351 | 43351 | OH | RFCW | 2562.3333 | 235.6667
[13 empty] | 43356 | 43356 | OH | RFCW | 2562.3333 | 235.6667
[13 empty] | 43357 | 43357 | OH | RFCW | 2562.3333 | 235.6667
[13 empty] | 43358 | 43358 | OH | RFCW | 2562.3333 | 235.6667
[13 empty] | 43359 | 43359 | OH | RFCW | 2562.3333 | 235.6667
[13 empty] | 43360 | 43360 | OH | RFCW | 2562.3333 | 235.6667
[13 empty] | 43402 | 43402 | OH | RFCW | 2562.3333 | 235.6667
[13 empty] | 43403 | 43403 | OH | RFCW | 2562.3333 | 235.6667
[13 empty] | 43406 | 43406 | OH | RFCW | 2562.3333 | 235.6667
[13 empty] | 43407 | 43407 | OH | RFCW | 2562.3333 | 235.6667
[13 empty] | 43408 | 43408 | OH | RFCW | 2562.3333 | 235.6667
[13 empty] | 43410 | 43410 | OH | RFCW | 2562.3333 | 235.6667
[13 empty] | 43412 | 43412 | OH | RFCW | 2562.3333 | 235.6667
[13 empty] | 43413 | 43413 | OH | RFCW | 2562.3333 | 235.6667
[13 empty] | 43414 | 43414 | OH | RFCW | 2562.3333 | 235.6667
[13 empty] | 43416 | 43416 | OH | RFCW | 2562.3333 | 235.6667
[13 empty] | 43420 | 43420 | OH | RFCW | 2562.3333 | 235.6667
[13 empty] | 43430 | 43430 | OH | RFCW | 2562.3333 | 235.6667
[13 empty] | 43431 | 43431 | OH | RFCW | 2562.3333 | 235.6667
[13 empty] | 43432 | 43432 | OH | RFCW | 2562.3333 | 235.6667
[13 empty] | 43433 | 43433 | OH | RFCW | 2562.3333 | 235.6667
[13 empty] | 43434 | 43434 | OH | RFCW | 2562.3333 | 235.6667
[13 empty] | 43435 | 43435 | OH | RFCW | 2562.3333 | 235.6667
[13 empty] | 43436 | 43436 | OH | RFCW | 2562.3333 | 235.6667
[13 empty] | 43437 | 43437 | OH | RFCW | 2562.3333 | 235.6667
[13 empty] | 43438 | 43438 | OH | RFCW | 2562.3333 | 235.6667
[13 empty] | 43439 | 43439 | OH | RFCW | 2562.3333 | 235.6667
[13 empty] | 43440 | 43440 | OH | RFCW | 2562.3333 | 235.6667
[13 empty] | 43441 | 43441 | OH | RFCW | 2562.3333 | 235.6667
[13 empty] | 43442 | 43442 | OH | RFCW | 2562.3333 | 235.6667
[13 empty] | 43443 | 43443 | OH | RFCW | 2562.3333 | 235.6667
[13 empty] | 43445 | 43445 | OH | RFCW | 2562.3333 | 235.6667
[13 empty] | 43446 | 43446 | OH | RFCW | 2562.3333 | 235.6667
[13 empty] | 43447 | 43447 | OH | RFCW | 2562.3333 | 235.6667
[13 empty] | 43449 | 43449 | OH | RFCW | 2562.3333 | 235.6667
[13 empty] | 43450 | 43450 | OH | RFCW | 2562.3333 | 235.6667
[13 empty] | 43451 | 43451 | OH | RFCW | 2562.3333 | 235.6667
[13 empty] | 43452 | 43452 | OH | RFCW | 2562.3333 | 235.6667
[13 empty] | 43456 | 43456 | OH | RFCW | 2562.3333 | 235.6667
[13 empty] | 43457 | 43457 | OH | RFCW | 2562.3333 | 235.6667
[13 empty] | 43458 | 43458 | OH | RFCW | 2562.3333 | 235.6667
[13 empty] | 43460 | 43460 | OH | RFCW | 2562.3333 | 235.6667
[13 empty] | 43462 | 43462 | OH | RFCW | 2562.3333 | 235.6667
[13 empty] | 43463 | 43463 | OH | RFCW | 2562.3333 | 235.6667
[13 empty] | 43464 | 43464 | OH | RFCW | 2562.3333 | 235.6667
[13 empty] | 43465 | 43465 | OH | RFCW | 2562.3333 | 235.6667
[13 empty] | 43466 | 43466 | OH | RFCW | 2562.3333 | 235.6667
[13 empty] | 43467 | 43467 | OH | RFCW | 2562.3333 | 235.6667
[13 empty] | 43468 | 43468 | OH | RFCW | 2562.3333 | 235.6667
[13 empty] | 43469 | 43469 | OH | RFCW | 2562.3333 | 235.6667
[13 empty] | 43501 | 43501 | OH | RFCW | 2562.3333 | 235.6667
[13 empty] | 43502 | 43502 | OH | RFCW | 2562.3333 | 235.6667
[13 empty] | 43504 | 43504 | OH | RFCW | 2562.3333 | 235.6667
[13 empty] | 43505 | 43505 | OH | RFCW | 2562.3333 | 235.6667
[13 empty] | 43506 | 43506 | OH | RFCW | 2562.3333 | 235.6667
[13 empty] | 43510 | 43510 | OH | RFCW | 2562.3333 | 235.6667
[13 empty] | 43511 | 43511 | OH | RFCW | 2562.3333 | 235.6667
[13 empty] | 43512 | 43512 | OH | RFCW | 2562.3333 | 235.6667
[13 empty] | 43515 | 43515 | OH | RFCW | 2562.3333 | 235.6667
[13 empty] | 43516 | 43516 | OH | RFCW | 2562.3333 | 235.6667
[13 empty] | 43517 | 43517 | OH | RFCW | 2562.3333 | 235.6667
[13 empty] | 43518 | 43518 | OH | RFCW | 2562.3333 | 235.6667
[13 empty] | 43519 | 43519 | OH | RFCW | 2562.3333 | 235.6667
[13 empty] | 43520 | 43520 | OH | RFCW | 2562.3333 | 235.6667
[13 empty] | 43521 | 43521 | OH | RFCW | 2562.3333 | 235.6667
[13 empty] | 43522 | 43522 | OH | RFCW | 2562.3333 | 235.6667
[13 empty] | 43523 | 43523 | OH | RFCW | 2562.3333 | 235.6667
[13 empty] | 43524 | 43524 | OH | RFCW | 2562.3333 | 235.6667
[13 empty] | 43525 | 43525 | OH | RFCW | 2562.3333 | 235.6667
[13 empty] | 43526 | 43526 | OH | RFCW | 2562.3333 | 235.6667
[13 empty] | 43527 | 43527 | OH | RFCW | 2562.3333 | 235.6667
[13 empty] | 43528 | 43528 | OH | RFCW | 2562.3333 | 235.6667
[13 empty] | 43529 | 43529 | OH | RFCW | 2562.3333 | 235.6667
[13 empty] | 43530 | 43530 | OH | RFCW | 2562.3333 | 235.6667
[13 empty] | 43531 | 43531 | OH | RFCW | 2562.3333 | 235.6667
[13 empty] | 43532 | 43532 | OH | RFCW | 2562.3333 | 235.6667
[13 empty] | 43533 | 43533 | OH | RFCW | 2562.3333 | 235.6667
[13 empty] | 43534 | 43534 | OH | RFCW | 2562.3333 | 235.6667
[13 empty] | 43535 | 43535 | OH | RFCW | 2562.3333 | 235.6667
[13 empty] | 43536 | 43536 | OH | RFCW | 2562.3333 | 235.6667
[13 empty] | 43537 | 43537 | OH | RFCW | 2562.3333 | 235.6667
[13 empty] | 43540 | 43540 | OH | RFCW | 2562.3333 | 235.6667
[13 empty] | 43541 | 43541 | OH | RFCW | 2562.3333 | 235.6667
[13 empty] | 43542 | 43542 | OH | RFCW | 2562.3333 | 235.6667
[13 empty] | 43543 | 43543 | OH | RFCW | 2562.3333 | 235.6667
[13 empty] | 43545 | 43545 | OH | RFCW | 2562.3333 | 235.6667
[13 empty] | 43547 | 43547 | OH | RFCW | 2562.3333 | 235.6667
[13 empty] | 43548 | 43548 | OH | RFCW | 2562.3333 | 235.6667
[13 empty] | 43549 | 43549 | OH | RFCW | 2562.3333 | 235.6667
[13 empty] | 43550 | 43550 | OH | RFCW | 2562.3333 | 235.6667
[13 empty] | 43551 | 43551 | OH | RFCW | 2562.3333 | 235.6667
[13 empty] | 43552 | 43552 | OH | RFCW | 2562.3333 | 235.6667
[13 empty] | 43553 | 43553 | OH | RFCW | 2562.3333 | 235.6667
[13 empty] | 43554 | 43554 | OH | RFCW | 2562.3333 | 235.6667
[13 empty] | 43555 | 43555 | OH | RFCW | 2562.3333 | 235.6667
[13 empty] | 43556 | 43556 | OH | RFCW | 2562.3333 | 235.6667
[13 empty] | 43557 | 43557 | OH | RFCW | 2562.3333 | 235.6667
[13 empty] | 43558 | 43558 | OH | RFCW | 2562.3333 | 235.6667
[13 empty] | 43560 | 43560 | OH | RFCW | 2562.3333 | 235.6667
[13 empty] | 43565 | 43565 | OH | RFCW | 2562.3333 | 235.6667
[13 empty] | 43566 | 43566 | OH | RFCW | 2562.3333 | 235.6667
[13 empty] | 43567 | 43567 | OH | RFCW | 2562.3333 | 235.6667
[13 empty] | 43569 | 43569 | OH | RFCW | 2562.3333 | 235.6667
[13 empty] | 43570 | 43570 | OH | RFCW | 2562.3333 | 235.6667
[13 empty] | 43571 | 43571 | OH | RFCW | 2562.3333 | 235.6667
[13 empty] | 43601 | 43601 | OH | RFCW | 2562.3333 | 235.6667
[13 empty] | 43603 | 43603 | OH | RFCW | 2562.3333 | 235.6667
[13 empty] | 43604 | 43604 | OH | RFCW | 2562.3333 | 235.6667
[13 empty] | 43605 | 43605 | OH | RFCW | 2562.3333 | 235.6667
[13 empty] | 43606 | 43606 | OH | RFCW | 2562.3333 | 235.6667
[13 empty] | 43607 | 43607 | OH | RFCW | 2562.3333 | 235.6667
[13 empty] | 43608 | 43608 | OH | RFCW | 2562.3333 | 235.6667
[13 empty] | 43609 | 43609 | OH | RFCW | 2562.3333 | 235.6667
[13 empty] | 43610 | 43610 | OH | RFCW | 2562.3333 | 235.6667
[13 empty] | 43611 | 43611 | OH | RFCW | 2562.3333 | 235.6667
[13 empty] | 43612 | 43612 | OH | RFCW | 2562.3333 | 235.6667
[13 empty] | 43613 | 43613 | OH | RFCW | 2562.3333 | 235.6667
[13 empty] | 43614 | 43614 | OH | RFCW | 2562.3333 | 235.6667
[13 empty] | 43615 | 43615 | OH | RFCW | 2562.3333 | 235.6667
[13 empty] | 43616 | 43616 | OH | RFCW | 2562.3333 | 235.6667
[13 empty] | 43617 | 43617 | OH | RFCW | 2562.3333 | 235.6667
[13 empty] | 43618 | 43618 | OH | RFCW | 2562.3333 | 235.6667
[13 empty] | 43619 | 43619 | OH | RFCW | 2562.3333 | 235.6667
[13 empty] | 43620 | 43620 | OH | RFCW | 2562.3333 | 235.6667
[13 empty] | 43623 | 43623 | OH | RFCW | 2562.3333 | 235.6667
[13 empty] | 43635 | 43635 | OH | RFCW | 2562.3333 | 235.6667
[13 empty] | 43652 | 43652 | OH | RFCW | 2562.3333 | 235.6667
[13 empty] | 43654 | 43654 | OH | RFCW | 2562.3333 | 235.6667
[13 empty] | 43656 | 43656 | OH | RFCW | 2562.3333 | 235.6667
[13 empty] | 43657 | 43657 | OH | RFCW | 2562.3333 | 235.6667
[13 empty] | 43659 | 43659 | OH | RFCW | 2562.3333 | 235.6667
[13 empty] | 43660 | 43660 | OH | RFCW | 2562.3333 | 235.6667
[13 empty] | 43661 | 43661 | OH | RFCW | 2562.3333 | 235.6667
[13 empty] | 43666 | 43666 | OH | RFCW | 2562.3333 | 235.6667
[13 empty] | 43667 | 43667 | OH | RFCW | 2562.3333 | 235.6667
[13 empty] | 43681 | 43681 | OH | RFCW | 2562.3333 | 235.6667
[13 empty] | 43682 | 43682 | OH | RFCW | 2562.3333 | 235.6667
[13 empty] | 43697 | 43697 | OH | RFCW | 2562.3333 | 235.6667
[13 empty] | 43699 | 43699 | OH | RFCW | 2562.3333 | 235.6667
[13 empty] | 43701 | 43701 | OH | RFCW | 2562.3333 | 235.6667
[13 empty] | 43702 | 43702 | OH | RFCW | 2562.3333 | 235.6667
[13 empty] | 43711 | 43711 | OH | RFCW | 2562.3333 | 235.6667
[13 empty] | 43713 | 43713 | OH | RFCW | 2562.3333 | 235.6667
[13 empty] | 43716 | 43716 | OH | RFCW | 2562.3333 | 235.6667
[13 empty] | 43717 | 43717 | OH | RFCW | 2562.3333 | 235.6667
[13 empty] | 43718 | 43718 | OH | RFCW | 2562.3333 | 235.6667
[13 empty] | 43719 | 43719 | OH | RFCW | 2562.3333 | 235.6667
[13 empty] | 43720 | 43720 | OH | RFCW | 2562.3333 | 235.6667
[13 empty] | 43721 | 43721 | OH | RFCW | 2562.3333 | 235.6667
[13 empty] | 43722 | 43722 | OH | RFCW | 2562.3333 | 235.6667
[13 empty] | 43723 | 43723 | OH | RFCW | 2562.3333 | 235.6667
[13 empty] | 43724 | 43724 | OH | RFCW | 2562.3333 | 235.6667
[13 empty] | 43725 | 43725 | OH | RFCW | 2562.3333 | 235.6667
[13 empty] | 43727 | 43727 | OH | RFCW | 2562.3333 | 235.6667
[13 empty] | 43728 | 43728 | OH | RFCW | 2562.3333 | 235.6667
[13 empty] | 43730 | 43730 | OH | RFCW | 2562.3333 | 235.6667
[13 empty] | 43731 | 43731 | OH | RFCW | 2562.3333 | 235.6667
[13 empty] | 43732 | 43732 | OH | RFCW | 2562.3333 | 235.6667
[13 empty] | 43733 | 43733 | OH | RFCW | 2562.3333 | 235.6667
[13 empty] | 43734 | 43734 | OH | RFCW | 2562.3333 | 235.6667
[13 empty] | 43735 | 43735 | OH | RFCW | 2562.3333 | 235.6667
[13 empty] | 43736 | 43736 | OH | RFCW | 2562.3333 | 235.6667
[13 empty] | 43738 | 43738 | OH | RFCW | 2562.3333 | 235.6667
[13 empty] | 43739 | 43739 | OH | RFCW | 2562.3333 | 235.6667
[13 empty] | 43740 | 43740 | OH | RFCW | 2562.3333 | 235.6667
[13 empty] | 43746 | 43746 | OH | RFCW | 2562.3333 | 235.6667
[13 empty] | 43747 | 43747 | OH | RFCW | 2562.3333 | 235.6667
[13 empty] | 43748 | 43748 | OH | RFCW | 2562.3333 | 235.6667
[13 empty] | 43749 | 43749 | OH | RFCW | 2562.3333 | 235.6667
[13 empty] | 43750 | 43750 | OH | RFCW | 2562.3333 | 235.6667
[13 empty] | 43752 | 43752 | OH | RFCW | 2562.3333 | 235.6667
[13 empty] | 43754 | 43754 | OH | RFCW | 2562.3333 | 235.6667
[13 empty] | 43755 | 43755 | OH | RFCW | 2562.3333 | 235.6667
[13 empty] | 43756 | 43756 | OH | RFCW | 2562.3333 | 235.6667
[13 empty] | 43757 | 43757 | OH | RFCW | 2562.3333 | 235.6667
[13 empty] | 43758 | 43758 | OH | RFCW | 2562.3333 | 235.6667
[13 empty] | 43759 | 43759 | OH | RFCW | 2562.3333 | 235.6667
[13 empty] | 43760 | 43760 | OH | RFCW | 2562.3333 | 235.6667
[13 empty] | 43761 | 43761 | OH | RFCW | 2562.3333 | 235.6667
[13 empty] | 43762 | 43762 | OH | RFCW | 2562.3333 | 235.6667
[13 empty] | 43764 | 43764 | OH | RFCW | 2562.3333 | 235.6667
[13 empty] | 43766 | 43766 | OH | RFCW | 2562.3333 | 235.6667
[13 empty] | 43767 | 43767 | OH | RFCW | 2562.3333 | 235.6667
[13 empty] | 43768 | 43768 | OH | RFCW | 2562.3333 | 235.6667
[13 empty] | 43771 | 43771 | OH | RFCW | 2562.3333 | 235.6667
[13 empty] | 43772 | 43772 | OH | RFCW | 2562.3333 | 235.6667
[13 empty] | 43773 | 43773 | OH | RFCW | 2562.3333 | 235.6667
[13 empty] | 43777 | 43777 | OH | RFCW | 2562.3333 | 235.6667
[13 empty] | 43778 | 43778 | OH | RFCW | 2562.3333 | 235.6667
[13 empty] | 43779 | 43779 | OH | RFCW | 2562.3333 | 235.6667
[13 empty] | 43780 | 43780 | OH | RFCW | 2562.3333 | 235.6667
[13 empty] | 43782 | 43782 | OH | RFCW | 2562.3333 | 235.6667
[13 empty] | 43783 | 43783 | OH | RFCW | 2562.3333 | 235.6667
[13 empty] | 43786 | 43786 | OH | RFCW | 2562.3333 | 235.6667
[13 empty] | 43787 | 43787 | OH | RFCW | 2562.3333 | 235.6667
[13 empty] | 43788 | 43788 | OH | RFCW | 2562.3333 | 235.6667
[13 empty] | 43791 | 43791 | OH | RFCW | 2562.3333 | 235.6667
[13 empty] | 43793 | 43793 | OH | RFCW | 2562.3333 | 235.6667
[13 empty] | 43802 | 43802 | OH | RFCW | 2562.3333 | 235.6667
[13 empty] | 43803 | 43803 | OH | RFCW | 2562.3333 | 235.6667
[13 empty] | 43804 | 43804 | OH | RFCW | 2562.3333 | 235.6667
[13 empty] | 43805 | 43805 | OH | RFCW | 2562.3333 | 235.6667
[13 empty] | 43811 | 43811 | OH | RFCW | 2562.3333 | 235.6667
[13 empty] | 43812 | 43812 | OH | RFCW | 2562.3333 | 235.6667
[13 empty] | 43821 | 43821 | OH | RFCW | 2562.3333 | 235.6667
[13 empty] | 43822 | 43822 | OH | RFCW | 2562.3333 | 235.6667
[13 empty] | 43824 | 43824 | OH | RFCW | 2562.3333 | 235.6667
[13 empty] | 43828 | 43828 | OH | RFCW | 2562.3333 | 235.6667
[13 empty] | 43830 | 43830 | OH | RFCW | 2562.3333 | 235.6667
[13 empty] | 43832 | 43832 | OH | RFCW | 2562.3333 | 235.6667
[13 empty] | 43836 | 43836 | OH | RFCW | 2562.3333 | 235.6667
[13 empty] | 43837 | 43837 | OH | RFCW | 2562.3333 | 235.6667
[13 empty] | 43840 | 43840 | OH | RFCW | 2562.3333 | 235.6667
[13 empty] | 43842 | 43842 | OH | RFCW | 2562.3333 | 235.6667
[13 empty] | 43843 | 43843 | OH | RFCW | 2562.3333 | 235.6667
[13 empty] | 43844 | 43844 | OH | RFCW | 2562.3333 | 235.6667
[13 empty] | 43845 | 43845 | OH | RFCW | 2562.3333 | 235.6667
[13 empty] | 43901 | 43901 | OH | RFCW | 2562.3333 | 235.6667
[13 empty] | 43902 | 43902 | OH | RFCW | 2562.3333 | 235.6667
[13 empty] | 43903 | 43903 | OH | RFCW | 2562.3333 | 235.6667
[13 empty] | 43905 | 43905 | OH | RFCW | 2562.3333 | 235.6667
[13 empty] | 43906 | 43906 | OH | RFCW | 2562.3333 | 235.6667
[13 empty] | 43907 | 43907 | OH | RFCW | 2562.3333 | 235.6667
[13 empty] | 43908 | 43908 | OH | RFCW | 2562.3333 | 235.6667
[13 empty] | 43909 | 43909 | OH | RFCW | 2562.3333 | 235.6667
[13 empty] | 43910 | 43910 | OH | RFCW | 2562.3333 | 235.6667
[13 empty] | 43912 | 43912 | OH | RFCW | 2562.3333 | 235.6667
[13 empty] | 43913 | 43913 | OH | RFCW | 2562.3333 | 235.6667
[13 empty] | 43914 | 43914 | OH | RFCW | 2562.3333 | 235.6667
[13 empty] | 43915 | 43915 | OH | RFCW | 2562.3333 | 235.6667
[13 empty] | 43916 | 43916 | OH | RFCW | 2562.3333 | 235.6667
[13 empty] | 43917 | 43917 | OH | RFCW | 2562.3333 | 235.6667
[13 empty] | 43920 | 43920 | OH | RFCW | 2562.3333 | 235.6667
[13 empty] | 43925 | 43925 | OH | RFCW | 2562.3333 | 235.6667
[13 empty] | 43926 | 43926 | OH | RFCW | 2562.3333 | 235.6667
[13 empty] | 43927 | 43927 | OH | RFCW | 2562.3333 | 235.6667
[13 empty] | 43928 | 43928 | OH | RFCW | 2562.3333 | 235.6667
[13 empty] | 43930 | 43930 | OH | RFCW | 2562.3333 | 235.6667
[13 empty] | 43931 | 43931 | OH | RFCW | 2562.3333 | 235.6667
[13 empty] | 43932 | 43932 | OH | RFCW | 2562.3333 | 235.6667
[13 empty] | 43933 | 43933 | OH | RFCW | 2562.3333 | 235.6667
[13 empty] | 43934 | 43934 | OH | RFCW | 2562.3333 | 235.6667
[13 empty] | 43935 | 43935 | OH | RFCW | 2562.3333 | 235.6667
[13 empty] | 43937 | 43937 | OH | RFCW | 2562.3333 | 235.6667
[13 empty] | 43938 | 43938 | OH | RFCW | 2562.3333 | 235.6667
[13 empty] | 43939 | 43939 | OH | RFCW | 2562.3333 | 235.6667
[13 empty] | 43940 | 43940 | OH | RFCW | 2562.3333 | 235.6667
[13 empty] | 43941 | 43941 | OH | RFCW | 2562.3333 | 235.6667
[13 empty] | 43942 | 43942 | OH | RFCW | 2562.3333 | 235.6667
[13 empty] | 43943 | 43943 | OH | RFCW | 2562.3333 | 235.6667
[13 empty] | 43944 | 43944 | OH | RFCW | 2562.3333 | 235.6667
[13 empty] | 43945 | 43945 | OH | RFCW | 2562.3333 | 235.6667
[13 empty] | 43946 | 43946 | OH | RFCW | 2562.3333 | 235.6667
[13 empty] | 43947 | 43947 | OH | RFCW | 2562.3333 | 235.6667
[13 empty] | 43948 | 43948 | OH | RFCW | 2562.3333 | 235.6667
[13 empty] | 43950 | 43950 | OH | RFCW | 2562.3333 | 235.6667
[13 empty] | 43951 | 43951 | OH | RFCW | 2562.3333 | 235.6667
[13 empty] | 43952 | 43952 | OH | RFCW | 2562.3333 | 235.6667
[13 empty] | 43953 | 43953 | OH | RFCW | 2562.3333 | 235.6667
[13 empty] | 43961 | 43961 | OH | RFCW | 2562.3333 | 235.6667
[13 empty] | 43962 | 43962 | OH | RFCW | 2562.3333 | 235.6667
[13 empty] | 43963 | 43963 | OH | RFCW | 2562.3333 | 235.6667
[13 empty] | 43964 | 43964 | OH | RFCW | 2562.3333 | 235.6667
[13 empty] | 43967 | 43967 | OH | RFCW | 2562.3333 | 235.6667
[13 empty] | 43968 | 43968 | OH | RFCW | 2562.3333 | 235.6667
[13 empty] | 43970 | 43970 | OH | RFCW | 2562.3333 | 235.6667
[13 empty] | 43971 | 43971 | OH | RFCW | 2562.3333 | 235.6667
[13 empty] | 43972 | 43972 | OH | RFCW | 2562.3333 | 235.6667
[13 empty] | 43973 | 43973 | OH | RFCW | 2562.3333 | 235.6667
[13 empty] | 43974 | 43974 | OH | RFCW | 2562.3333 | 235.6667
[13 empty] | 43976 | 43976 | OH | RFCW | 2562.3333 | 235.6667
[13 empty] | 43977 | 43977 | OH | RFCW | 2562.3333 | 235.6667
[13 empty] | 43981 | 43981 | OH | RFCW | 2562.3333 | 235.6667
[13 empty] | 43983 | 43983 | OH | RFCW | 2562.3333 | 235.6667
[13 empty] | 43984 | 43984 | OH | RFCW | 2562.3333 | 235.6667
[13 empty] | 43985 | 43985 | OH | RFCW | 2562.3333 | 235.6667
[13 empty] | 43986 | 43986 | OH | RFCW | 2562.3333 | 235.6667
[13 empty] | 43988 | 43988 | OH | RFCW | 2562.3333 | 235.6667
[13 empty] | 44001 | 44001 | OH | RFCW | 2562.3333 | 235.6667
[13 empty] | 44003 | 44003 | OH | RFCW | 2562.3333 | 235.6667
[13 empty] | 44004 | 44004 | OH | RFCW | 2562.3333 | 235.6667
[13 empty] | 44005 | 44005 | OH | RFCW | 2562.3333 | 235.6667
[13 empty] | 44010 | 44010 | OH | RFCW | 2562.3333 | 235.6667
[13 empty] | 44011 | 44011 | OH | RFCW | 2562.3333 | 235.6667
[13 empty] | 44012 | 44012 | OH | RFCW | 2562.3333 | 235.6667
[13 empty] | 44017 | 44017 | OH | RFCW | 2562.3333 | 235.6667
[13 empty] | 44021 | 44021 | OH | RFCW | 2562.3333 | 235.6667
[13 empty] | 44022 | 44022 | OH | RFCW | 2562.3333 | 235.6667
[13 empty] | 44023 | 44023 | OH | RFCW | 2562.3333 | 235.6667
[13 empty] | 44024 | 44024 | OH | RFCW | 2562.3333 | 235.6667
[13 empty] | 44026 | 44026 | OH | RFCW | 2562.3333 | 235.6667
[13 empty] | 44028 | 44028 | OH | RFCW | 2562.3333 | 235.6667
[13 empty] | 44030 | 44030 | OH | RFCW | 2562.3333 | 235.6667
[13 empty] | 44032 | 44032 | OH | RFCW | 2562.3333 | 235.6667
[13 empty] | 44033 | 44033 | OH | RFCW | 2562.3333 | 235.6667
[13 empty] | 44035 | 44035 | OH | RFCW | 2562.3333 | 235.6667
[13 empty] | 44036 | 44036 | OH | RFCW | 2562.3333 | 235.6667
[13 empty] | 44039 | 44039 | OH | RFCW | 2562.3333 | 235.6667
[13 empty] | 44040 | 44040 | OH | RFCW | 2562.3333 | 235.6667
[13 empty] | 44041 | 44041 | OH | RFCW | 2562.3333 | 235.6667
[13 empty] | 44044 | 44044 | OH | RFCW | 2562.3333 | 235.6667
[13 empty] | 44045 | 44045 | OH | RFCW | 2562.3333 | 235.6667
[13 empty] | 44046 | 44046 | OH | RFCW | 2562.3333 | 235.6667
[13 empty] | 44047 | 44047 | OH | RFCW | 2562.3333 | 235.6667
[13 empty] | 44048 | 44048 | OH | RFCW | 2562.3333 | 235.6667
[13 empty] | 44049 | 44049 | OH | RFCW | 2562.3333 | 235.6667
[13 empty] | 44050 | 44050 | OH | RFCW | 2562.3333 | 235.6667
[13 empty] | 44052 | 44052 | OH | RFCW | 2562.3333 | 235.6667
[13 empty] | 44053 | 44053 | OH | RFCW | 2562.3333 | 235.6667
[13 empty] | 44054 | 44054 | OH | RFCW | 2562.3333 | 235.6667
[13 empty] | 44055 | 44055 | OH | RFCW | 2562.3333 | 235.6667
[13 empty] | 44056 | 44056 | OH | RFCW | 2562.3333 | 235.6667
[13 empty] | 44057 | 44057 | OH | RFCW | 2562.3333 | 235.6667
[13 empty] | 44060 | 44060 | OH | RFCW | 2562.3333 | 235.6667
[13 empty] | 44061 | 44061 | OH | RFCW | 2562.3333 | 235.6667
[13 empty] | 44062 | 44062 | OH | RFCW | 2562.3333 | 235.6667
[13 empty] | 44064 | 44064 | OH | RFCW | 2562.3333 | 235.6667
[13 empty] | 44065 | 44065 | OH | RFCW | 2562.3333 | 235.6667
[13 empty] | 44067 | 44067 | OH | RFCW | 2562.3333 | 235.6667
[13 empty] | 44068 | 44068 | OH | RFCW | 2562.3333 | 235.6667
[13 empty] | 44070 | 44070 | OH | RFCW | 2562.3333 | 235.6667
[13 empty] | 44072 | 44072 | OH | RFCW | 2562.3333 | 235.6667
[13 empty] | 44073 | 44073 | OH | RFCW | 2562.3333 | 235.6667
[13 empty] | 44074 | 44074 | OH | RFCW | 2562.3333 | 235.6667
[13 empty] | 44076 | 44076 | OH | RFCW | 2562.3333 | 235.6667
[13 empty] | 44077 | 44077 | OH | RFCW | 2562.3333 | 235.6667
[13 empty] | 44080 | 44080 | OH | RFCW | 2562.3333 | 235.6667
[13 empty] | 44081 | 44081 | OH | RFCW | 2562.3333 | 235.6667
[13 empty] | 44082 | 44082 | OH | RFCW | 2562.3333 | 235.6667
[13 empty] | 44084 | 44084 | OH | RFCW | 2562.3333 | 235.6667
[13 empty] | 44085 | 44085 | OH | RFCW | 2562.3333 | 235.6667
[13 empty] | 44086 | 44086 | OH | RFCW | 2562.3333 | 235.6667
[13 empty] | 44087 | 44087 | OH | RFCW | 2562.3333 | 235.6667
[13 empty] | 44088 | 44088 | OH | RFCW | 2562.3333 | 235.6667
[13 empty] | 44089 | 44089 | OH | RFCW | 2562.3333 | 235.6667
[13 empty] | 44090 | 44090 | OH | RFCW | 2562.3333 | 235.6667
[13 empty] | 44092 | 44092 | OH | RFCW | 2562.3333 | 235.6667
[13 empty] | 44093 | 44093 | OH | RFCW | 2562.3333 | 235.6667
[13 empty] | 44094 | 44094 | OH | RFCW | 2562.3333 | 235.6667
[13 empty] | 44095 | 44095 | OH | RFCW | 2562.3333 | 235.6667
[13 empty] | 44096 | 44096 | OH | RFCW | 2562.3333 | 235.6667
[13 empty] | 44097 | 44097 | OH | RFCW | 2562.3333 | 235.6667
[13 empty] | 44099 | 44099 | OH | RFCW | 2562.3333 | 235.6667
[13 empty] | 44101 | 44101 | OH | RFCW | 2562.3333 | 235.6667
[13 empty] | 44102 | 44102 | OH | RFCW | 2562.3333 | 235.6667
[13 empty] | 44103 | 44103 | OH | RFCW | 2562.3333 | 235.6667
[13 empty] | 44104 | 44104 | OH | RFCW | 2562.3333 | 235.6667
[13 empty] | 44105 | 44105 | OH | RFCW | 2562.3333 | 235.6667
[13 empty] | 44106 | 44106 | OH | RFCW | 2562.3333 | 235.6667
[13 empty] | 44107 | 44107 | OH | RFCW | 2562.3333 | 235.6667
[13 empty] | 44108 | 44108 | OH | RFCW | 2562.3333 | 235.6667
[13 empty] | 44109 | 44109 | OH | RFCW | 2562.3333 | 235.6667
[13 empty] | 44110 | 44110 | OH | RFCW | 2562.3333 | 235.6667
[13 empty] | 44111 | 44111 | OH | RFCW | 2562.3333 | 235.6667
[13 empty] | 44112 | 44112 | OH | RFCW | 2562.3333 | 235.6667
[13 empty] | 44113 | 44113 | OH | RFCW | 2562.3333 | 235.6667
[13 empty] | 44114 | 44114 | OH | RFCW | 2562.3333 | 235.6667
[13 empty] | 44115 | 44115 | OH | RFCW | 2562.3333 | 235.6667
[13 empty] | 44116 | 44116 | OH | RFCW | 2562.3333 | 235.6667
[13 empty] | 44117 | 44117 | OH | RFCW | 2562.3333 | 235.6667
[13 empty] | 44118 | 44118 | OH | RFCW | 2562.3333 | 235.6667
[13 empty] | 44119 | 44119 | OH | RFCW | 2562.3333 | 235.6667
[13 empty] | 44120 | 44120 | OH | RFCW | 2562.3333 | 235.6667
[13 empty] | 44121 | 44121 | OH | RFCW | 2562.3333 | 235.6667
[13 empty] | 44122 | 44122 | OH | RFCW | 2562.3333 | 235.6667
[13 empty] | 44123 | 44123 | OH | RFCW | 2562.3333 | 235.6667
[13 empty] | 44124 | 44124 | OH | RFCW | 2562.3333 | 235.6667
[13 empty] | 44125 | 44125 | OH | RFCW | 2562.3333 | 235.6667
[13 empty] | 44126 | 44126 | OH | RFCW | 2562.3333 | 235.6667
[13 empty] | 44127 | 44127 | OH | RFCW | 2562.3333 | 235.6667
[13 empty] | 44128 | 44128 | OH | RFCW | 2562.3333 | 235.6667
[13 empty] | 44129 | 44129 | OH | RFCW | 2562.3333 | 235.6667
[13 empty] | 44130 | 44130 | OH | RFCW | 2562.3333 | 235.6667
[13 empty] | 44131 | 44131 | OH | RFCW | 2562.3333 | 235.6667
[13 empty] | 44132 | 44132 | OH | RFCW | 2562.3333 | 235.6667
[13 empty] | 44133 | 44133 | OH | RFCW | 2562.3333 | 235.6667
[13 empty] | 44134 | 44134 | OH | RFCW | 2562.3333 | 235.6667
[13 empty] | 44135 | 44135 | OH | RFCW | 2562.3333 | 235.6667
[13 empty] | 44136 | 44136 | OH | RFCW | 2562.3333 | 235.6667
[13 empty] | 44137 | 44137 | OH | RFCW | 2562.3333 | 235.6667
[13 empty] | 44138 | 44138 | OH | RFCW | 2562.3333 | 235.6667
[13 empty] | 44139 | 44139 | OH | RFCW | 2562.3333 | 235.6667
[13 empty] | 44140 | 44140 | OH | RFCW | 2562.3333 | 235.6667
[13 empty] | 44141 | 44141 | OH | RFCW | 2562.3333 | 235.6667
[13 empty] | 44142 | 44142 | OH | RFCW | 2562.3333 | 235.6667
[13 empty] | 44143 | 44143 | OH | RFCW | 2562.3333 | 235.6667
[13 empty] | 44144 | 44144 | OH | RFCW | 2562.3333 | 235.6667
[13 empty] | 44145 | 44145 | OH | RFCW | 2562.3333 | 235.6667
[13 empty] | 44146 | 44146 | OH | RFCW | 2562.3333 | 235.6667
[13 empty] | 44147 | 44147 | OH | RFCW | 2562.3333 | 235.6667
[13 empty] | 44149 | 44149 | OH | RFCW | 2562.3333 | 235.6667
[13 empty] | 44181 | 44181 | OH | RFCW | 2562.3333 | 235.6667
[13 empty] | 44188 | 44188 | OH | RFCW | 2562.3333 | 235.6667
[13 empty] | 44190 | 44190 | OH | RFCW | 2562.3333 | 235.6667
[13 empty] | 44191 | 44191 | OH | RFCW | 2562.3333 | 235.6667
[13 empty] | 44192 | 44192 | OH | RFCW | 2562.3333 | 235.6667
[13 empty] | 44193 | 44193 | OH | RFCW | 2562.3333 | 235.6667
[13 empty] | 44194 | 44194 | OH | RFCW | 2562.3333 | 235.6667
[13 empty] | 44195 | 44195 | OH | RFCW | 2562.3333 | 235.6667
[13 empty] | 44197 | 44197 | OH | RFCW | 2562.3333 | 235.6667
[13 empty] | 44198 | 44198 | OH | RFCW | 2562.3333 | 235.6667
[13 empty] | 44199 | 44199 | OH | RFCW | 2562.3333 | 235.6667
[13 empty] | 44201 | 44201 | OH | RFCW | 2562.3333 | 235.6667
[13 empty] | 44202 | 44202 | OH | RFCW | 2562.3333 | 235.6667
[13 empty] | 44203 | 44203 | OH | RFCW | 2562.3333 | 235.6667
[13 empty] | 44210 | 44210 | OH | RFCW | 2562.3333 | 235.6667
[13 empty] | 44211 | 44211 | OH | RFCW | 2562.3333 | 235.6667
[13 empty] | 44212 | 44212 | OH | RFCW | 2562.3333 | 235.6667
[13 empty] | 44214 | 44214 | OH | RFCW | 2562.3333 | 235.6667
[13 empty] | 44215 | 44215 | OH | RFCW | 2562.3333 | 235.6667
[13 empty] | 44216 | 44216 | OH | RFCW | 2562.3333 | 235.6667
[13 empty] | 44217 | 44217 | OH | RFCW | 2562.3333 | 235.6667
[13 empty] | 44221 | 44221 | OH | RFCW | 2562.3333 | 235.6667
[13 empty] | 44222 | 44222 | OH | RFCW | 2562.3333 | 235.6667
[13 empty] | 44223 | 44223 | OH | RFCW | 2562.3333 | 235.6667
[13 empty] | 44224 | 44224 | OH | RFCW | 2562.3333 | 235.6667
[13 empty] | 44230 | 44230 | OH | RFCW | 2562.3333 | 235.6667
[13 empty] | 44231 | 44231 | OH | RFCW | 2562.3333 | 235.6667
[13 empty] | 44232 | 44232 | OH | RFCW | 2562.3333 | 235.6667
[13 empty] | 44233 | 44233 | OH | RFCW | 2562.3333 | 235.6667
[13 empty] | 44234 | 44234 | OH | RFCW | 2562.3333 | 235.6667
[13 empty] | 44235 | 44235 | OH | RFCW | 2562.3333 | 235.6667
[13 empty] | 44236 | 44236 | OH | RFCW | 2562.3333 | 235.6667
[13 empty] | 44237 | 44237 | OH | RFCW | 2562.3333 | 235.6667
[13 empty] | 44240 | 44240 | OH | RFCW | 2562.3333 | 235.6667
[13 empty] | 44241 | 44241 | OH | RFCW | 2562.3333 | 235.6667
[13 empty] | 44242 | 44242 | OH | RFCW | 2562.3333 | 235.6667
[13 empty] | 44243 | 44243 | OH | RFCW | 2562.3333 | 235.6667
[13 empty] | 44250 | 44250 | OH | RFCW | 2562.3333 | 235.6667
[13 empty] | 44251 | 44251 | OH | RFCW | 2562.3333 | 235.6667
[13 empty] | 44253 | 44253 | OH | RFCW | 2562.3333 | 235.6667
[13 empty] | 44254 | 44254 | OH | RFCW | 2562.3333 | 235.6667
[13 empty] | 44255 | 44255 | OH | RFCW | 2562.3333 | 235.6667
[13 empty] | 44256 | 44256 | OH | RFCW | 2562.3333 | 235.6667
[13 empty] | 44258 | 44258 | OH | RFCW | 2562.3333 | 235.6667
[13 empty] | 44260 | 44260 | OH | RFCW | 2562.3333 | 235.6667
[13 empty] | 44262 | 44262 | OH | RFCW | 2562.3333 | 235.6667
[13 empty] | 44264 | 44264 | OH | RFCW | 2562.3333 | 235.6667
[13 empty] | 44265 | 44265 | OH | RFCW | 2562.3333 | 235.6667
[13 empty] | 44266 | 44266 | OH | RFCW | 2562.3333 | 235.6667
[13 empty] | 44270 | 44270 | OH | RFCW | 2562.3333 | 235.6667
[13 empty] | 44272 | 44272 | OH | RFCW | 2562.3333 | 235.6667
[13 empty] | 44273 | 44273 | OH | RFCW | 2562.3333 | 235.6667
[13 empty] | 44274 | 44274 | OH | RFCW | 2562.3333 | 235.6667
[13 empty] | 44275 | 44275 | OH | RFCW | 2562.3333 | 235.6667
[13 empty] | 44276 | 44276 | OH | RFCW | 2562.3333 | 235.6667
[13 empty] | 44278 | 44278 | OH | RFCW | 2562.3333 | 235.6667
[13 empty] | 44280 | 44280 | OH | RFCW | 2562.3333 | 235.6667
[13 empty] | 44281 | 44281 | OH | RFCW | 2562.3333 | 235.6667
[13 empty] | 44282 | 44282 | OH | RFCW | 2562.3333 | 235.6667
[13 empty] | 44285 | 44285 | OH | RFCW | 2562.3333 | 235.6667
[13 empty] | 44286 | 44286 | OH | RFCW | 2562.3333 | 235.6667
[13 empty] | 44287 | 44287 | OH | RFCW | 2562.3333 | 235.6667
[13 empty] | 44288 | 44288 | OH | RFCW | 2562.3333 | 235.6667
[13 empty] | 44301 | 44301 | OH | RFCW | 2562.3333 | 235.6667
[13 empty] | 44302 | 44302 | OH | RFCW | 2562.3333 | 235.6667
[13 empty] | 44303 | 44303 | OH | RFCW | 2562.3333 | 235.6667
[13 empty] | 44304 | 44304 | OH | RFCW | 2562.3333 | 235.6667
[13 empty] | 44305 | 44305 | OH | RFCW | 2562.3333 | 235.6667
[13 empty] | 44306 | 44306 | OH | RFCW | 2562.3333 | 235.6667
[13 empty] | 44307 | 44307 | OH | RFCW | 2562.3333 | 235.6667
[13 empty] | 44308 | 44308 | OH | RFCW | 2562.3333 | 235.6667
[13 empty] | 44309 | 44309 | OH | RFCW | 2562.3333 | 235.6667
[13 empty] | 44310 | 44310 | OH | RFCW | 2562.3333 | 235.6667
[13 empty] | 44311 | 44311 | OH | RFCW | 2562.3333 | 235.6667
[13 empty] | 44312 | 44312 | OH | RFCW | 2562.3333 | 235.6667
[13 empty] | 44313 | 44313 | OH | RFCW | 2562.3333 | 235.6667
[13 empty] | 44314 | 44314 | OH | RFCW | 2562.3333 | 235.6667
[13 empty] | 44315 | 44315 | OH | RFCW | 2562.3333 | 235.6667
[13 empty] | 44316 | 44316 | OH | RFCW | 2562.3333 | 235.6667
[13 empty] | 44317 | 44317 | OH | RFCW | 2562.3333 | 235.6667
[13 empty] | 44319 | 44319 | OH | RFCW | 2562.3333 | 235.6667
[13 empty] | 44320 | 44320 | OH | RFCW | 2562.3333 | 235.6667
[13 empty] | 44321 | 44321 | OH | RFCW | 2562.3333 | 235.6667
[13 empty] | 44325 | 44325 | OH | RFCW | 2562.3333 | 235.6667
[13 empty] | 44326 | 44326 | OH | RFCW | 2562.3333 | 235.6667
[13 empty] | 44328 | 44328 | OH | RFCW | 2562.3333 | 235.6667
[13 empty] | 44333 | 44333 | OH | RFCW | 2562.3333 | 235.6667
[13 empty] | 44334 | 44334 | OH | RFCW | 2562.3333 | 235.6667
[13 empty] | 44372 | 44372 | OH | RFCW | 2562.3333 | 235.6667
[13 empty] | 44393 | 44393 | OH | RFCW | 2562.3333 | 235.6667
[13 empty] | 44396 | 44396 | OH | RFCW | 2562.3333 | 235.6667
[13 empty] | 44398 | 44398 | OH | RFCW | 2562.3333 | 235.6667
[13 empty] | 44399 | 44399 | OH | RFCW | 2562.3333 | 235.6667
[13 empty] | 44401 | 44401 | OH | RFCW | 2562.3333 | 235.6667
[13 empty] | 44402 | 44402 | OH | RFCW | 2562.3333 | 235.6667
[13 empty] | 44403 | 44403 | OH | RFCW | 2562.3333 | 235.6667
[13 empty] | 44404 | 44404 | OH | RFCW | 2562.3333 | 235.6667
[13 empty] | 44405 | 44405 | OH | RFCW | 2562.3333 | 235.6667
[13 empty] | 44406 | 44406 | OH | RFCW | 2562.3333 | 235.6667
[13 empty] | 44408 | 44408 | OH | RFCW | 2562.3333 | 235.6667
[13 empty] | 44410 | 44410 | OH | RFCW | 2562.3333 | 235.6667
[13 empty] | 44411 | 44411 | OH | RFCW | 2562.3333 | 235.6667
[13 empty] | 44412 | 44412 | OH | RFCW | 2562.3333 | 235.6667
[13 empty] | 44413 | 44413 | OH | RFCW | 2562.3333 | 235.6667
[13 empty] | 44415 | 44415 | OH | RFCW | 2562.3333 | 235.6667
[13 empty] | 44416 | 44416 | OH | RFCW | 2562.3333 | 235.6667
[13 empty] | 44417 | 44417 | OH | RFCW | 2562.3333 | 235.6667
[13 empty] | 44418 | 44418 | OH | RFCW | 2562.3333 | 235.6667
[13 empty] | 44420 | 44420 | OH | RFCW | 2562.3333 | 235.6667
[13 empty] | 44422 | 44422 | OH | RFCW | 2562.3333 | 235.6667
[13 empty] | 44423 | 44423 | OH | RFCW | 2562.3333 | 235.6667
[13 empty] | 44424 | 44424 | OH | RFCW | 2562.3333 | 235.6667
[13 empty] | 44425 | 44425 | OH | RFCW | 2562.3333 | 235.6667
[13 empty] | 44427 | 44427 | OH | RFCW | 2562.3333 | 235.6667
[13 empty] | 44428 | 44428 | OH | RFCW | 2562.3333 | 235.6667
[13 empty] | 44429 | 44429 | OH | RFCW | 2562.3333 | 235.6667
[13 empty] | 44430 | 44430 | OH | RFCW | 2562.3333 | 235.6667
[13 empty] | 44431 | 44431 | OH | RFCW | 2562.3333 | 235.6667
[13 empty] | 44432 | 44432 | OH | RFCW | 2562.3333 | 235.6667
[13 empty] | 44436 | 44436 | OH | RFCW | 2562.3333 | 235.6667
[13 empty] | 44437 | 44437 | OH | RFCW | 2562.3333 | 235.6667
[13 empty] | 44438 | 44438 | OH | RFCW | 2562.3333 | 235.6667
[13 empty] | 44439 | 44439 | OH | RFCW | 2562.3333 | 235.6667
[13 empty] | 44440 | 44440 | OH | RFCW | 2562.3333 | 235.6667
[13 empty] | 44441 | 44441 | OH | RFCW | 2562.3333 | 235.6667
[13 empty] | 44442 | 44442 | OH | RFCW | 2562.3333 | 235.6667
[13 empty] | 44443 | 44443 | OH | RFCW | 2562.3333 | 235.6667
[13 empty] | 44444 | 44444 | OH | RFCW | 2562.3333 | 235.6667
[13 empty] | 44445 | 44445 | OH | RFCW | 2562.3333 | 235.6667
[13 empty] | 44446 | 44446 | OH | RFCW | 2562.3333 | 235.6667
[13 empty] | 44449 | 44449 | OH | RFCW | 2562.3333 | 235.6667
[13 empty] | 44450 | 44450 | OH | RFCW | 2562.3333 | 235.6667
[13 empty] | 44451 | 44451 | OH | RFCW | 2562.3333 | 235.6667
[13 empty] | 44452 | 44452 | OH | RFCW | 2562.3333 | 235.6667
[13 empty] | 44453 | 44453 | OH | RFCW | 2562.3333 | 235.6667
[13 empty] | 44454 | 44454 | OH | RFCW | 2562.3333 | 235.6667
[13 empty] | 44455 | 44455 | OH | RFCW | 2562.3333 | 235.6667
[13 empty] | 44460 | 44460 | OH | RFCW | 2562.3333 | 235.6667
[13 empty] | 44470 | 44470 | OH | RFCW | 2562.3333 | 235.6667
[13 empty] | 44471 | 44471 | OH | RFCW | 2562.3333 | 235.6667
[13 empty] | 44473 | 44473 | OH | RFCW | 2562.3333 | 235.6667
[13 empty] | 44481 | 44481 | OH | RFCW | 2562.3333 | 235.6667
[13 empty] | 44482 | 44482 | OH | RFCW | 2562.3333 | 235.6667
[13 empty] | 44483 | 44483 | OH | RFCW | 2562.3333 | 235.6667
[13 empty] | 44484 | 44484 | OH | RFCW | 2562.3333 | 235.6667
[13 empty] | 44485 | 44485 | OH | RFCW | 2562.3333 | 235.6667
[13 empty] | 44486 | 44486 | OH | RFCW | 2562.3333 | 235.6667
[13 empty] | 44488 | 44488 | OH | RFCW | 2562.3333 | 235.6667
[13 empty] | 44490 | 44490 | OH | RFCW | 2562.3333 | 235.6667
[13 empty] | 44491 | 44491 | OH | RFCW | 2562.3333 | 235.6667
[13 empty] | 44492 | 44492 | OH | RFCW | 2562.3333 | 235.6667
[13 empty] | 44493 | 44493 | OH | RFCW | 2562.3333 | 235.6667
[13 empty] | 44501 | 44501 | OH | RFCW | 2562.3333 | 235.6667
[13 empty] | 44502 | 44502 | OH | RFCW | 2562.3333 | 235.6667
[13 empty] | 44503 | 44503 | OH | RFCW | 2562.3333 | 235.6667
[13 empty] | 44504 | 44504 | OH | RFCW | 2562.3333 | 235.6667
[13 empty] | 44505 | 44505 | OH | RFCW | 2562.3333 | 235.6667
[13 empty] | 44506 | 44506 | OH | RFCW | 2562.3333 | 235.6667
[13 empty] | 44507 | 44507 | OH | RFCW | 2562.3333 | 235.6667
[13 empty] | 44509 | 44509 | OH | RFCW | 2562.3333 | 235.6667
[13 empty] | 44510 | 44510 | OH | RFCW | 2562.3333 | 235.6667
[13 empty] | 44511 | 44511 | OH | RFCW | 2562.3333 | 235.6667
[13 empty] | 44512 | 44512 | OH | RFCW | 2562.3333 | 235.6667
[13 empty] | 44513 | 44513 | OH | RFCW | 2562.3333 | 235.6667
[13 empty] | 44514 | 44514 | OH | RFCW | 2562.3333 | 235.6667
[13 empty] | 44515 | 44515 | OH | RFCW | 2562.3333 | 235.6667
[13 empty] | 44555 | 44555 | OH | RFCW | 2562.3333 | 235.6667
[13 empty] | 44601 | 44601 | OH | RFCW | 2562.3333 | 235.6667
[13 empty] | 44606 | 44606 | OH | RFCW | 2562.3333 | 235.6667
[13 empty] | 44607 | 44607 | OH | RFCW | 2562.3333 | 235.6667
[13 empty] | 44608 | 44608 | OH | RFCW | 2562.3333 | 235.6667
[13 empty] | 44609 | 44609 | OH | RFCW | 2562.3333 | 235.6667
[13 empty] | 44610 | 44610 | OH | RFCW | 2562.3333 | 235.6667
[13 empty] | 44611 | 44611 | OH | RFCW | 2562.3333 | 235.6667
[13 empty] | 44612 | 44612 | OH | RFCW | 2562.3333 | 235.6667
[13 empty] | 44613 | 44613 | OH | RFCW | 2562.3333 | 235.6667
[13 empty] | 44614 | 44614 | OH | RFCW | 2562.3333 | 235.6667
[13 empty] | 44615 | 44615 | OH | RFCW | 2562.3333 | 235.6667
[13 empty] | 44617 | 44617 | OH | RFCW | 2562.3333 | 235.6667
[13 empty] | 44618 | 44618 | OH | RFCW | 2562.3333 | 235.6667
[13 empty] | 44619 | 44619 | OH | RFCW | 2562.3333 | 235.6667
[13 empty] | 44620 | 44620 | OH | RFCW | 2562.3333 | 235.6667
[13 empty] | 44621 | 44621 | OH | RFCW | 2562.3333 | 235.6667
[13 empty] | 44622 | 44622 | OH | RFCW | 2562.3333 | 235.6667
[13 empty] | 44624 | 44624 | OH | RFCW | 2562.3333 | 235.6667
[13 empty] | 44625 | 44625 | OH | RFCW | 2562.3333 | 235.6667
[13 empty] | 44626 | 44626 | OH | RFCW | 2562.3333 | 235.6667
[13 empty] | 44627 | 44627 | OH | RFCW | 2562.3333 | 235.6667
[13 empty] | 44628 | 44628 | OH | RFCW | 2562.3333 | 235.6667
[13 empty] | 44629 | 44629 | OH | RFCW | 2562.3333 | 235.6667
[13 empty] | 44630 | 44630 | OH | RFCW | 2562.3333 | 235.6667
[13 empty] | 44631 | 44631 | OH | RFCW | 2562.3333 | 235.6667
[13 empty] | 44632 | 44632 | OH | RFCW | 2562.3333 | 235.6667
[13 empty] | 44633 | 44633 | OH | RFCW | 2562.3333 | 235.6667
[13 empty] | 44634 | 44634 | OH | RFCW | 2562.3333 | 235.6667
[13 empty] | 44636 | 44636 | OH | RFCW | 2562.3333 | 235.6667
[13 empty] | 44637 | 44637 | OH | RFCW | 2562.3333 | 235.6667
[13 empty] | 44638 | 44638 | OH | RFCW | 2562.3333 | 235.6667
[13 empty] | 44639 | 44639 | OH | RFCW | 2562.3333 | 235.6667
[13 empty] | 44640 | 44640 | OH | RFCW | 2562.3333 | 235.6667
[13 empty] | 44641 | 44641 | OH | RFCW | 2562.3333 | 235.6667
[13 empty] | 44643 | 44643 | OH | RFCW | 2562.3333 | 235.6667
[13 empty] | 44644 | 44644 | OH | RFCW | 2562.3333 | 235.6667
[13 empty] | 44645 | 44645 | OH | RFCW | 2562.3333 | 235.6667
[13 empty] | 44646 | 44646 | OH | RFCW | 2562.3333 | 235.6667
[13 empty] | 44647 | 44647 | OH | RFCW | 2562.3333 | 235.6667
[13 empty] | 44648 | 44648 | OH | RFCW | 2562.3333 | 235.6667
[13 empty] | 44650 | 44650 | OH | RFCW | 2562.3333 | 235.6667
[13 empty] | 44651 | 44651 | OH | RFCW | 2562.3333 | 235.6667
[13 empty] | 44652 | 44652 | OH | RFCW | 2562.3333 | 235.6667
[13 empty] | 44653 | 44653 | OH | RFCW | 2562.3333 | 235.6667
[13 empty] | 44654 | 44654 | OH | RFCW | 2562.3333 | 235.6667
[13 empty] | 44656 | 44656 | OH | RFCW | 2562.3333 | 235.6667
[13 empty] | 44657 | 44657 | OH | RFCW | 2562.3333 | 235.6667
[13 empty] | 44659 | 44659 | OH | RFCW | 2562.3333 | 235.6667
[13 empty] | 44660 | 44660 | OH | RFCW | 2562.3333 | 235.6667
[13 empty] | 44661 | 44661 | OH | RFCW | 2562.3333 | 235.6667
[13 empty] | 44662 | 44662 | OH | RFCW | 2562.3333 | 235.6667
[13 empty] | 44663 | 44663 | OH | RFCW | 2562.3333 | 235.6667
[13 empty] | 44665 | 44665 | OH | RFCW | 2562.3333 | 235.6667
[13 empty] | 44666 | 44666 | OH | RFCW | 2562.3333 | 235.6667
[13 empty] | 44667 | 44667 | OH | RFCW | 2562.3333 | 235.6667
[13 empty] | 44669 | 44669 | OH | RFCW | 2562.3333 | 235.6667
[13 empty] | 44670 | 44670 | OH | RFCW | 2562.3333 | 235.6667
[13 empty] | 44671 | 44671 | OH | RFCW | 2562.3333 | 235.6667
[13 empty] | 44672 | 44672 | OH | RFCW | 2562.3333 | 235.6667
[13 empty] | 44675 | 44675 | OH | RFCW | 2562.3333 | 235.6667
[13 empty] | 44676 | 44676 | OH | RFCW | 2562.3333 | 235.6667
[13 empty] | 44677 | 44677 | OH | RFCW | 2562.3333 | 235.6667
[13 empty] | 44678 | 44678 | OH | RFCW | 2562.3333 | 235.6667
[13 empty] | 44679 | 44679 | OH | RFCW | 2562.3333 | 235.6667
[13 empty] | 44680 | 44680 | OH | RFCW | 2562.3333 | 235.6667
[13 empty] | 44681 | 44681 | OH | RFCW | 2562.3333 | 235.6667
[13 empty] | 44682 | 44682 | OH | RFCW | 2562.3333 | 235.6667
[13 empty] | 44683 | 44683 | OH | RFCW | 2562.3333 | 235.6667
[13 empty] | 44685 | 44685 | OH | RFCW | 2562.3333 | 235.6667
[13 empty] | 44687 | 44687 | OH | RFCW | 2562.3333 | 235.6667
[13 empty] | 44688 | 44688 | OH | RFCW | 2562.3333 | 235.6667
[13 empty] | 44689 | 44689 | OH | RFCW | 2562.3333 | 235.6667
[13 empty] | 44690 | 44690 | OH | RFCW | 2562.3333 | 235.6667
[13 empty] | 44691 | 44691 | OH | RFCW | 2562.3333 | 235.6667
[13 empty] | 44693 | 44693 | OH | RFCW | 2562.3333 | 235.6667
[13 empty] | 44695 | 44695 | OH | RFCW | 2562.3333 | 235.6667
[13 empty] | 44697 | 44697 | OH | RFCW | 2562.3333 | 235.6667
[13 empty] | 44699 | 44699 | OH | RFCW | 2562.3333 | 235.6667
[13 empty] | 44701 | 44701 | OH | RFCW | 2562.3333 | 235.6667
[13 empty] | 44702 | 44702 | OH | RFCW | 2562.3333 | 235.6667
[13 empty] | 44703 | 44703 | OH | RFCW | 2562.3333 | 235.6667
[13 empty] | 44704 | 44704 | OH | RFCW | 2562.3333 | 235.6667
[13 empty] | 44705 | 44705 | OH | RFCW | 2562.3333 | 235.6667
[13 empty] | 44706 | 44706 | OH | RFCW | 2562.3333 | 235.6667
[13 empty] | 44707 | 44707 | OH | RFCW | 2562.3333 | 235.6667
[13 empty] | 44708 | 44708 | OH | RFCW | 2562.3333 | 235.6667
[13 empty] | 44709 | 44709 | OH | RFCW | 2562.3333 | 235.6667
[13 empty] | 44710 | 44710 | OH | RFCW | 2562.3333 | 235.6667
[13 empty] | 44711 | 44711 | OH | RFCW | 2562.3333 | 235.6667
[13 empty] | 44714 | 44714 | OH | RFCW | 2562.3333 | 235.6667
[13 empty] | 44718 | 44718 | OH | RFCW | 2562.3333 | 235.6667
[13 empty] | 44720 | 44720 | OH | RFCW | 2562.3333 | 235.6667
[13 empty] | 44721 | 44721 | OH | RFCW | 2562.3333 | 235.6667
[13 empty] | 44730 | 44730 | OH | RFCW | 2562.3333 | 235.6667
[13 empty] | 44735 | 44735 | OH | RFCW | 2562.3333 | 235.6667
[13 empty] | 44750 | 44750 | OH | RFCW | 2562.3333 | 235.6667
[13 empty] | 44767 | 44767 | OH | RFCW | 2562.3333 | 235.6667
[13 empty] | 44799 | 44799 | OH | RFCW | 2562.3333 | 235.6667
[13 empty] | 44802 | 44802 | OH | RFCW | 2562.3333 | 235.6667
[13 empty] | 44804 | 44804 | OH | RFCW | 2562.3333 | 235.6667
[13 empty] | 44805 | 44805 | OH | RFCW | 2562.3333 | 235.6667
[13 empty] | 44807 | 44807 | OH | RFCW | 2562.3333 | 235.6667
[13 empty] | 44809 | 44809 | OH | RFCW | 2562.3333 | 235.6667
[13 empty] | 44811 | 44811 | OH | RFCW | 2562.3333 | 235.6667
[13 empty] | 44813 | 44813 | OH | RFCW | 2562.3333 | 235.6667
[13 empty] | 44814 | 44814 | OH | RFCW | 2562.3333 | 235.6667
[13 empty] | 44815 | 44815 | OH | RFCW | 2562.3333 | 235.6667
[13 empty] | 44816 | 44816 | OH | RFCW | 2562.3333 | 235.6667
[13 empty] | 44817 | 44817 | OH | RFCW | 2562.3333 | 235.6667
[13 empty] | 44818 | 44818 | OH | RFCW | 2562.3333 | 235.6667
[13 empty] | 44820 | 44820 | OH | RFCW | 2562.3333 | 235.6667
[13 empty] | 44822 | 44822 | OH | RFCW | 2562.3333 | 235.6667
[13 empty] | 44824 | 44824 | OH | RFCW | 2562.3333 | 235.6667
[13 empty] | 44825 | 44825 | OH | RFCW | 2562.3333 | 235.6667
[13 empty] | 44826 | 44826 | OH | RFCW | 2562.3333 | 235.6667
[13 empty] | 44827 | 44827 | OH | RFCW | 2562.3333 | 235.6667
[13 empty] | 44828 | 44828 | OH | RFCW | 2562.3333 | 235.6667
[13 empty] | 44830 | 44830 | OH | RFCW | 2562.3333 | 235.6667
[13 empty] | 44833 | 44833 | OH | RFCW | 2562.3333 | 235.6667
[13 empty] | 44836 | 44836 | OH | RFCW | 2562.3333 | 235.6667
[13 empty] | 44837 | 44837 | OH | RFCW | 2562.3333 | 235.6667
[13 empty] | 44838 | 44838 | OH | RFCW | 2562.3333 | 235.6667
[13 empty] | 44839 | 44839 | OH | RFCW | 2562.3333 | 235.6667
[13 empty] | 44840 | 44840 | OH | RFCW | 2562.3333 | 235.6667
[13 empty] | 44841 | 44841 | OH | RFCW | 2562.3333 | 235.6667
[13 empty] | 44842 | 44842 | OH | RFCW | 2562.3333 | 235.6667
[13 empty] | 44843 | 44843 | OH | RFCW | 2562.3333 | 235.6667
[13 empty] | 44844 | 44844 | OH | RFCW | 2562.3333 | 235.6667
[13 empty] | 44845 | 44845 | OH | RFCW | 2562.3333 | 235.6667
[13 empty] | 44846 | 44846 | OH | RFCW | 2562.3333 | 235.6667
[13 empty] | 44847 | 44847 | OH | RFCW | 2562.3333 | 235.6667
[13 empty] | 44848 | 44848 | OH | RFCW | 2562.3333 | 235.6667
[13 empty] | 44849 | 44849 | OH | RFCW | 2562.3333 | 235.6667
[13 empty] | 44850 | 44850 | OH | RFCW | 2562.3333 | 235.6667
[13 empty] | 44851 | 44851 | OH | RFCW | 2562.3333 | 235.6667
[13 empty] | 44853 | 44853 | OH | RFCW | 2562.3333 | 235.6667
[13 empty] | 44854 | 44854 | OH | RFCW | 2562.3333 | 235.6667
[13 empty] | 44855 | 44855 | OH | RFCW | 2562.3333 | 235.6667
[13 empty] | 44856 | 44856 | OH | RFCW | 2562.3333 | 235.6667
[13 empty] | 44857 | 44857 | OH | RFCW | 2562.3333 | 235.6667
[13 empty] | 44859 | 44859 | OH | RFCW | 2562.3333 | 235.6667
[13 empty] | 44860 | 44860 | OH | RFCW | 2562.3333 | 235.6667
[13 empty] | 44861 | 44861 | OH | RFCW | 2562.3333 | 235.6667
[13 empty] | 44862 | 44862 | OH | RFCW | 2562.3333 | 235.6667
[13 empty] | 44864 | 44864 | OH | RFCW | 2562.3333 | 235.6667
[13 empty] | 44865 | 44865 | OH | RFCW | 2562.3333 | 235.6667
[13 empty] | 44866 | 44866 | OH | RFCW | 2562.3333 | 235.6667
[13 empty] | 44867 | 44867 | OH | RFCW | 2562.3333 | 235.6667
[13 empty] | 44870 | 44870 | OH | RFCW | 2562.3333 | 235.6667
[13 empty] | 44871 | 44871 | OH | RFCW | 2562.3333 | 235.6667
[13 empty] | 44874 | 44874 | OH | RFCW | 2562.3333 | 235.6667
[13 empty] | 44875 | 44875 | OH | RFCW | 2562.3333 | 235.6667
[13 empty] | 44878 | 44878 | OH | RFCW | 2562.3333 | 235.6667
[13 empty] | 44880 | 44880 | OH | RFCW | 2562.3333 | 235.6667
[13 empty] | 44881 | 44881 | OH | RFCW | 2562.3333 | 235.6667
[13 empty] | 44882 | 44882 | OH | RFCW | 2562.3333 | 235.6667
[13 empty] | 44883 | 44883 | OH | RFCW | 2562.3333 | 235.6667
[13 empty] | 44887 | 44887 | OH | RFCW | 2562.3333 | 235.6667
[13 empty] | 44888 | 44888 | OH | RFCW | 2562.3333 | 235.6667
[13 empty] | 44889 | 44889 | OH | RFCW | 2562.3333 | 235.6667
[13 empty] | 44890 | 44890 | OH | RFCW | 2562.3333 | 235.6667
[13 empty] | 44901 | 44901 | OH | RFCW | 2562.3333 | 235.6667
[13 empty] | 44902 | 44902 | OH | RFCW | 2562.3333 | 235.6667
[13 empty] | 44903 | 44903 | OH | RFCW | 2562.3333 | 235.6667
[13 empty] | 44904 | 44904 | OH | RFCW | 2562.3333 | 235.6667
[13 empty] | 44905 | 44905 | OH | RFCW | 2562.3333 | 235.6667
[13 empty] | 44906 | 44906 | OH | RFCW | 2562.3333 | 235.6667
[13 empty] | 44907 | 44907 | OH | RFCW | 2562.3333 | 235.6667
[13 empty] | 45001 | 45001 | OH | RFCW | 2562.3333 | 235.6667
[13 empty] | 45002 | 45002 | OH | RFCW | 2562.3333 | 235.6667
[13 empty] | 45003 | 45003 | OH | RFCW | 2562.3333 | 235.6667
[13 empty] | 45004 | 45004 | OH | RFCW | 2562.3333 | 235.6667
[13 empty] | 45005 | 45005 | OH | RFCW | 2562.3333 | 235.6667
[13 empty] | 45011 | 45011 | OH | RFCW | 2562.3333 | 235.6667
[13 empty] | 45012 | 45012 | OH | RFCW | 2562.3333 | 235.6667
[13 empty] | 45013 | 45013 | OH | RFCW | 2562.3333 | 235.6667
[13 empty] | 45014 | 45014 | OH | RFCW | 2562.3333 | 235.6667
[13 empty] | 45015 | 45015 | OH | RFCW | 2562.3333 | 235.6667
[13 empty] | 45018 | 45018 | OH | RFCW | 2562.3333 | 235.6667
[13 empty] | 45025 | 45025 | OH | RFCW | 2562.3333 | 235.6667
[13 empty] | 45026 | 45026 | OH | RFCW | 2562.3333 | 235.6667
[13 empty] | 45030 | 45030 | OH | RFCW | 2562.3333 | 235.6667
[13 empty] | 45032 | 45032 | OH | RFCW | 2562.3333 | 235.6667
[13 empty] | 45033 | 45033 | OH | RFCW | 2562.3333 | 235.6667
[13 empty] | 45034 | 45034 | OH | RFCW | 2562.3333 | 235.6667
[13 empty] | 45036 | 45036 | OH | RFCW | 2562.3333 | 235.6667
[13 empty] | 45039 | 45039 | OH | RFCW | 2562.3333 | 235.6667
[13 empty] | 45040 | 45040 | OH | RFCW | 2562.3333 | 235.6667
[13 empty] | 45041 | 45041 | OH | RFCW | 2562.3333 | 235.6667
[13 empty] | 45042 | 45042 | OH | RFCW | 2562.3333 | 235.6667
[13 empty] | 45043 | 45043 | OH | RFCW | 2562.3333 | 235.6667
[13 empty] | 45044 | 45044 | OH | RFCW | 2562.3333 | 235.6667
[13 empty] | 45050 | 45050 | OH | RFCW | 2562.3333 | 235.6667
[13 empty] | 45051 | 45051 | OH | RFCW | 2562.3333 | 235.6667
[13 empty] | 45052 | 45052 | OH | RFCW | 2562.3333 | 235.6667
[13 empty] | 45053 | 45053 | OH | RFCW | 2562.3333 | 235.6667
[13 empty] | 45054 | 45054 | OH | RFCW | 2562.3333 | 235.6667
[13 empty] | 45055 | 45055 | OH | RFCW | 2562.3333 | 235.6667
[13 empty] | 45056 | 45056 | OH | RFCW | 2562.3333 | 235.6667
[13 empty] | 45061 | 45061 | OH | RFCW | 2562.3333 | 235.6667
[13 empty] | 45062 | 45062 | OH | RFCW | 2562.3333 | 235.6667
[13 empty] | 45063 | 45063 | OH | RFCW | 2562.3333 | 235.6667
[13 empty] | 45064 | 45064 | OH | RFCW | 2562.3333 | 235.6667
[13 empty] | 45065 | 45065 | OH | RFCW | 2562.3333 | 235.6667
[13 empty] | 45066 | 45066 | OH | RFCW | 2562.3333 | 235.6667
[13 empty] | 45067 | 45067 | OH | RFCW | 2562.3333 | 235.6667
[13 empty] | 45068 | 45068 | OH | RFCW | 2562.3333 | 235.6667
[13 empty] | 45069 | 45069 | OH | RFCW | 2562.3333 | 235.6667
[13 empty] | 45070 | 45070 | OH | RFCW | 2562.3333 | 235.6667
[13 empty] | 45071 | 45071 | OH | RFCW | 2562.3333 | 235.6667
[13 empty] | 45101 | 45101 | OH | RFCW | 2562.3333 | 235.6667
[13 empty] | 45102 | 45102 | OH | RFCW | 2562.3333 | 235.6667
[13 empty] | 45103 | 45103 | OH | RFCW | 2562.3333 | 235.6667
[13 empty] | 45105 | 45105 | OH | RFCW | 2562.3333 | 235.6667
[13 empty] | 45106 | 45106 | OH | RFCW | 2562.3333 | 235.6667
[13 empty] | 45107 | 45107 | OH | RFCW | 2562.3333 | 235.6667
[13 empty] | 45110 | 45110 | OH | RFCW | 2562.3333 | 235.6667
[13 empty] | 45111 | 45111 | OH | RFCW | 2562.3333 | 235.6667
[13 empty] | 45112 | 45112 | OH | RFCW | 2562.3333 | 235.6667
[13 empty] | 45113 | 45113 | OH | RFCW | 2562.3333 | 235.6667
[13 empty] | 45114 | 45114 | OH | RFCW | 2562.3333 | 235.6667
[13 empty] | 45115 | 45115 | OH | RFCW | 2562.3333 | 235.6667
[13 empty] | 45118 | 45118 | OH | RFCW | 2562.3333 | 235.6667
[13 empty] | 45119 | 45119 | OH | RFCW | 2562.3333 | 235.6667
[13 empty] | 45120 | 45120 | OH | RFCW | 2562.3333 | 235.6667
[13 empty] | 45121 | 45121 | OH | RFCW | 2562.3333 | 235.6667
[13 empty] | 45122 | 45122 | OH | RFCW | 2562.3333 | 235.6667
[13 empty] | 45123 | 45123 | OH | RFCW | 2562.3333 | 235.6667
[13 empty] | 45130 | 45130 | OH | RFCW | 2562.3333 | 235.6667
[13 empty] | 45131 | 45131 | OH | RFCW | 2562.3333 | 235.6667
[13 empty] | 45132 | 45132 | OH | RFCW | 2562.3333 | 235.6667
[13 empty] | 45133 | 45133 | OH | RFCW | 2562.3333 | 235.6667
[13 empty] | 45135 | 45135 | OH | RFCW | 2562.3333 | 235.6667
[13 empty] | 45138 | 45138 | OH | RFCW | 2562.3333 | 235.6667
[13 empty] | 45140 | 45140 | OH | RFCW | 2562.3333 | 235.6667
[13 empty] | 45142 | 45142 | OH | RFCW | 2562.3333 | 235.6667
[13 empty] | 45144 | 45144 | OH | RFCW | 2562.3333 | 235.6667
[13 empty] | 45145 | 45145 | OH | RFCW | 2562.3333 | 235.6667
[13 empty] | 45146 | 45146 | OH | RFCW | 2562.3333 | 235.6667
[13 empty] | 45147 | 45147 | OH | RFCW | 2562.3333 | 235.6667
[13 empty] | 45148 | 45148 | OH | RFCW | 2562.3333 | 235.6667
[13 empty] | 45150 | 45150 | OH | RFCW | 2562.3333 | 235.6667
[13 empty] | 45152 | 45152 | OH | RFCW | 2562.3333 | 235.6667
[13 empty] | 45153 | 45153 | OH | RFCW | 2562.3333 | 235.6667
[13 empty] | 45154 | 45154 | OH | RFCW | 2562.3333 | 235.6667
[13 empty] | 45155 | 45155 | OH | RFCW | 2562.3333 | 235.6667
[13 empty] | 45156 | 45156 | OH | RFCW | 2562.3333 | 235.6667
[13 empty] | 45157 | 45157 | OH | RFCW | 2562.3333 | 235.6667
[13 empty] | 45158 | 45158 | OH | RFCW | 2562.3333 | 235.6667
[13 empty] | 45159 | 45159 | OH | RFCW | 2562.3333 | 235.6667
[13 empty] | 45160 | 45160 | OH | RFCW | 2562.3333 | 235.6667
[13 empty] | 45162 | 45162 | OH | RFCW | 2562.3333 | 235.6667
[13 empty] | 45164 | 45164 | OH | RFCW | 2562.3333 | 235.6667
[13 empty] | 45166 | 45166 | OH | RFCW | 2562.3333 | 235.6667
[13 empty] | 45167 | 45167 | OH | RFCW | 2562.3333 | 235.6667
[13 empty] | 45168 | 45168 | OH | RFCW | 2562.3333 | 235.6667
[13 empty] | 45169 | 45169 | OH | RFCW | 2562.3333 | 235.6667
[13 empty] | 45171 | 45171 | OH | RFCW | 2562.3333 | 235.6667
[13 empty] | 45172 | 45172 | OH | RFCW | 2562.3333 | 235.6667
[13 empty] | 45174 | 45174 | OH | RFCW | 2562.3333 | 235.6667
[13 empty] | 45176 | 45176 | OH | RFCW | 2562.3333 | 235.6667
[13 empty] | 45177 | 45177 | OH | RFCW | 2562.3333 | 235.6667
[13 empty] | 45201 | 45201 | OH | RFCW | 2562.3333 | 235.6667
[13 empty] | 45202 | 45202 | OH | RFCW | 2562.3333 | 235.6667
[13 empty] | 45203 | 45203 | OH | RFCW | 2562.3333 | 235.6667
[13 empty] | 45204 | 45204 | OH | RFCW | 2562.3333 | 235.6667
[13 empty] | 45205 | 45205 | OH | RFCW | 2562.3333 | 235.6667
[13 empty] | 45206 | 45206 | OH | RFCW | 2562.3333 | 235.6667
[13 empty] | 45207 | 45207 | OH | RFCW | 2562.3333 | 235.6667
[13 empty] | 45208 | 45208 | OH | RFCW | 2562.3333 | 235.6667
[13 empty] | 45209 | 45209 | OH | RFCW | 2562.3333 | 235.6667
[13 empty] | 45211 | 45211 | OH | RFCW | 2562.3333 | 235.6667
[13 empty] | 45212 | 45212 | OH | RFCW | 2562.3333 | 235.6667
[13 empty] | 45213 | 45213 | OH | RFCW | 2562.3333 | 235.6667
[13 empty] | 45214 | 45214 | OH | RFCW | 2562.3333 | 235.6667
[13 empty] | 45215 | 45215 | OH | RFCW | 2562.3333 | 235.6667
[13 empty] | 45216 | 45216 | OH | RFCW | 2562.3333 | 235.6667
[13 empty] | 45217 | 45217 | OH | RFCW | 2562.3333 | 235.6667
[13 empty] | 45218 | 45218 | OH | RFCW | 2562.3333 | 235.6667
[13 empty] | 45219 | 45219 | OH | RFCW | 2562.3333 | 235.6667
[13 empty] | 45220 | 45220 | OH | RFCW | 2562.3333 | 235.6667
[13 empty] | 45221 | 45221 | OH | RFCW | 2562.3333 | 235.6667
[13 empty] | 45222 | 45222 | OH | RFCW | 2562.3333 | 235.6667
[13 empty] | 45223 | 45223 | OH | RFCW | 2562.3333 | 235.6667
[13 empty] | 45224 | 45224 | OH | RFCW | 2562.3333 | 235.6667
[13 empty] | 45225 | 45225 | OH | RFCW | 2562.3333 | 235.6667
[13 empty] | 45226 | 45226 | OH | RFCW | 2562.3333 | 235.6667
[13 empty] | 45227 | 45227 | OH | RFCW | 2562.3333 | 235.6667
[13 empty] | 45228 | 45228 | OH | RFCW | 2562.3333 | 235.6667
[13 empty] | 45229 | 45229 | OH | RFCW | 2562.3333 | 235.6667
[13 empty] | 45230 | 45230 | OH | RFCW | 2562.3333 | 235.6667
[13 empty] | 45231 | 45231 | OH | RFCW | 2562.3333 | 235.6667
[13 empty] | 45232 | 45232 | OH | RFCW | 2562.3333 | 235.6667
[13 empty] | 45233 | 45233 | OH | RFCW | 2562.3333 | 235.6667
[13 empty] | 45234 | 45234 | OH | RFCW | 2562.3333 | 235.6667
[13 empty] | 45235 | 45235 | OH | RFCW | 2562.3333 | 235.6667
[13 empty] | 45236 | 45236 | OH | RFCW | 2562.3333 | 235.6667
[13 empty] | 45237 | 45237 | OH | RFCW | 2562.3333 | 235.6667
[13 empty] | 45238 | 45238 | OH | RFCW | 2562.3333 | 235.6667
[13 empty] | 45239 | 45239 | OH | RFCW | 2562.3333 | 235.6667
[13 empty] | 45240 | 45240 | OH | RFCW | 2562.3333 | 235.6667
[13 empty] | 45241 | 45241 | OH | RFCW | 2562.3333 | 235.6667
[13 empty] | 45242 | 45242 | OH | RFCW | 2562.3333 | 235.6667
[13 empty] | 45243 | 45243 | OH | RFCW | 2562.3333 | 235.6667
[13 empty] | 45244 | 45244 | OH | RFCW | 2562.3333 | 235.6667
[13 empty] | 45245 | 45245 | OH | RFCW | 2562.3333 | 235.6667
[13 empty] | 45246 | 45246 | OH | RFCW | 2562.3333 | 235.6667
[13 empty] | 45247 | 45247 | OH | RFCW | 2562.3333 | 235.6667
[13 empty] | 45248 | 45248 | OH | RFCW | 2562.3333 | 235.6667
[13 empty] | 45249 | 45249 | OH | RFCW | 2562.3333 | 235.6667
[13 empty] | 45250 | 45250 | OH | RFCW | 2562.3333 | 235.6667
[13 empty] | 45251 | 45251 | OH | RFCW | 2562.3333 | 235.6667
[13 empty] | 45252 | 45252 | OH | RFCW | 2562.3333 | 235.6667
[13 empty] | 45253 | 45253 | OH | RFCW | 2562.3333 | 235.6667
[13 empty] | 45254 | 45254 | OH | RFCW | 2562.3333 | 235.6667
[13 empty] | 45255 | 45255 | OH | RFCW | 2562.3333 | 235.6667
[13 empty] | 45258 | 45258 | OH | RFCW | 2562.3333 | 235.6667
[13 empty] | 45262 | 45262 | OH | RFCW | 2562.3333 | 235.6667
[13 empty] | 45263 | 45263 | OH | RFCW | 2562.3333 | 235.6667
[13 empty] | 45264 | 45264 | OH | RFCW | 2562.3333 | 235.6667
[13 empty] | 45267 | 45267 | OH | RFCW | 2562.3333 | 235.6667
[13 empty] | 45268 | 45268 | OH | RFCW | 2562.3333 | 235.6667
[13 empty] | 45269 | 45269 | OH | RFCW | 2562.3333 | 235.6667
[13 empty] | 45270 | 45270 | OH | RFCW | 2562.3333 | 235.6667
[13 empty] | 45271 | 45271 | OH | RFCW | 2562.3333 | 235.6667
[13 empty] | 45273 | 45273 | OH | RFCW | 2562.3333 | 235.6667
[13 empty] | 45274 | 45274 | OH | RFCW | 2562.3333 | 235.6667
[13 empty] | 45275 | 45275 | KY | RFCW | 2562.3333 | 235.6667
[13 empty] | 45277 | 45277 | KY | RFCW | 2562.3333 | 235.6667
[13 empty] | 45280 | 45280 | OH | RFCW | 2562.3333 | 235.6667
[13 empty] | 45296 | 45296 | OH | RFCW | 2562.3333 | 235.6667
[13 empty] | 45298 | 45298 | KY | RFCW | 2562.3333 | 235.6667
[13 empty] | 45299 | 45299 | OH | RFCW | 2562.3333 | 235.6667
[13 empty] | 45301 | 45301 | OH | RFCW | 2562.3333 | 235.6667
[13 empty] | 45302 | 45302 | OH | RFCW | 2562.3333 | 235.6667
[13 empty] | 45303 | 45303 | OH | RFCW | 2562.3333 | 235.6667
[13 empty] | 45304 | 45304 | OH | RFCW | 2562.3333 | 235.6667
[13 empty] | 45305 | 45305 | OH | RFCW | 2562.3333 | 235.6667
[13 empty] | 45306 | 45306 | OH | RFCW | 2562.3333 | 235.6667
[13 empty] | 45307 | 45307 | OH | RFCW | 2562.3333 | 235.6667
[13 empty] | 45308 | 45308 | OH | RFCW | 2562.3333 | 235.6667
[13 empty] | 45309 | 45309 | OH | RFCW | 2562.3333 | 235.6667
[13 empty] | 45310 | 45310 | OH | RFCW | 2562.3333 | 235.6667
[13 empty] | 45311 | 45311 | OH | RFCW | 2562.3333 | 235.6667
[13 empty] | 45312 | 45312 | OH | RFCW | 2562.3333 | 235.6667
[13 empty] | 45314 | 45314 | OH | RFCW | 2562.3333 | 235.6667
[13 empty] | 45315 | 45315 | OH | RFCW | 2562.3333 | 235.6667
[13 empty] | 45316 | 45316 | OH | RFCW | 2562.3333 | 235.6667
[13 empty] | 45317 | 45317 | OH | RFCW | 2562.3333 | 235.6667
[13 empty] | 45318 | 45318 | OH | RFCW | 2562.3333 | 235.6667
[13 empty] | 45319 | 45319 | OH | RFCW | 2562.3333 | 235.6667
[13 empty] | 45320 | 45320 | OH | RFCW | 2562.3333 | 235.6667
[13 empty] | 45321 | 45321 | OH | RFCW | 2562.3333 | 235.6667
[13 empty] | 45322 | 45322 | OH | RFCW | 2562.3333 | 235.6667
[13 empty] | 45323 | 45323 | OH | RFCW | 2562.3333 | 235.6667
[13 empty] | 45324 | 45324 | OH | RFCW | 2562.3333 | 235.6667
[13 empty] | 45325 | 45325 | OH | RFCW | 2562.3333 | 235.6667
[13 empty] | 45326 | 45326 | OH | RFCW | 2562.3333 | 235.6667
[13 empty] | 45327 | 45327 | OH | RFCW | 2562.3333 | 235.6667
[13 empty] | 45328 | 45328 | OH | RFCW | 2562.3333 | 235.6667
[13 empty] | 45330 | 45330 | OH | RFCW | 2562.3333 | 235.6667
[13 empty] | 45331 | 45331 | OH | RFCW | 2562.3333 | 235.6667
[13 empty] | 45332 | 45332 | OH | RFCW | 2562.3333 | 235.6667
[13 empty] | 45333 | 45333 | OH | RFCW | 2562.3333 | 235.6667
[13 empty] | 45334 | 45334 | OH | RFCW | 2562.3333 | 235.6667
[13 empty] | 45335 | 45335 | OH | RFCW | 2562.3333 | 235.6667
[13 empty] | 45336 | 45336 | OH | RFCW | 2562.3333 | 235.6667
[13 empty] | 45337 | 45337 | OH | RFCW | 2562.3333 | 235.6667
[13 empty] | 45338 | 45338 | OH | RFCW | 2562.3333 | 235.6667
[13 empty] | 45339 | 45339 | OH | RFCW | 2562.3333 | 235.6667
[13 empty] | 45340 | 45340 | OH | RFCW | 2562.3333 | 235.6667
[13 empty] | 45341 | 45341 | OH | RFCW | 2562.3333 | 235.6667
[13 empty] | 45342 | 45342 | OH | RFCW | 2562.3333 | 235.6667
[13 empty] | 45343 | 45343 | OH | RFCW | 2562.3333 | 235.6667
[13 empty] | 45344 | 45344 | OH | RFCW | 2562.3333 | 235.6667
[13 empty] | 45345 | 45345 | OH | RFCW | 2562.3333 | 235.6667
[13 empty] | 45346 | 45346 | OH | RFCW | 2562.3333 | 235.6667
[13 empty] | 45347 | 45347 | OH | RFCW | 2562.3333 | 235.6667
[13 empty] | 45348 | 45348 | OH | RFCW | 2562.3333 | 235.6667
[13 empty] | 45349 | 45349 | OH | RFCW | 2562.3333 | 235.6667
[13 empty] | 45350 | 45350 | OH | RFCW | 2562.3333 | 235.6667
[13 empty] | 45351 | 45351 | OH | RFCW | 2562.3333 | 235.6667
[13 empty] | 45352 | 45352 | OH | RFCW | 2562.3333 | 235.6667
[13 empty] | 45353 | 45353 | OH | RFCW | 2562.3333 | 235.6667
[13 empty] | 45354 | 45354 | OH | RFCW | 2562.3333 | 235.6667
[13 empty] | 45356 | 45356 | OH | RFCW | 2562.3333 | 235.6667
[13 empty] | 45358 | 45358 | OH | RFCW | 2562.3333 | 235.6667
[13 empty] | 45359 | 45359 | OH | RFCW | 2562.3333 | 235.6667
[13 empty] | 45360 | 45360 | OH | RFCW | 2562.3333 | 235.6667
[13 empty] | 45361 | 45361 | OH | RFCW | 2562.3333 | 235.6667
[13 empty] | 45362 | 45362 | OH | RFCW | 2562.3333 | 235.6667
[13 empty] | 45363 | 45363 | OH | RFCW | 2562.3333 | 235.6667
[13 empty] | 45365 | 45365 | OH | RFCW | 2562.3333 | 235.6667
[13 empty] | 45367 | 45367 | OH | RFCW | 2562.3333 | 235.6667
[13 empty] | 45368 | 45368 | OH | RFCW | 2562.3333 | 235.6667
[13 empty] | 45369 | 45369 | OH | RFCW | 2562.3333 | 235.6667
[13 empty] | 45370 | 45370 | OH | RFCW | 2562.3333 | 235.6667
[13 empty] | 45371 | 45371 | OH | RFCW | 2562.3333 | 235.6667
[13 empty] | 45372 | 45372 | OH | RFCW | 2562.3333 | 235.6667
[13 empty] | 45373 | 45373 | OH | RFCW | 2562.3333 | 235.6667
[13 empty] | 45374 | 45374 | OH | RFCW | 2562.3333 | 235.6667
[13 empty] | 45377 | 45377 | OH | RFCW | 2562.3333 | 235.6667
[13 empty] | 45378 | 45378 | OH | RFCW | 2562.3333 | 235.6667
[13 empty] | 45380 | 45380 | OH | RFCW | 2562.3333 | 235.6667
[13 empty] | 45381 | 45381 | OH | RFCW | 2562.3333 | 235.6667
[13 empty] | 45382 | 45382 | OH | RFCW | 2562.3333 | 235.6667
[13 empty] | 45383 | 45383 | OH | RFCW | 2562.3333 | 235.6667
[13 empty] | 45384 | 45384 | OH | RFCW | 2562.3333 | 235.6667
[13 empty] | 45385 | 45385 | OH | RFCW | 2562.3333 | 235.6667
[13 empty] | 45387 | 45387 | OH | RFCW | 2562.3333 | 235.6667
[13 empty] | 45388 | 45388 | OH | RFCW | 2562.3333 | 235.6667
[13 empty] | 45389 | 45389 | OH | RFCW | 2562.3333 | 235.6667
[13 empty] | 45390 | 45390 | OH | RFCW | 2562.3333 | 235.6667
[13 empty] | 45400 | 45400 | OH | RFCW | 2562.3333 | 235.6667
[13 empty] | 45401 | 45401 | OH | RFCW | 2562.3333 | 235.6667
[13 empty] | 45402 | 45402 | OH | RFCW | 2562.3333 | 235.6667
[13 empty] | 45403 | 45403 | OH | RFCW | 2562.3333 | 235.6667
[13 empty] | 45404 | 45404 | OH | RFCW | 2562.3333 | 235.6667
[13 empty] | 45405 | 45405 | OH | RFCW | 2562.3333 | 235.6667
[13 empty] | 45406 | 45406 | OH | RFCW | 2562.3333 | 235.6667
[13 empty] | 45408 | 45408 | OH | RFCW | 2562.3333 | 235.6667
[13 empty] | 45409 | 45409 | OH | RFCW | 2562.3333 | 235.6667
[13 empty] | 45410 | 45410 | OH | RFCW | 2562.3333 | 235.6667
[13 empty] | 45412 | 45412 | OH | RFCW | 2562.3333 | 235.6667
[13 empty] | 45413 | 45413 | OH | RFCW | 2562.3333 | 235.6667
[13 empty] | 45414 | 45414 | OH | RFCW | 2562.3333 | 235.6667
[13 empty] | 45415 | 45415 | OH | RFCW | 2562.3333 | 235.6667
[13 empty] | 45416 | 45416 | OH | RFCW | 2562.3333 | 235.6667
[13 empty] | 45417 | 45417 | OH | RFCW | 2562.3333 | 235.6667
[13 empty] | 45418 | 45418 | OH | RFCW | 2562.3333 | 235.6667
[13 empty] | 45419 | 45419 | OH | RFCW | 2562.3333 | 235.6667
[13 empty] | 45420 | 45420 | OH | RFCW | 2562.3333 | 235.6667
[13 empty] | 45422 | 45422 | OH | RFCW | 2562.3333 | 235.6667
[13 empty] | 45423 | 45423 | OH | RFCW | 2562.3333 | 235.6667
[13 empty] | 45424 | 45424 | OH | RFCW | 2562.3333 | 235.6667
[13 empty] | 45426 | 45426 | OH | RFCW | 2562.3333 | 235.6667
[13 empty] | 45427 | 45427 | OH | RFCW | 2562.3333 | 235.6667
[13 empty] | 45428 | 45428 | OH | RFCW | 2562.3333 | 235.6667
[13 empty] | 45429 | 45429 | OH | RFCW | 2562.3333 | 235.6667
[13 empty] | 45430 | 45430 | OH | RFCW | 2562.3333 | 235.6667
[13 empty] | 45431 | 45431 | OH | RFCW | 2562.3333 | 235.6667
[13 empty] | 45432 | 45432 | OH | RFCW | 2562.3333 | 235.6667
[13 empty] | 45433 | 45433 | OH | RFCW | 2562.3333 | 235.6667
[13 empty] | 45434 | 45434 | OH | RFCW | 2562.3333 | 235.6667
[13 empty] | 45435 | 45435 | OH | RFCW | 2562.3333 | 235.6667
[13 empty] | 45437 | 45437 | OH | RFCW | 2562.3333 | 235.6667
[13 empty] | 45439 | 45439 | OH | RFCW | 2562.3333 | 235.6667
[13 empty] | 45440 | 45440 | OH | RFCW | 2562.3333 | 235.6667
[13 empty] | 45441 | 45441 | OH | RFCW | 2562.3333 | 235.6667
[13 empty] | 45448 | 45448 | OH | RFCW | 2562.3333 | 235.6667
[13 empty] | 45449 | 45449 | OH | RFCW | 2562.3333 | 235.6667
[13 empty] | 45454 | 45454 | OH | RFCW | 2562.3333 | 235.6667
[13 empty] | 45458 | 45458 | OH | RFCW | 2562.3333 | 235.6667
[13 empty] | 45459 | 45459 | OH | RFCW | 2562.3333 | 235.6667
[13 empty] | 45469 | 45469 | OH | RFCW | 2562.3333 | 235.6667
[13 empty] | 45470 | 45470 | OH | RFCW | 2562.3333 | 235.6667
[13 empty] | 45475 | 45475 | OH | RFCW | 2562.3333 | 235.6667
[13 empty] | 45479 | 45479 | OH | RFCW | 2562.3333 | 235.6667
[13 empty] | 45481 | 45481 | OH | RFCW | 2562.3333 | 235.6667
[13 empty] | 45482 | 45482 | OH | RFCW | 2562.3333 | 235.6667
[13 empty] | 45490 | 45490 | OH | RFCW | 2562.3333 | 235.6667
[13 empty] | 45501 | 45501 | OH | RFCW | 2562.3333 | 235.6667
[13 empty] | 45502 | 45502 | OH | RFCW | 2562.3333 | 235.6667
[13 empty] | 45503 | 45503 | OH | RFCW | 2562.3333 | 235.6667
[13 empty] | 45504 | 45504 | OH | RFCW | 2562.3333 | 235.6667
[13 empty] | 45505 | 45505 | OH | RFCW | 2562.3333 | 235.6667
[13 empty] | 45506 | 45506 | OH | RFCW | 2562.3333 | 235.6667
[13 empty] | 45601 | 45601 | OH | RFCW | 2562.3333 | 235.6667
[13 empty] | 45612 | 45612 | OH | RFCW | 2562.3333 | 235.6667
[13 empty] | 45613 | 45613 | OH | RFCW | 2562.3333 | 235.6667
[13 empty] | 45614 | 45614 | OH | RFCW | 2562.3333 | 235.6667
[13 empty] | 45616 | 45616 | OH | RFCW | 2562.3333 | 235.6667
[13 empty] | 45617 | 45617 | OH | RFCW | 2562.3333 | 235.6667
[13 empty] | 45618 | 45618 | OH | RFCW | 2562.3333 | 235.6667
[13 empty] | 45619 | 45619 | OH | RFCW | 2562.3333 | 235.6667
[13 empty] | 45620 | 45620 | OH | RFCW | 2562.3333 | 235.6667
[13 empty] | 45621 | 45621 | OH | RFCW | 2562.3333 | 235.6667
[13 empty] | 45622 | 45622 | OH | RFCW | 2562.3333 | 235.6667
[13 empty] | 45623 | 45623 | OH | RFCW | 2562.3333 | 235.6667
[13 empty] | 45624 | 45624 | OH | RFCW | 2562.3333 | 235.6667
[13 empty] | 45628 | 45628 | OH | RFCW | 2562.3333 | 235.6667
[13 empty] | 45629 | 45629 | OH | RFCW | 2562.3333 | 235.6667
[13 empty] | 45630 | 45630 | OH | RFCW | 2562.3333 | 235.6667
[13 empty] | 45631 | 45631 | OH | RFCW | 2562.3333 | 235.6667
[13 empty] | 45633 | 45633 | OH | RFCW | 2562.3333 | 235.6667
[13 empty] | 45634 | 45634 | OH | RFCW | 2562.3333 | 235.6667
[13 empty] | 45636 | 45636 | OH | RFCW | 2562.3333 | 235.6667
[13 empty] | 45638 | 45638 | OH | RFCW | 2562.3333 | 235.6667
[13 empty] | 45640 | 45640 | OH | RFCW | 2562.3333 | 235.6667
[13 empty] | 45642 | 45642 | OH | RFCW | 2562.3333 | 235.6667
[13 empty] | 45643 | 45643 | OH | RFCW | 2562.3333 | 235.6667
[13 empty] | 45644 | 45644 | OH | RFCW | 2562.3333 | 235.6667
[13 empty] | 45645 | 45645 | OH | RFCW | 2562.3333 | 235.6667
[13 empty] | 45646 | 45646 | OH | RFCW | 2562.3333 | 235.6667
[13 empty] | 45647 | 45647 | OH | RFCW | 2562.3333 | 235.6667
[13 empty] | 45648 | 45648 | OH | RFCW | 2562.3333 | 235.6667
[13 empty] | 45650 | 45650 | OH | RFCW | 2562.3333 | 235.6667
[13 empty] | 45651 | 45651 | OH | RFCW | 2562.3333 | 235.6667
[13 empty] | 45652 | 45652 | OH | RFCW | 2562.3333 | 235.6667
[13 empty] | 45653 | 45653 | OH | RFCW | 2562.3333 | 235.6667
[13 empty] | 45654 | 45654 | OH | RFCW | 2562.3333 | 235.6667
[13 empty] | 45656 | 45656 | OH | RFCW | 2562.3333 | 235.6667
[13 empty] | 45657 | 45657 | OH | RFCW | 2562.3333 | 235.6667
[13 empty] | 45658 | 45658 | OH | RFCW | 2562.3333 | 235.6667
[13 empty] | 45659 | 45659 | OH | RFCW | 2562.3333 | 235.6667
[13 empty] | 45660 | 45660 | OH | RFCW | 2562.3333 | 235.6667
[13 empty] | 45661 | 45661 | OH | RFCW | 2562.3333 | 235.6667
[13 empty] | 45662 | 45662 | OH | RFCW | 2562.3333 | 235.6667
[13 empty] | 45663 | 45663 | OH | RFCW | 2562.3333 | 235.6667
[13 empty] | 45669 | 45669 | OH | RFCW | 2562.3333 | 235.6667
[13 empty] | 45671 | 45671 | OH | RFCW | 2562.3333 | 235.6667
[13 empty] | 45672 | 45672 | OH | RFCW | 2562.3333 | 235.6667
[13 empty] | 45673 | 45673 | OH | RFCW | 2562.3333 | 235.6667
[13 empty] | 45674 | 45674 | OH | RFCW | 2562.3333 | 235.6667
[13 empty] | 45675 | 45675 | OH | RFCW | 2562.3333 | 235.6667
[13 empty] | 45677 | 45677 | OH | RFCW | 2562.3333 | 235.6667
[13 empty] | 45678 | 45678 | OH | RFCW | 2562.3333 | 235.6667
[13 empty] | 45679 | 45679 | OH | RFCW | 2562.3333 | 235.6667
[13 empty] | 45680 | 45680 | OH | RFCW | 2562.3333 | 235.6667
[13 empty] | 45681 | 45681 | OH | RFCW | 2562.3333 | 235.6667
[13 empty] | 45682 | 45682 | OH | RFCW | 2562.3333 | 235.6667
[13 empty] | 45683 | 45683 | OH | RFCW | 2562.3333 | 235.6667
[13 empty] | 45684 | 45684 | OH | RFCW | 2562.3333 | 235.6667
[13 empty] | 45685 | 45685 | OH | RFCW | 2562.3333 | 235.6667
[13 empty] | 45686 | 45686 | OH | RFCW | 2562.3333 | 235.6667
[13 empty] | 45687 | 45687 | OH | RFCW | 2562.3333 | 235.6667
[13 empty] | 45688 | 45688 | OH | RFCW | 2562.3333 | 235.6667
[13 empty] | 45690 | 45690 | OH | RFCW | 2562.3333 | 235.6667
[13 empty] | 45692 | 45692 | OH | RFCW | 2562.3333 | 235.6667
[13 empty] | 45693 | 45693 | OH | RFCW | 2562.3333 | 235.6667
[13 empty] | 45694 | 45694 | OH | RFCW | 2562.3333 | 235.6667
[13 empty] | 45695 | 45695 | OH | RFCW | 2562.3333 | 235.6667
[13 empty] | 45696 | 45696 | OH | RFCW | 2562.3333 | 235.6667
[13 empty] | 45697 | 45697 | OH | RFCW | 2562.3333 | 235.6667
[13 empty] | 45698 | 45698 | OH | RFCW | 2562.3333 | 235.6667
[13 empty] | 45699 | 45699 | OH | RFCW | 2562.3333 | 235.6667
[13 empty] | 45701 | 45701 | OH | RFCW | 2562.3333 | 235.6667
[13 empty] | 45710 | 45710 | OH | RFCW | 2562.3333 | 235.6667
[13 empty] | 45711 | 45711 | OH | RFCW | 2562.3333 | 235.6667
[13 empty] | 45712 | 45712 | OH | RFCW | 2562.3333 | 235.6667
[13 empty] | 45713 | 45713 | OH | RFCW | 2562.3333 | 235.6667
[13 empty] | 45714 | 45714 | OH | RFCW | 2562.3333 | 235.6667
[13 empty] | 45715 | 45715 | OH | RFCW | 2562.3333 | 235.6667
[13 empty] | 45716 | 45716 | OH | RFCW | 2562.3333 | 235.6667
[13 empty] | 45717 | 45717 | OH | RFCW | 2562.3333 | 235.6667
[13 empty] | 45719 | 45719 | OH | RFCW | 2562.3333 | 235.6667
[13 empty] | 45720 | 45720 | OH | RFCW | 2562.3333 | 235.6667
[13 empty] | 45721 | 45721 | OH | RFCW | 2562.3333 | 235.6667
[13 empty] | 45723 | 45723 | OH | RFCW | 2562.3333 | 235.6667
[13 empty] | 45724 | 45724 | OH | RFCW | 2562.3333 | 235.6667
[13 empty] | 45727 | 45727 | OH | RFCW | 2562.3333 | 235.6667
[13 empty] | 45729 | 45729 | OH | RFCW | 2562.3333 | 235.6667
[13 empty] | 45732 | 45732 | OH | RFCW | 2562.3333 | 235.6667
[13 empty] | 45734 | 45734 | OH | RFCW | 2562.3333 | 235.6667
[13 empty] | 45735 | 45735 | OH | RFCW | 2562.3333 | 235.6667
[13 empty] | 45739 | 45739 | OH | RFCW | 2562.3333 | 235.6667
[13 empty] | 45740 | 45740 | OH | RFCW | 2562.3333 | 235.6667
[13 empty] | 45741 | 45741 | OH | RFCW | 2562.3333 | 235.6667
[13 empty] | 45742 | 45742 | OH | RFCW | 2562.3333 | 235.6667
[13 empty] | 45743 | 45743 | OH | RFCW | 2562.3333 | 235.6667
[13 empty] | 45744 | 45744 | OH | RFCW | 2562.3333 | 235.6667
[13 empty] | 45745 | 45745 | OH | RFCW | 2562.3333 | 235.6667
[13 empty] | 45746 | 45746 | OH | RFCW | 2562.3333 | 235.6667
[13 empty] | 45750 | 45750 | OH | RFCW | 2562.3333 | 235.6667
[13 empty] | 45760 | 45760 | OH | RFCW | 2562.3333 | 235.6667
[13 empty] | 45761 | 45761 | OH | RFCW | 2562.3333 | 235.6667
[13 empty] | 45764 | 45764 | OH | RFCW | 2562.3333 | 235.6667
[13 empty] | 45766 | 45766 | OH | RFCW | 2562.3333 | 235.6667
[13 empty] | 45767 | 45767 | OH | RFCW | 2562.3333 | 235.6667
[13 empty] | 45768 | 45768 | OH | RFCW | 2562.3333 | 235.6667
[13 empty] | 45769 | 45769 | OH | RFCW | 2562.3333 | 235.6667
[13 empty] | 45770 | 45770 | OH | RFCW | 2562.3333 | 235.6667
[13 empty] | 45771 | 45771 | OH | RFCW | 2562.3333 | 235.6667
[13 empty] | 45772 | 45772 | OH | RFCW | 2562.3333 | 235.6667
[13 empty] | 45773 | 45773 | OH | RFCW | 2562.3333 | 235.6667
[13 empty] | 45775 | 45775 | OH | RFCW | 2562.3333 | 235.6667
[13 empty] | 45776 | 45776 | OH | RFCW | 2562.3333 | 235.6667
[13 empty] | 45777 | 45777 | OH | RFCW | 2562.3333 | 235.6667
[13 empty] | 45778 | 45778 | OH | RFCW | 2562.3333 | 235.6667
[13 empty] | 45779 | 45779 | OH | RFCW | 2562.3333 | 235.6667
[13 empty] | 45780 | 45780 | OH | RFCW | 2562.3333 | 235.6667
[13 empty] | 45782 | 45782 | OH | RFCW | 2562.3333 | 235.6667
[13 empty] | 45783 | 45783 | OH | RFCW | 2562.3333 | 235.6667
[13 empty] | 45784 | 45784 | OH | RFCW | 2562.3333 | 235.6667
[13 empty] | 45786 | 45786 | OH | RFCW | 2562.3333 | 235.6667
[13 empty] | 45787 | 45787 | OH | RFCW | 2562.3333 | 235.6667
[13 empty] | 45788 | 45788 | OH | RFCW | 2562.3333 | 235.6667
[13 empty] | 45789 | 45789 | OH | RFCW | 2562.3333 | 235.6667
[13 empty] | 45801 | 45801 | OH | RFCW | 2562.3333 | 235.6667
[13 empty] | 45802 | 45802 | OH | RFCW | 2562.3333 | 235.6667
[13 empty] | 45804 | 45804 | OH | RFCW | 2562.3333 | 235.6667
[13 empty] | 45805 | 45805 | OH | RFCW | 2562.3333 | 235.6667
[13 empty] | 45806 | 45806 | OH | RFCW | 2562.3333 | 235.6667
[13 empty] | 45807 | 45807 | OH | RFCW | 2562.3333 | 235.6667
[13 empty] | 45808 | 45808 | OH | RFCW | 2562.3333 | 235.6667
[13 empty] | 45809 | 45809 | OH | RFCW | 2562.3333 | 235.6667
[13 empty] | 45810 | 45810 | OH | RFCW | 2562.3333 | 235.6667
[13 empty] | 45812 | 45812 | OH | RFCW | 2562.3333 | 235.6667
[13 empty] | 45813 | 45813 | OH | RFCW | 2562.3333 | 235.6667
[13 empty] | 45814 | 45814 | OH | RFCW | 2562.3333 | 235.6667
[13 empty] | 45815 | 45815 | OH | RFCW | 2562.3333 | 235.6667
[13 empty] | 45816 | 45816 | OH | RFCW | 2562.3333 | 235.6667
[13 empty] | 45817 | 45817 | OH | RFCW | 2562.3333 | 235.6667
[13 empty] | 45819 | 45819 | OH | RFCW | 2562.3333 | 235.6667
[13 empty] | 45820 | 45820 | OH | RFCW | 2562.3333 | 235.6667
[13 empty] | 45821 | 45821 | OH | RFCW | 2562.3333 | 235.6667
[13 empty] | 45822 | 45822 | OH | RFCW | 2562.3333 | 235.6667
[13 empty] | 45826 | 45826 | OH | RFCW | 2562.3333 | 235.6667
[13 empty] | 45827 | 45827 | OH | RFCW | 2562.3333 | 235.6667
[13 empty] | 45828 | 45828 | OH | RFCW | 2562.3333 | 235.6667
[13 empty] | 45830 | 45830 | OH | RFCW | 2562.3333 | 235.6667
[13 empty] | 45831 | 45831 | OH | RFCW | 2562.3333 | 235.6667
[13 empty] | 45832 | 45832 | OH | RFCW | 2562.3333 | 235.6667
[13 empty] | 45833 | 45833 | OH | RFCW | 2562.3333 | 235.6667
[13 empty] | 45835 | 45835 | OH | RFCW | 2562.3333 | 235.6667
[13 empty] | 45836 | 45836 | OH | RFCW | 2562.3333 | 235.6667
[13 empty] | 45837 | 45837 | OH | RFCW | 2562.3333 | 235.6667
[13 empty] | 45838 | 45838 | OH | RFCW | 2562.3333 | 235.6667
[13 empty] | 45839 | 45839 | OH | RFCW | 2562.3333 | 235.6667
[13 empty] | 45840 | 45840 | OH | RFCW | 2562.3333 | 235.6667
[13 empty] | 45841 | 45841 | OH | RFCW | 2562.3333 | 235.6667
[13 empty] | 45843 | 45843 | OH | RFCW | 2562.3333 | 235.6667
[13 empty] | 45844 | 45844 | OH | RFCW | 2562.3333 | 235.6667
[13 empty] | 45845 | 45845 | OH | RFCW | 2562.3333 | 235.6667
[13 empty] | 45846 | 45846 | OH | RFCW | 2562.3333 | 235.6667
[13 empty] | 45848 | 45848 | OH | RFCW | 2562.3333 | 235.6667
[13 empty] | 45849 | 45849 | OH | RFCW | 2562.3333 | 235.6667
[13 empty] | 45850 | 45850 | OH | RFCW | 2562.3333 | 235.6667
[13 empty] | 45851 | 45851 | OH | RFCW | 2562.3333 | 235.6667
[13 empty] | 45853 | 45853 | OH | RFCW | 2562.3333 | 235.6667
[13 empty] | 45854 | 45854 | OH | RFCW | 2562.3333 | 235.6667
[13 empty] | 45855 | 45855 | OH | RFCW | 2562.3333 | 235.6667
[13 empty] | 45856 | 45856 | OH | RFCW | 2562.3333 | 235.6667
[13 empty] | 45858 | 45858 | OH | RFCW | 2562.3333 | 235.6667
[13 empty] | 45859 | 45859 | OH | RFCW | 2562.3333 | 235.6667
[13 empty] | 45860 | 45860 | OH | RFCW | 2562.3333 | 235.6667
[13 empty] | 45861 | 45861 | OH | RFCW | 2562.3333 | 235.6667
[13 empty] | 45862 | 45862 | OH | RFCW | 2562.3333 | 235.6667
[13 empty] | 45863 | 45863 | OH | RFCW | 2562.3333 | 235.6667
[13 empty] | 45864 | 45864 | OH | RFCW | 2562.3333 | 235.6667
[13 empty] | 45865 | 45865 | OH | RFCW | 2562.3333 | 235.6667
[13 empty] | 45866 | 45866 | OH | RFCW | 2562.3333 | 235.6667
[13 empty] | 45867 | 45867 | OH | RFCW | 2562.3333 | 235.6667
[13 empty] | 45868 | 45868 | OH | RFCW | 2562.3333 | 235.6667
[13 empty] | 45869 | 45869 | OH | RFCW | 2562.3333 | 235.6667
[13 empty] | 45870 | 45870 | OH | RFCW | 2562.3333 | 235.6667
[13 empty] | 45871 | 45871 | OH | RFCW | 2562.3333 | 235.6667
[13 empty] | 45872 | 45872 | OH | RFCW | 2562.3333 | 235.6667
[13 empty] | 45873 | 45873 | OH | RFCW | 2562.3333 | 235.6667
[13 empty] | 45874 | 45874 | OH | RFCW | 2562.3333 | 235.6667
[13 empty] | 45875 | 45875 | OH | RFCW | 2562.3333 | 235.6667
[13 empty] | 45876 | 45876 | OH | RFCW | 2562.3333 | 235.6667
[13 empty] | 45877 | 45877 | OH | RFCW | 2562.3333 | 235.6667
[13 empty] | 45879 | 45879 | OH | RFCW | 2562.3333 | 235.6667
[13 empty] | 45880 | 45880 | OH | RFCW | 2562.3333 | 235.6667
[13 empty] | 45881 | 45881 | OH | RFCW | 2562.3333 | 235.6667
[13 empty] | 45882 | 45882 | OH | RFCW | 2562.3333 | 235.6667
[13 empty] | 45883 | 45883 | OH | RFCW | 2562.3333 | 235.6667
[13 empty] | 45884 | 45884 | OH | RFCW | 2562.3333 | 235.6667
[13 empty] | 45885 | 45885 | OH | RFCW | 2562.3333 | 235.6667
[13 empty] | 45886 | 45886 | OH | RFCW | 2562.3333 | 235.6667
[13 empty] | 45887 | 45887 | OH | RFCW | 2562.3333 | 235.6667
[13 empty] | 45888 | 45888 | OH | RFCW | 2562.3333 | 235.6667
[13 empty] | 45889 | 45889 | OH | RFCW | 2562.3333 | 235.6667
[13 empty] | 45890 | 45890 | OH | RFCW | 2562.3333 | 235.6667
[13 empty] | 45891 | 45891 | OH | RFCW | 2562.3333 | 235.6667
[13 empty] | 45893 | 45893 | OH | RFCW | 2562.3333 | 235.6667
[13 empty] | 45894 | 45894 | OH | RFCW | 2562.3333 | 235.6667
[13 empty] | 45895 | 45895 | OH | RFCW | 2562.3333 | 235.6667
[13 empty] | 45896 | 45896 | OH | RFCW | 2562.3333 | 235.6667
[13 empty] | 45897 | 45897 | OH | RFCW | 2562.3333 | 235.6667
[13 empty] | 45898 | 45898 | OH | RFCW | 2562.3333 | 235.6667
[13 empty] | 45899 | 45899 | OH | RFCW | 2562.3333 | 235.6667
[13 empty] | 45999 | 45999 | KY | RFCW | 2562.3333 | 235.6667
[13 empty] | 46001 | 46001 | IN | RFCW | 2562.3333 | 235.6667
[13 empty] | 46011 | 46011 | IN | RFCW | 2562.3333 | 235.6667
[13 empty] | 46012 | 46012 | IN | RFCW | 2562.3333 | 235.6667
[13 empty] | 46013 | 46013 | IN | RFCW | 2562.3333 | 235.6667
[13 empty] | 46014 | 46014 | IN | RFCW | 2562.3333 | 235.6667
[13 empty] | 46015 | 46015 | IN | RFCW | 2562.3333 | 235.6667
[13 empty] | 46016 | 46016 | IN | RFCW | 2562.3333 | 235.6667
[13 empty] | 46017 | 46017 | IN | RFCW | 2562.3333 | 235.6667
[13 empty] | 46018 | 46018 | IN | RFCW | 2562.3333 | 235.6667
[13 empty] | 46030 | 46030 | IN | RFCW | 2562.3333 | 235.6667
[13 empty] | 46031 | 46031 | IN | RFCW | 2562.3333 | 235.6667
[13 empty] | 46032 | 46032 | IN | RFCW | 2562.3333 | 235.6667
[13 empty] | 46033 | 46033 | IN | RFCW | 2562.3333 | 235.6667
[13 empty] | 46034 | 46034 | IN | RFCW | 2562.3333 | 235.6667
[13 empty] | 46035 | 46035 | IN | RFCW | 2562.3333 | 235.6667
[13 empty] | 46036 | 46036 | IN | RFCW | 2562.3333 | 235.6667
[13 empty] | 46037 | 46037 | IN | RFCW | 2562.3333 | 235.6667
[13 empty] | 46038 | 46038 | IN | RFCW | 2562.3333 | 235.6667
[13 empty] | 46039 | 46039 | IN | RFCW | 2562.3333 | 235.6667
[13 empty] | 46040 | 46040 | IN | RFCW | 2562.3333 | 235.6667
[13 empty] | 46041 | 46041 | IN | RFCW | 2562.3333 | 235.6667
[13 empty] | 46044 | 46044 | IN | RFCW | 2562.3333 | 235.6667
[13 empty] | 46045 | 46045 | IN | RFCW | 2562.3333 | 235.6667
[13 empty] | 46047 | 46047 | IN | RFCW | 2562.3333 | 235.6667
[13 empty] | 46048 | 46048 | IN | RFCW | 2562.3333 | 235.6667
[13 empty] | 46049 | 46049 | IN | RFCW | 2562.3333 | 235.6667
[13 empty] | 46050 | 46050 | IN | RFCW | 2562.3333 | 235.6667
[13 empty] | 46051 | 46051 | IN | RFCW | 2562.3333 | 235.6667
[13 empty] | 46052 | 46052 | IN | RFCW | 2562.3333 | 235.6667
[13 empty] | 46055 | 46055 | IN | RFCW | 2562.3333 | 235.6667
[13 empty] | 46056 | 46056 | IN | RFCW | 2562.3333 | 235.6667
[13 empty] | 46057 | 46057 | IN | RFCW | 2562.3333 | 235.6667
[13 empty] | 46058 | 46058 | IN | RFCW | 2562.3333 | 235.6667
[13 empty] | 46060 | 46060 | IN | RFCW | 2562.3333 | 235.6667
[13 empty] | 46061 | 46061 | IN | RFCW | 2562.3333 | 235.6667
[13 empty] | 46062 | 46062 | IN | RFCW | 2562.3333 | 235.6667
[13 empty] | 46063 | 46063 | IN | RFCW | 2562.3333 | 235.6667
[13 empty] | 46064 | 46064 | IN | RFCW | 2562.3333 | 235.6667
[13 empty] | 46065 | 46065 | IN | RFCW | 2562.3333 | 235.6667
[13 empty] | 46067 | 46067 | IN | RFCW | 2562.3333 | 235.6667
[13 empty] | 46068 | 46068 | IN | RFCW | 2562.3333 | 235.6667
[13 empty] | 46069 | 46069 | IN | RFCW | 2562.3333 | 235.6667
[13 empty] | 46070 | 46070 | IN | RFCW | 2562.3333 | 235.6667
[13 empty] | 46071 | 46071 | IN | RFCW | 2562.3333 | 235.6667
[13 empty] | 46072 | 46072 | IN | RFCW | 2562.3333 | 235.6667
[13 empty] | 46074 | 46074 | IN | RFCW | 2562.3333 | 235.6667
[13 empty] | 46075 | 46075 | IN | RFCW | 2562.3333 | 235.6667
[13 empty] | 46076 | 46076 | IN | RFCW | 2562.3333 | 235.6667
[13 empty] | 46077 | 46077 | IN | RFCW | 2562.3333 | 235.6667
[13 empty] | 46082 | 46082 | IN | RFCW | 2562.3333 | 235.6667
[13 empty] | 46085 | 46085 | IN | RFCW | 2562.3333 | 235.6667
[13 empty] | 46102 | 46102 | IN | RFCW | 2562.3333 | 235.6667
[13 empty] | 46103 | 46103 | IN | RFCW | 2562.3333 | 235.6667
[13 empty] | 46104 | 46104 | IN | RFCW | 2562.3333 | 235.6667
[13 empty] | 46105 | 46105 | IN | RFCW | 2562.3333 | 235.6667
[13 empty] | 46106 | 46106 | IN | RFCW | 2562.3333 | 235.6667
[13 empty] | 46107 | 46107 | IN | RFCW | 2562.3333 | 235.6667
[13 empty] | 46110 | 46110 | IN | RFCW | 2562.3333 | 235.6667
[13 empty] | 46111 | 46111 | IN | RFCW | 2562.3333 | 235.6667
[13 empty] | 46112 | 46112 | IN | RFCW | 2562.3333 | 235.6667
[13 empty] | 46113 | 46113 | IN | RFCW | 2562.3333 | 235.6667
[13 empty] | 46115 | 46115 | IN | RFCW | 2562.3333 | 235.6667
[13 empty] | 46117 | 46117 | IN | RFCW | 2562.3333 | 235.6667
[13 empty] | 46118 | 46118 | IN | RFCW | 2562.3333 | 235.6667
[13 empty] | 46120 | 46120 | IN | RFCW | 2562.3333 | 235.6667
[13 empty] | 46121 | 46121 | IN | RFCW | 2562.3333 | 235.6667
[13 empty] | 46122 | 46122 | IN | RFCW | 2562.3333 | 235.6667
[13 empty] | 46123 | 46123 | IN | RFCW | 2562.3333 | 235.6667
[13 empty] | 46124 | 46124 | IN | RFCW | 2562.3333 | 235.6667
[13 empty] | 46125 | 46125 | IN | RFCW | 2562.3333 | 235.6667
[13 empty] | 46126 | 46126 | IN | RFCW | 2562.3333 | 235.6667
[13 empty] | 46127 | 46127 | IN | RFCW | 2562.3333 | 235.6667
[13 empty] | 46128 | 46128 | IN | RFCW | 2562.3333 | 235.6667
[13 empty] | 46129 | 46129 | IN | RFCW | 2562.3333 | 235.6667
[13 empty] | 46130 | 46130 | IN | RFCW | 2562.3333 | 235.6667
[13 empty] | 46131 | 46131 | IN | RFCW | 2562.3333 | 235.6667
[13 empty] | 46133 | 46133 | IN | RFCW | 2562.3333 | 235.6667
[13 empty] | 46135 | 46135 | IN | RFCW | 2562.3333 | 235.6667
[13 empty] | 46140 | 46140 | IN | RFCW | 2562.3333 | 235.6667
[13 empty] | 46142 | 46142 | IN | RFCW | 2562.3333 | 235.6667
[13 empty] | 46143 | 46143 | IN | RFCW | 2562.3333 | 235.6667
[13 empty] | 46144 | 46144 | IN | RFCW | 2562.3333 | 235.6667
[13 empty] | 46146 | 46146 | IN | RFCW | 2562.3333 | 235.6667
[13 empty] | 46147 | 46147 | IN | RFCW | 2562.3333 | 235.6667
[13 empty] | 46148 | 46148 | IN | RFCW | 2562.3333 | 235.6667
[13 empty] | 46149 | 46149 | IN | RFCW | 2562.3333 | 235.6667
[13 empty] | 46150 | 46150 | IN | RFCW | 2562.3333 | 235.6667
[13 empty] | 46151 | 46151 | IN | RFCW | 2562.3333 | 235.6667
[13 empty] | 46154 | 46154 | IN | RFCW | 2562.3333 | 235.6667
[13 empty] | 46155 | 46155 | IN | RFCW | 2562.3333 | 235.6667
[13 empty] | 46156 | 46156 | IN | RFCW | 2562.3333 | 235.6667
[13 empty] | 46157 | 46157 | IN | RFCW | 2562.3333 | 235.6667
[13 empty] | 46158 | 46158 | IN | RFCW | 2562.3333 | 235.6667
[13 empty] | 46160 | 46160 | IN | RFCW | 2562.3333 | 235.6667
[13 empty] | 46161 | 46161 | IN | RFCW | 2562.3333 | 235.6667
[13 empty] | 46162 | 46162 | IN | RFCW | 2562.3333 | 235.6667
[13 empty] | 46163 | 46163 | IN | RFCW | 2562.3333 | 235.6667
[13 empty] | 46164 | 46164 | IN | RFCW | 2562.3333 | 235.6667
[13 empty] | 46165 | 46165 | IN | RFCW | 2562.3333 | 235.6667
[13 empty] | 46166 | 46166 | IN | RFCW | 2562.3333 | 235.6667
[13 empty] | 46167 | 46167 | IN | RFCW | 2562.3333 | 235.6667
[13 empty] | 46168 | 46168 | IN | RFCW | 2562.3333 | 235.6667
[13 empty] | 46170 | 46170 | IN | RFCW | 2562.3333 | 235.6667
[13 empty] | 46171 | 46171 | IN | RFCW | 2562.3333 | 235.6667
[13 empty] | 46172 | 46172 | IN | RFCW | 2562.3333 | 235.6667
[13 empty] | 46173 | 46173 | IN | RFCW | 2562.3333 | 235.6667
[13 empty] | 46175 | 46175 | IN | RFCW | 2562.3333 | 235.6667
[13 empty] | 46176 | 46176 | IN | RFCW | 2562.3333 | 235.6667
[13 empty] | 46180 | 46180 | IN | RFCW | 2562.3333 | 235.6667
[13 empty] | 46181 | 46181 | IN | RFCW | 2562.3333 | 235.6667
[13 empty] | 46182 | 46182 | IN | RFCW | 2562.3333 | 235.6667
[13 empty] | 46183 | 46183 | IN | RFCW | 2562.3333 | 235.6667
[13 empty] | 46184 | 46184 | IN | RFCW | 2562.3333 | 235.6667
[13 empty] | 46186 | 46186 | IN | RFCW | 2562.3333 | 235.6667
[13 empty] | 46201 | 46201 | IN | RFCW | 2562.3333 | 245
[13 empty] | 46202 | 46202 | IN | RFCW | 2562.3333 | 245
[13 empty] | 46203 | 46203 | IN | RFCW | 2562.3333 | 245
[13 empty] | 46204 | 46204 | IN | RFCW | 2562.3333 | 245
[13 empty] | 46205 | 46205 | IN | RFCW | 2562.3333 | 245
[13 empty] | 46206 | 46206 | IN | RFCW | 2562.3333 | 245
[13 empty] | 46207 | 46207 | IN | RFCW | 2562.3333 | 245
[13 empty] | 46208 | 46208 | IN | RFCW | 2562.3333 | 245
[13 empty] | 46209 | 46209 | IN | RFCW | 2562.3333 | 245
[13 empty] | 46211 | 46211 | IN | RFCW | 2562.3333 | 245
[13 empty] | 46214 | 46214 | IN | RFCW | 2562.3333 | 245
[13 empty] | 46216 | 46216 | IN | RFCW | 2562.3333 | 245
[13 empty] | 46217 | 46217 | IN | RFCW | 2562.3333 | 245
[13 empty] | 46218 | 46218 | IN | RFCW | 2562.3333 | 245
[13 empty] | 46219 | 46219 | IN | RFCW | 2562.3333 | 245
[13 empty] | 46220 | 46220 | IN | RFCW | 2562.3333 | 245
[13 empty] | 46221 | 46221 | IN | RFCW | 2562.3333 | 245
[13 empty] | 46222 | 46222 | IN | RFCW | 2562.3333 | 245
[13 empty] | 46223 | 46223 | IN | RFCW | 2562.3333 | 245
[13 empty] | 46224 | 46224 | IN | RFCW | 2562.3333 | 245
[13 empty] | 46225 | 46225 | IN | RFCW | 2562.3333 | 245
[13 empty] | 46226 | 46226 | IN | RFCW | 2562.3333 | 245
[13 empty] | 46227 | 46227 | IN | RFCW | 2562.3333 | 245
[13 empty] | 46228 | 46228 | IN | RFCW | 2562.3333 | 245
[13 empty] | 46229 | 46229 | IN | RFCW | 2562.3333 | 245
[13 empty] | 46230 | 46230 | IN | RFCW | 2562.3333 | 245
[13 empty] | 46231 | 46231 | IN | RFCW | 2562.3333 | 245
[13 empty] | 46234 | 46234 | IN | RFCW | 2562.3333 | 245
[13 empty] | 46235 | 46235 | IN | RFCW | 2562.3333 | 245
[13 empty] | 46236 | 46236 | IN | RFCW | 2562.3333 | 245
[13 empty] | 46237 | 46237 | IN | RFCW | 2562.3333 | 245
[13 empty] | 46239 | 46239 | IN | RFCW | 2562.3333 | 245
[13 empty] | 46240 | 46240 | IN | RFCW | 2562.3333 | 245
[13 empty] | 46241 | 46241 | IN | RFCW | 2562.3333 | 245
[13 empty] | 46242 | 46242 | IN | RFCW | 2562.3333 | 245
[13 empty] | 46244 | 46244 | IN | RFCW | 2562.3333 | 245
[13 empty] | 46247 | 46247 | IN | RFCW | 2562.3333 | 245
[13 empty] | 46249 | 46249 | IN | RFCW | 2562.3333 | 245
[13 empty] | 46250 | 46250 | IN | RFCW | 2562.3333 | 245
[13 empty] | 46251 | 46251 | IN | RFCW | 2562.3333 | 245
[13 empty] | 46253 | 46253 | IN | RFCW | 2562.3333 | 245
[13 empty] | 46254 | 46254 | IN | RFCW | 2562.3333 | 245
[13 empty] | 46255 | 46255 | IN | RFCW | 2562.3333 | 245
[13 empty] | 46256 | 46256 | IN | RFCW | 2562.3333 | 245
[13 empty] | 46259 | 46259 | IN | RFCW | 2562.3333 | 245
[13 empty] | 46260 | 46260 | IN | RFCW | 2562.3333 | 245
[13 empty] | 46262 | 46262 | IN | RFCW | 2562.3333 | 245
[13 empty] | 46266 | 46266 | IN | RFCW | 2562.3333 | 245
[13 empty] | 46268 | 46268 | IN | RFCW | 2562.3333 | 245
[13 empty] | 46274 | 46274 | IN | RFCW | 2562.3333 | 245
[13 empty] | 46275 | 46275 | IN | RFCW | 2562.3333 | 245
[13 empty] | 46277 | 46277 | IN | RFCW | 2562.3333 | 245
[13 empty] | 46278 | 46278 | IN | RFCW | 2562.3333 | 245
[13 empty] | 46280 | 46280 | IN | RFCW | 2562.3333 | 245
[13 empty] | 46282 | 46282 | IN | RFCW | 2562.3333 | 245
[13 empty] | 46283 | 46283 | IN | RFCW | 2562.3333 | 245
[13 empty] | 46285 | 46285 | IN | RFCW | 2562.3333 | 245
[13 empty] | 46290 | 46290 | IN | RFCW | 2562.3333 | 245
[13 empty] | 46291 | 46291 | IN | RFCW | 2562.3333 | 245
[13 empty] | 46295 | 46295 | IN | RFCW | 2562.3333 | 245
[13 empty] | 46296 | 46296 | IN | RFCW | 2562.3333 | 245
[13 empty] | 46298 | 46298 | IN | RFCW | 2562.3333 | 245
[13 empty] | 46301 | 46301 | IN | RFCW | 2562.3333 | 245
[13 empty] | 46302 | 46302 | IN | RFCW | 2562.3333 | 245
[13 empty] | 46303 | 46303 | IN | RFCW | 2562.3333 | 245
[13 empty] | 46304 | 46304 | IN | RFCW | 2562.3333 | 245
[13 empty] | 46307 | 46307 | IN | RFCW | 2562.3333 | 245
[13 empty] | 46308 | 46308 | IN | RFCW | 2562.3333 | 245
[13 empty] | 46310 | 46310 | IN | RFCW | 2562.3333 | 245
[13 empty] | 46311 | 46311 | IN | RFCW | 2562.3333 | 245
[13 empty] | 46312 | 46312 | IN | RFCW | 2562.3333 | 245
[13 empty] | 46319 | 46319 | IN | RFCW | 2562.3333 | 245
[13 empty] | 46320 | 46320 | IN | RFCW | 2562.3333 | 245
[13 empty] | 46321 | 46321 | IN | RFCW | 2562.3333 | 245
[13 empty] | 46322 | 46322 | IN | RFCW | 2562.3333 | 245
[13 empty] | 46323 | 46323 | IN | RFCW | 2562.3333 | 245
[13 empty] | 46324 | 46324 | IN | RFCW | 2562.3333 | 245
[13 empty] | 46325 | 46325 | IN | RFCW | 2562.3333 | 245
[13 empty] | 46327 | 46327 | IN | RFCW | 2562.3333 | 245
[13 empty] | 46340 | 46340 | IN | RFCW | 2562.3333 | 245
[13 empty] | 46341 | 46341 | IN | RFCW | 2562.3333 | 245
[13 empty] | 46342 | 46342 | IN | RFCW | 2562.3333 | 245
[13 empty] | 46345 | 46345 | IN | RFCW | 2562.3333 | 245
[13 empty] | 46346 | 46346 | IN | RFCW | 2562.3333 | 245
[13 empty] | 46347 | 46347 | IN | RFCW | 2562.3333 | 245
[13 empty] | 46348 | 46348 | IN | RFCW | 2562.3333 | 245
[13 empty] | 46349 | 46349 | IN | RFCW | 2562.3333 | 245
[13 empty] | 46350 | 46350 | IN | RFCW | 2562.3333 | 245
[13 empty] | 46352 | 46352 | IN | RFCW | 2562.3333 | 245
[13 empty] | 46355 | 46355 | IN | RFCW | 2562.3333 | 245
[13 empty] | 46356 | 46356 | IN | RFCW | 2562.3333 | 245
[13 empty] | 46360 | 46360 | IN | RFCW | 2562.3333 | 245
[13 empty] | 46361 | 46361 | IN | RFCW | 2562.3333 | 245
[13 empty] | 46365 | 46365 | IN | RFCW | 2562.3333 | 245
[13 empty] | 46366 | 46366 | IN | RFCW | 2562.3333 | 245
[13 empty] | 46368 | 46368 | IN | RFCW | 2562.3333 | 245
[13 empty] | 46371 | 46371 | IN | RFCW | 2562.3333 | 245
[13 empty] | 46372 | 46372 | IN | RFCW | 2562.3333 | 245
[13 empty] | 46373 | 46373 | IN | RFCW | 2562.3333 | 245
[13 empty] | 46374 | 46374 | IN | RFCW | 2562.3333 | 245
[13 empty] | 46375 | 46375 | IN | RFCW | 2562.3333 | 245
[13 empty] | 46376 | 46376 | IN | RFCW | 2562.3333 | 245
[13 empty] | 46377 | 46377 | IN | RFCW | 2562.3333 | 245
[13 empty] | 46379 | 46379 | IN | RFCW | 2562.3333 | 245
[13 empty] | 46380 | 46380 | IN | RFCW | 2562.3333 | 245
[13 empty] | 46381 | 46381 | IN | RFCW | 2562.3333 | 245
[13 empty] | 46382 | 46382 | IN | RFCW | 2562.3333 | 245
[13 empty] | 46383 | 46383 | IN | RFCW | 2562.3333 | 245
[13 empty] | 46384 | 46384 | IN | RFCW | 2562.3333 | 245
[13 empty] | 46385 | 46385 | IN | RFCW | 2562.3333 | 245
[13 empty] | 46390 | 46390 | IN | RFCW | 2562.3333 | 245
[13 empty] | 46391 | 46391 | IN | RFCW | 2562.3333 | 245
[13 empty] | 46392 | 46392 | IN | RFCW | 2562.3333 | 245
[13 empty] | 46393 | 46393 | IN | RFCW | 2562.3333 | 245
[13 empty] | 46394 | 46394 | IN | RFCW | 2562.3333 | 245
[13 empty] | 46401 | 46401 | IN | RFCW | 2562.3333 | 245
[13 empty] | 46402 | 46402 | IN | RFCW | 2562.3333 | 245
[13 empty] | 46403 | 46403 | IN | RFCW | 2562.3333 | 245
[13 empty] | 46404 | 46404 | IN | RFCW | 2562.3333 | 245
[13 empty] | 46405 | 46405 | IN | RFCW | 2562.3333 | 245
[13 empty] | 46406 | 46406 | IN | RFCW | 2562.3333 | 245
[13 empty] | 46407 | 46407 | IN | RFCW | 2562.3333 | 245
[13 empty] | 46408 | 46408 | IN | RFCW | 2562.3333 | 245
[13 empty] | 46409 | 46409 | IN | RFCW | 2562.3333 | 245
[13 empty] | 46410 | 46410 | IN | RFCW | 2562.3333 | 245
[13 empty] | 46411 | 46411 | IN | RFCW | 2562.3333 | 245
[13 empty] | 46501 | 46501 | IN | RFCW | 2562.3333 | 245
[13 empty] | 46502 | 46502 | IN | RFCW | 2562.3333 | 245
[13 empty] | 46504 | 46504 | IN | RFCW | 2562.3333 | 245
[13 empty] | 46506 | 46506 | IN | RFCW | 2562.3333 | 245
[13 empty] | 46507 | 46507 | IN | RFCW | 2562.3333 | 245
[13 empty] | 46508 | 46508 | IN | RFCW | 2562.3333 | 245
[13 empty] | 46510 | 46510 | IN | RFCW | 2562.3333 | 245
[13 empty] | 46511 | 46511 | IN | RFCW | 2562.3333 | 245
[13 empty] | 46513 | 46513 | IN | RFCW | 2562.3333 | 245
[13 empty] | 46514 | 46514 | IN | RFCW | 2562.3333 | 245
[13 empty] | 46515 | 46515 | IN | RFCW | 2562.3333 | 245
[13 empty] | 46516 | 46516 | IN | RFCW | 2562.3333 | 245
[13 empty] | 46517 | 46517 | IN | RFCW | 2562.3333 | 245
[13 empty] | 46524 | 46524 | IN | RFCW | 2562.3333 | 245
[13 empty] | 46526 | 46526 | IN | RFCW | 2562.3333 | 245
[13 empty] | 46527 | 46527 | IN | RFCW | 2562.3333 | 245
[13 empty] | 46528 | 46528 | IN | RFCW | 2562.3333 | 245
[13 empty] | 46530 | 46530 | IN | RFCW | 2562.3333 | 245
[13 empty] | 46531 | 46531 | IN | RFCW | 2562.3333 | 245
[13 empty] | 46532 | 46532 | IN | RFCW | 2562.3333 | 245
[13 empty] | 46534 | 46534 | IN | RFCW | 2562.3333 | 245
[13 empty] | 46536 | 46536 | IN | RFCW | 2562.3333 | 245
[13 empty] | 46537 | 46537 | IN | RFCW | 2562.3333 | 245
[13 empty] | 46538 | 46538 | IN | RFCW | 2562.3333 | 245
[13 empty] | 46539 | 46539 | IN | RFCW | 2562.3333 | 245
[13 empty] | 46540 | 46540 | IN | RFCW | 2562.3333 | 245
[13 empty] | 46542 | 46542 | IN | RFCW | 2562.3333 | 245
[13 empty] | 46543 | 46543 | IN | RFCW | 2562.3333 | 245
[13 empty] | 46544 | 46544 | IN | RFCW | 2562.3333 | 245
[13 empty] | 46545 | 46545 | IN | RFCW | 2562.3333 | 245
[13 empty] | 46546 | 46546 | IN | RFCW | 2562.3333 | 245
[13 empty] | 46550 | 46550 | IN | RFCW | 2562.3333 | 245
[13 empty] | 46552 | 46552 | IN | RFCW | 2562.3333 | 245
[13 empty] | 46553 | 46553 | IN | RFCW | 2562.3333 | 245
[13 empty] | 46554 | 46554 | IN | RFCW | 2562.3333 | 245
[13 empty] | 46555 | 46555 | IN | RFCW | 2562.3333 | 245
[13 empty] | 46556 | 46556 | IN | RFCW | 2562.3333 | 245
[13 empty] | 46561 | 46561 | IN | RFCW | 2562.3333 | 245
[13 empty] | 46562 | 46562 | IN | RFCW | 2562.3333 | 245
[13 empty] | 46563 | 46563 | IN | RFCW | 2562.3333 | 245
[13 empty] | 46565 | 46565 | IN | RFCW | 2562.3333 | 245
[13 empty] | 46567 | 46567 | IN | RFCW | 2562.3333 | 245
[13 empty] | 46570 | 46570 | IN | RFCW | 2562.3333 | 245
[13 empty] | 46571 | 46571 | IN | RFCW | 2562.3333 | 245
[13 empty] | 46572 | 46572 | IN | RFCW | 2562.3333 | 245
[13 empty] | 46573 | 46573 | IN | RFCW | 2562.3333 | 245
[13 empty] | 46574 | 46574 | IN | RFCW | 2562.3333 | 245
[13 empty] | 46580 | 46580 | IN | RFCW | 2562.3333 | 245
[13 empty] | 46581 | 46581 | IN | RFCW | 2562.3333 | 245
[13 empty] | 46582 | 46582 | IN | RFCW | 2562.3333 | 245
[13 empty] | 46590 | 46590 | IN | RFCW | 2562.3333 | 245
[13 empty] | 46595 | 46595 | IN | RFCW | 2562.3333 | 245
[13 empty] | 46601 | 46601 | IN | RFCW | 2562.3333 | 245
[13 empty] | 46613 | 46613 | IN | RFCW | 2562.3333 | 245
[13 empty] | 46614 | 46614 | IN | RFCW | 2562.3333 | 245
[13 empty] | 46615 | 46615 | IN | RFCW | 2562.3333 | 245
[13 empty] | 46616 | 46616 | IN | RFCW | 2562.3333 | 245
[13 empty] | 46617 | 46617 | IN | RFCW | 2562.3333 | 245
[13 empty] | 46619 | 46619 | IN | RFCW | 2562.3333 | 245
[13 empty] | 46624 | 46624 | IN | RFCW | 2562.3333 | 245
[13 empty] | 46626 | 46626 | IN | RFCW | 2562.3333 | 245
[13 empty] | 46628 | 46628 | IN | RFCW | 2562.3333 | 245
[13 empty] | 46634 | 46634 | IN | RFCW | 2562.3333 | 245
[13 empty] | 46635 | 46635 | IN | RFCW | 2562.3333 | 245
[13 empty] | 46637 | 46637 | IN | RFCW | 2562.3333 | 245
[13 empty] | 46660 | 46660 | IN | RFCW | 2562.3333 | 245
[13 empty] | 46680 | 46680 | IN | RFCW | 2562.3333 | 245
[13 empty] | 46699 | 46699 | IN | RFCW | 2562.3333 | 245
[13 empty] | 46701 | 46701 | IN | RFCW | 2562.3333 | 245
[13 empty] | 46702 | 46702 | IN | RFCW | 2562.3333 | 245
[13 empty] | 46703 | 46703 | IN | RFCW | 2562.3333 | 245
[13 empty] | 46704 | 46704 | IN | RFCW | 2562.3333 | 245
[13 empty] | 46705 | 46705 | IN | RFCW | 2562.3333 | 245
[13 empty] | 46706 | 46706 | IN | RFCW | 2562.3333 | 245
[13 empty] | 46710 | 46710 | IN | RFCW | 2562.3333 | 245
[13 empty] | 46711 | 46711 | IN | RFCW | 2562.3333 | 245
[13 empty] | 46713 | 46713 | IN | RFCW | 2562.3333 | 245
[13 empty] | 46714 | 46714 | IN | RFCW | 2562.3333 | 245
[13 empty] | 46721 | 46721 | IN | RFCW | 2562.3333 | 245
[13 empty] | 46723 | 46723 | IN | RFCW | 2562.3333 | 245
[13 empty] | 46725 | 46725 | IN | RFCW | 2562.3333 | 245
[13 empty] | 46730 | 46730 | IN | RFCW | 2562.3333 | 245
[13 empty] | 46731 | 46731 | IN | RFCW | 2562.3333 | 245
[13 empty] | 46732 | 46732 | IN | RFCW | 2562.3333 | 245
[13 empty] | 46733 | 46733 | IN | RFCW | 2562.3333 | 245
[13 empty] | 46737 | 46737 | IN | RFCW | 2562.3333 | 245
[13 empty] | 46738 | 46738 | IN | RFCW | 2562.3333 | 245
[13 empty] | 46740 | 46740 | IN | RFCW | 2562.3333 | 245
[13 empty] | 46741 | 46741 | IN | RFCW | 2562.3333 | 245
[13 empty] | 46742 | 46742 | IN | RFCW | 2562.3333 | 245
[13 empty] | 46743 | 46743 | IN | RFCW | 2562.3333 | 245
[13 empty] | 46745 | 46745 | IN | RFCW | 2562.3333 | 245
[13 empty] | 46746 | 46746 | IN | RFCW | 2562.3333 | 245
[13 empty] | 46747 | 46747 | IN | RFCW | 2562.3333 | 245
[13 empty] | 46748 | 46748 | IN | RFCW | 2562.3333 | 245
[13 empty] | 46750 | 46750 | IN | RFCW | 2562.3333 | 245
[13 empty] | 46755 | 46755 | IN | RFCW | 2562.3333 | 245
[13 empty] | 46759 | 46759 | IN | RFCW | 2562.3333 | 245
[13 empty] | 46760 | 46760 | IN | RFCW | 2562.3333 | 245
[13 empty] | 46761 | 46761 | IN | RFCW | 2562.3333 | 245
[13 empty] | 46763 | 46763 | IN | RFCW | 2562.3333 | 245
[13 empty] | 46764 | 46764 | IN | RFCW | 2562.3333 | 245
[13 empty] | 46765 | 46765 | IN | RFCW | 2562.3333 | 245
[13 empty] | 46766 | 46766 | IN | RFCW | 2562.3333 | 245
[13 empty] | 46767 | 46767 | IN | RFCW | 2562.3333 | 245
[13 empty] | 46769 | 46769 | IN | RFCW | 2562.3333 | 245
[13 empty] | 46770 | 46770 | IN | RFCW | 2562.3333 | 245
[13 empty] | 46771 | 46771 | IN | RFCW | 2562.3333 | 245
[13 empty] | 46772 | 46772 | IN | RFCW | 2562.3333 | 245
[13 empty] | 46773 | 46773 | IN | RFCW | 2562.3333 | 245
[13 empty] | 46774 | 46774 | IN | RFCW | 2562.3333 | 245
[13 empty] | 46776 | 46776 | IN | RFCW | 2562.3333 | 245
[13 empty] | 46777 | 46777 | IN | RFCW | 2562.3333 | 245
[13 empty] | 46778 | 46778 | IN | RFCW | 2562.3333 | 245
[13 empty] | 46779 | 46779 | IN | RFCW | 2562.3333 | 245
[13 empty] | 46780 | 46780 | IN | RFCW | 2562.3333 | 245
[13 empty] | 46781 | 46781 | IN | RFCW | 2562.3333 | 245
[13 empty] | 46782 | 46782 | IN | RFCW | 2562.3333 | 245
[13 empty] | 46783 | 46783 | IN | RFCW | 2562.3333 | 245
[13 empty] | 46784 | 46784 | IN | RFCW | 2562.3333 | 245
[13 empty] | 46785 | 46785 | IN | RFCW | 2562.3333 | 245
[13 empty] | 46786 | 46786 | IN | RFCW | 2562.3333 | 245
[13 empty] | 46787 | 46787 | IN | RFCW | 2562.3333 | 245
[13 empty] | 46788 | 46788 | IN | RFCW | 2562.3333 | 245
[13 empty] | 46789 | 46789 | IN | RFCW | 2562.3333 | 245
[13 empty] | 46791 | 46791 | IN | RFCW | 2562.3333 | 245
[13 empty] | 46792 | 46792 | IN | RFCW | 2562.3333 | 245
[13 empty] | 46793 | 46793 | IN | RFCW | 2562.3333 | 245
[13 empty] | 46794 | 46794 | IN | RFCW | 2562.3333 | 245
[13 empty] | 46795 | 46795 | IN | RFCW | 2562.3333 | 245
[13 empty] | 46796 | 46796 | IN | RFCW | 2562.3333 | 245
[13 empty] | 46797 | 46797 | IN | RFCW | 2562.3333 | 245
[13 empty] | 46798 | 46798 | IN | RFCW | 2562.3333 | 245
[13 empty] | 46799 | 46799 | IN | RFCW | 2562.3333 | 245
[13 empty] | 46801 | 46801 | IN | RFCW | 2562.3333 | 245
[13 empty] | 46802 | 46802 | IN | RFCW | 2562.3333 | 245
[13 empty] | 46803 | 46803 | IN | RFCW | 2562.3333 | 245
[13 empty] | 46804 | 46804 | IN | RFCW | 2562.3333 | 245
[13 empty] | 46805 | 46805 | IN | RFCW | 2562.3333 | 245
[13 empty] | 46806 | 46806 | IN | RFCW | 2562.3333 | 245
[13 empty] | 46807 | 46807 | IN | RFCW | 2562.3333 | 245
[13 empty] | 46808 | 46808 | IN | RFCW | 2562.3333 | 245
[13 empty] | 46809 | 46809 | IN | RFCW | 2562.3333 | 245
[13 empty] | 46814 | 46814 | IN | RFCW | 2562.3333 | 245
[13 empty] | 46815 | 46815 | IN | RFCW | 2562.3333 | 245
[13 empty] | 46816 | 46816 | IN | RFCW | 2562.3333 | 245
[13 empty] | 46818 | 46818 | IN | RFCW | 2562.3333 | 245
[13 empty] | 46819 | 46819 | IN | RFCW | 2562.3333 | 245
[13 empty] | 46825 | 46825 | IN | RFCW | 2562.3333 | 245
[13 empty] | 46835 | 46835 | IN | RFCW | 2562.3333 | 245
[13 empty] | 46845 | 46845 | IN | RFCW | 2562.3333 | 245
[13 empty] | 46850 | 46850 | IN | RFCW | 2562.3333 | 245
[13 empty] | 46851 | 46851 | IN | RFCW | 2562.3333 | 245
[13 empty] | 46852 | 46852 | IN | RFCW | 2562.3333 | 245
[13 empty] | 46853 | 46853 | IN | RFCW | 2562.3333 | 245
[13 empty] | 46854 | 46854 | IN | RFCW | 2562.3333 | 245
[13 empty] | 46855 | 46855 | IN | RFCW | 2562.3333 | 245
[13 empty] | 46856 | 46856 | IN | RFCW | 2562.3333 | 245
[13 empty] | 46857 | 46857 | IN | RFCW | 2562.3333 | 245
[13 empty] | 46858 | 46858 | IN | RFCW | 2562.3333 | 245
[13 empty] | 46859 | 46859 | IN | RFCW | 2562.3333 | 245
[13 empty] | 46860 | 46860 | IN | RFCW | 2562.3333 | 245
[13 empty] | 46861 | 46861 | IN | RFCW | 2562.3333 | 245
[13 empty] | 46862 | 46862 | IN | RFCW | 2562.3333 | 245
[13 empty] | 46863 | 46863 | IN | RFCW | 2562.3333 | 245
[13 empty] | 46864 | 46864 | IN | RFCW | 2562.3333 | 245
[13 empty] | 46865 | 46865 | IN | RFCW | 2562.3333 | 245
[13 empty] | 46866 | 46866 | IN | RFCW | 2562.3333 | 245
[13 empty] | 46867 | 46867 | IN | RFCW | 2562.3333 | 245
[13 empty] | 46868 | 46868 | IN | RFCW | 2562.3333 | 245
[13 empty] | 46869 | 46869 | IN | RFCW | 2562.3333 | 245
[13 empty] | 46885 | 46885 | IN | RFCW | 2562.3333 | 245
[13 empty] | 46895 | 46895 | IN | RFCW | 2562.3333 | 245
[13 empty] | 46896 | 46896 | IN | RFCW | 2562.3333 | 245
[13 empty] | 46897 | 46897 | IN | RFCW | 2562.3333 | 245
[13 empty] | 46898 | 46898 | IN | RFCW | 2562.3333 | 245
[13 empty] | 46899 | 46899 | IN | RFCW | 2562.3333 | 245
[13 empty] | 46901 | 46901 | IN | RFCW | 2562.3333 | 245
[13 empty] | 46902 | 46902 | IN | RFCW | 2562.3333 | 245
[13 empty] | 46903 | 46903 | IN | RFCW | 2562.3333 | 245
[13 empty] | 46904 | 46904 | IN | RFCW | 2562.3333 | 245
[13 empty] | 46910 | 46910 | IN | RFCW | 2562.3333 | 245
[13 empty] | 46911 | 46911 | IN | RFCW | 2562.3333 | 245
[13 empty] | 46912 | 46912 | IN | RFCW | 2562.3333 | 245
[13 empty] | 46913 | 46913 | IN | RFCW | 2562.3333 | 245
[13 empty] | 46914 | 46914 | IN | RFCW | 2562.3333 | 245
[13 empty] | 46915 | 46915 | IN | RFCW | 2562.3333 | 245
[13 empty] | 46916 | 46916 | IN | RFCW | 2562.3333 | 245
[13 empty] | 46917 | 46917 | IN | RFCW | 2562.3333 | 245
[13 empty] | 46919 | 46919 | IN | RFCW | 2562.3333 | 245
[13 empty] | 46920 | 46920 | IN | RFCW | 2562.3333 | 245
[13 empty] | 46921 | 46921 | IN | RFCW | 2562.3333 | 245
[13 empty] | 46922 | 46922 | IN | RFCW | 2562.3333 | 245
[13 empty] | 46923 | 46923 | IN | RFCW | 2562.3333 | 245
[13 empty] | 46926 | 46926 | IN | RFCW | 2562.3333 | 245
[13 empty] | 46928 | 46928 | IN | RFCW | 2562.3333 | 245
[13 empty] | 46929 | 46929 | IN | RFCW | 2562.3333 | 245
[13 empty] | 46930 | 46930 | IN | RFCW | 2562.3333 | 245
[13 empty] | 46931 | 46931 | IN | RFCW | 2562.3333 | 245
[13 empty] | 46932 | 46932 | IN | RFCW | 2562.3333 | 245
[13 empty] | 46933 | 46933 | IN | RFCW | 2562.3333 | 245
[13 empty] | 46935 | 46935 | IN | RFCW | 2562.3333 | 245
[13 empty] | 46936 | 46936 | IN | RFCW | 2562.3333 | 245
[13 empty] | 46937 | 46937 | IN | RFCW | 2562.3333 | 245
[13 empty] | 46938 | 46938 | IN | RFCW | 2562.3333 | 245
[13 empty] | 46939 | 46939 | IN | RFCW | 2562.3333 | 245
[13 empty] | 46940 | 46940 | IN | RFCW | 2562.3333 | 245
[13 empty] | 46941 | 46941 | IN | RFCW | 2562.3333 | 245
[13 empty] | 46942 | 46942 | IN | RFCW | 2562.3333 | 245
[13 empty] | 46943 | 46943 | IN | RFCW | 2562.3333 | 245
[13 empty] | 46945 | 46945 | IN | RFCW | 2562.3333 | 245
[13 empty] | 46946 | 46946 | IN | RFCW | 2562.3333 | 245
[13 empty] | 46947 | 46947 | IN | RFCW | 2562.3333 | 245
[13 empty] | 46950 | 46950 | IN | RFCW | 2562.3333 | 245
[13 empty] | 46951 | 46951 | IN | RFCW | 2562.3333 | 245
[13 empty] | 46952 | 46952 | IN | RFCW | 2562.3333 | 245
[13 empty] | 46953 | 46953 | IN | RFCW | 2562.3333 | 245
[13 empty] | 46957 | 46957 | IN | RFCW | 2562.3333 | 245
[13 empty] | 46958 | 46958 | IN | RFCW | 2562.3333 | 245
[13 empty] | 46959 | 46959 | IN | RFCW | 2562.3333 | 245
[13 empty] | 46960 | 46960 | IN | RFCW | 2562.3333 | 245
[13 empty] | 46961 | 46961 | IN | RFCW | 2562.3333 | 245
[13 empty] | 46962 | 46962 | IN | RFCW | 2562.3333 | 245
[13 empty] | 46965 | 46965 | IN | RFCW | 2562.3333 | 245
[13 empty] | 46967 | 46967 | IN | RFCW | 2562.3333 | 245
[13 empty] | 46968 | 46968 | IN | RFCW | 2562.3333 | 245
[13 empty] | 46970 | 46970 | IN | RFCW | 2562.3333 | 245
[13 empty] | 46971 | 46971 | IN | RFCW | 2562.3333 | 245
[13 empty] | 46974 | 46974 | IN | RFCW | 2562.3333 | 245
[13 empty] | 46975 | 46975 | IN | RFCW | 2562.3333 | 245
[13 empty] | 46977 | 46977 | IN | RFCW | 2562.3333 | 245
[13 empty] | 46978 | 46978 | IN | RFCW | 2562.3333 | 245
[13 empty] | 46979 | 46979 | IN | RFCW | 2562.3333 | 245
[13 empty] | 46980 | 46980 | IN | RFCW | 2562.3333 | 245
[13 empty] | 46982 | 46982 | IN | RFCW | 2562.3333 | 245
[13 empty] | 46984 | 46984 | IN | RFCW | 2562.3333 | 245
[13 empty] | 46985 | 46985 | IN | RFCW | 2562.3333 | 245
[13 empty] | 46986 | 46986 | IN | RFCW | 2562.3333 | 245
[13 empty] | 46987 | 46987 | IN | RFCW | 2562.3333 | 245
[13 empty] | 46988 | 46988 | IN | RFCW | 2562.3333 | 245
[13 empty] | 46989 | 46989 | IN | RFCW | 2562.3333 | 245
[13 empty] | 46990 | 46990 | IN | RFCW | 2562.3333 | 245
[13 empty] | 46991 | 46991 | IN | RFCW | 2562.3333 | 245
[13 empty] | 46992 | 46992 | IN | RFCW | 2562.3333 | 245
[13 empty] | 46994 | 46994 | IN | RFCW | 2562.3333 | 245
[13 empty] | 46995 | 46995 | IN | RFCW | 2562.3333 | 245
[13 empty] | 46996 | 46996 | IN | RFCW | 2562.3333 | 245
[13 empty] | 46998 | 46998 | IN | RFCW | 2562.3333 | 245
[13 empty] | 47001 | 47001 | IN | RFCW | 2562.3333 | 245
[13 empty] | 47003 | 47003 | IN | RFCW | 2562.3333 | 245
[13 empty] | 47006 | 47006 | IN | RFCW | 2562.3333 | 245
[13 empty] | 47010 | 47010 | IN | RFCW | 2562.3333 | 245
[13 empty] | 47011 | 47011 | IN | RFCW | 2562.3333 | 245
[13 empty] | 47012 | 47012 | IN | RFCW | 2562.3333 | 245
[13 empty] | 47016 | 47016 | IN | RFCW | 2562.3333 | 245
[13 empty] | 47017 | 47017 | IN | RFCW | 2562.3333 | 245
[13 empty] | 47018 | 47018 | IN | RFCW | 2562.3333 | 245
[13 empty] | 47019 | 47019 | IN | RFCW | 2562.3333 | 245
[13 empty] | 47020 | 47020 | IN | RFCW | 2562.3333 | 245
[13 empty] | 47021 | 47021 | IN | RFCW | 2562.3333 | 245
[13 empty] | 47022 | 47022 | IN | RFCW | 2562.3333 | 245
[13 empty] | 47023 | 47023 | IN | RFCW | 2562.3333 | 245
[13 empty] | 47024 | 47024 | IN | RFCW | 2562.3333 | 245
[13 empty] | 47025 | 47025 | IN | RFCW | 2562.3333 | 245
[13 empty] | 47030 | 47030 | IN | RFCW | 2562.3333 | 245
[13 empty] | 47031 | 47031 | IN | RFCW | 2562.3333 | 245
[13 empty] | 47032 | 47032 | IN | RFCW | 2562.3333 | 245
[13 empty] | 47033 | 47033 | IN | RFCW | 2562.3333 | 245
[13 empty] | 47034 | 47034 | IN | RFCW | 2562.3333 | 245
[13 empty] | 47035 | 47035 | IN | RFCW | 2562.3333 | 245
[13 empty] | 47036 | 47036 | IN | RFCW | 2562.3333 | 245
[13 empty] | 47037 | 47037 | IN | RFCW | 2562.3333 | 245
[13 empty] | 47038 | 47038 | IN | RFCW | 2562.3333 | 245
[13 empty] | 47039 | 47039 | IN | RFCW | 2562.3333 | 245
[13 empty] | 47040 | 47040 | IN | RFCW | 2562.3333 | 245
[13 empty] | 47041 | 47041 | IN | RFCW | 2562.3333 | 245
[13 empty] | 47042 | 47042 | IN | RFCW | 2562.3333 | 245
[13 empty] | 47043 | 47043 | IN | RFCW | 2562.3333 | 245
[13 empty] | 47060 | 47060 | IN | RFCW | 2562.3333 | 245
[13 empty] | 47102 | 47102 | IN | RFCW | 2562.3333 | 245
[13 empty] | 47104 | 47104 | IN | RFCW | 2562.3333 | 245
[13 empty] | 47106 | 47106 | IN | RFCW | 2562.3333 | 245
[13 empty] | 47107 | 47107 | IN | RFCW | 2562.3333 | 245
[13 empty] | 47108 | 47108 | IN | RFCW | 2562.3333 | 245
[13 empty] | 47110 | 47110 | IN | RFCW | 2562.3333 | 245
[13 empty] | 47111 | 47111 | IN | RFCW | 2562.3333 | 245
[13 empty] | 47112 | 47112 | IN | RFCW | 2562.3333 | 245
[13 empty] | 47114 | 47114 | IN | RFCW | 2562.3333 | 245
[13 empty] | 47115 | 47115 | IN | RFCW | 2562.3333 | 245
[13 empty] | 47116 | 47116 | IN | RFCW | 2562.3333 | 245
[13 empty] | 47117 | 47117 | IN | RFCW | 2562.3333 | 245
[13 empty] | 47118 | 47118 | IN | RFCW | 2562.3333 | 245
[13 empty] | 47119 | 47119 | IN | RFCW | 2562.3333 | 245
[13 empty] | 47120 | 47120 | IN | RFCW | 2562.3333 | 245
[13 empty] | 47122 | 47122 | IN | RFCW | 2562.3333 | 245
[13 empty] | 47123 | 47123 | IN | RFCW | 2562.3333 | 245
[13 empty] | 47124 | 47124 | IN | RFCW | 2562.3333 | 245
[13 empty] | 47125 | 47125 | IN | RFCW | 2562.3333 | 245
[13 empty] | 47126 | 47126 | IN | RFCW | 2562.3333 | 245
[13 empty] | 47129 | 47129 | IN | RFCW | 2562.3333 | 245
[13 empty] | 47130 | 47130 | IN | RFCW | 2562.3333 | 245
[13 empty] | 47131 | 47131 | IN | RFCW | 2562.3333 | 245
[13 empty] | 47132 | 47132 | IN | RFCW | 2562.3333 | 245
[13 empty] | 47133 | 47133 | IN | RFCW | 2562.3333 | 245
[13 empty] | 47134 | 47134 | IN | RFCW | 2562.3333 | 245
[13 empty] | 47135 | 47135 | IN | RFCW | 2562.3333 | 245
[13 empty] | 47136 | 47136 | IN | RFCW | 2562.3333 | 245
[13 empty] | 47137 | 47137 | IN | RFCW | 2562.3333 | 245
[13 empty] | 47138 | 47138 | IN | RFCW | 2562.3333 | 245
[13 empty] | 47139 | 47139 | IN | RFCW | 2562.3333 | 245
[13 empty] | 47140 | 47140 | IN | RFCW | 2562.3333 | 245
[13 empty] | 47141 | 47141 | IN | RFCW | 2562.3333 | 245
[13 empty] | 47142 | 47142 | IN | RFCW | 2562.3333 | 245
[13 empty] | 47143 | 47143 | IN | RFCW | 2562.3333 | 245
[13 empty] | 47144 | 47144 | IN | RFCW | 2562.3333 | 245
[13 empty] | 47145 | 47145 | IN | RFCW | 2562.3333 | 245
[13 empty] | 47146 | 47146 | IN | RFCW | 2562.3333 | 245
[13 empty] | 47147 | 47147 | IN | RFCW | 2562.3333 | 245
[13 empty] | 47150 | 47150 | IN | RFCW | 2562.3333 | 245
[13 empty] | 47151 | 47151 | IN | RFCW | 2562.3333 | 245
[13 empty] | 47160 | 47160 | IN | RFCW | 2562.3333 | 245
[13 empty] | 47161 | 47161 | IN | RFCW | 2562.3333 | 245
[13 empty] | 47162 | 47162 | IN | RFCW | 2562.3333 | 245
[13 empty] | 47163 | 47163 | IN | RFCW | 2562.3333 | 245
[13 empty] | 47164 | 47164 | IN | RFCW | 2562.3333 | 245
[13 empty] | 47165 | 47165 | IN | RFCW | 2562.3333 | 245
[13 empty] | 47166 | 47166 | IN | RFCW | 2562.3333 | 245
[13 empty] | 47167 | 47167 | IN | RFCW | 2562.3333 | 245
[13 empty] | 47170 | 47170 | IN | RFCW | 2562.3333 | 245
[13 empty] | 47172 | 47172 | IN | RFCW | 2562.3333 | 245
[13 empty] | 47174 | 47174 | IN | RFCW | 2562.3333 | 245
[13 empty] | 47175 | 47175 | IN | RFCW | 2562.3333 | 245
[13 empty] | 47177 | 47177 | IN | RFCW | 2562.3333 | 245
[13 empty] | 47190 | 47190 | IN | RFCW | 2562.3333 | 245
[13 empty] | 47199 | 47199 | IN | RFCW | 2562.3333 | 245
[13 empty] | 47201 | 47201 | IN | RFCW | 2562.3333 | 245
[13 empty] | 47202 | 47202 | IN | RFCW | 2562.3333 | 245
[13 empty] | 47203 | 47203 | IN | RFCW | 2562.3333 | 245
[13 empty] | 47220 | 47220 | IN | RFCW | 2562.3333 | 245
[13 empty] | 47223 | 47223 | IN | RFCW | 2562.3333 | 245
[13 empty] | 47224 | 47224 | IN | RFCW | 2562.3333 | 245
[13 empty] | 47225 | 47225 | IN | RFCW | 2562.3333 | 245
[13 empty] | 47226 | 47226 | IN | RFCW | 2562.3333 | 245
[13 empty] | 47227 | 47227 | IN | RFCW | 2562.3333 | 245
[13 empty] | 47228 | 47228 | IN | RFCW | 2562.3333 | 245
[13 empty] | 47229 | 47229 | IN | RFCW | 2562.3333 | 245
[13 empty] | 47230 | 47230 | IN | RFCW | 2562.3333 | 245
[13 empty] | 47231 | 47231 | IN | RFCW | 2562.3333 | 245
[13 empty] | 47232 | 47232 | IN | RFCW | 2562.3333 | 245
[13 empty] | 47234 | 47234 | IN | RFCW | 2562.3333 | 245
[13 empty] | 47235 | 47235 | IN | RFCW | 2562.3333 | 245
[13 empty] | 47236 | 47236 | IN | RFCW | 2562.3333 | 245
[13 empty] | 47240 | 47240 | IN | RFCW | 2562.3333 | 245
[13 empty] | 47243 | 47243 | IN | RFCW | 2562.3333 | 245
[13 empty] | 47244 | 47244 | IN | RFCW | 2562.3333 | 245
[13 empty] | 47245 | 47245 | IN | RFCW | 2562.3333 | 245
[13 empty] | 47246 | 47246 | IN | RFCW | 2562.3333 | 245
[13 empty] | 47247 | 47247 | IN | RFCW | 2562.3333 | 245
[13 empty] | 47249 | 47249 | IN | RFCW | 2562.3333 | 245
[13 empty] | 47250 | 47250 | IN | RFCW | 2562.3333 | 245
[13 empty] | 47260 | 47260 | IN | RFCW | 2562.3333 | 245
[13 empty] | 47261 | 47261 | IN | RFCW | 2562.3333 | 245
[13 empty] | 47263 | 47263 | IN | RFCW | 2562.3333 | 245
[13 empty] | 47264 | 47264 | IN | RFCW | 2562.3333 | 245
[13 empty] | 47265 | 47265 | IN | RFCW | 2562.3333 | 245
[13 empty] | 47270 | 47270 | IN | RFCW | 2562.3333 | 245
[13 empty] | 47272 | 47272 | IN | RFCW | 2562.3333 | 245
[13 empty] | 47273 | 47273 | IN | RFCW | 2562.3333 | 245
[13 empty] | 47274 | 47274 | IN | RFCW | 2562.3333 | 245
[13 empty] | 47280 | 47280 | IN | RFCW | 2562.3333 | 245
[13 empty] | 47281 | 47281 | IN | RFCW | 2562.3333 | 245
[13 empty] | 47282 | 47282 | IN | RFCW | 2562.3333 | 245
[13 empty] | 47283 | 47283 | IN | RFCW | 2562.3333 | 245
[13 empty] | 47302 | 47302 | IN | RFCW | 2562.3333 | 245
[13 empty] | 47303 | 47303 | IN | RFCW | 2562.3333 | 245
[13 empty] | 47304 | 47304 | IN | RFCW | 2562.3333 | 245
[13 empty] | 47305 | 47305 | IN | RFCW | 2562.3333 | 245
[13 empty] | 47306 | 47306 | IN | RFCW | 2562.3333 | 245
[13 empty] | 47307 | 47307 | IN | RFCW | 2562.3333 | 245
[13 empty] | 47308 | 47308 | IN | RFCW | 2562.3333 | 245
[13 empty] | 47320 | 47320 | IN | RFCW | 2562.3333 | 245
[13 empty] | 47322 | 47322 | IN | RFCW | 2562.3333 | 245
[13 empty] | 47324 | 47324 | IN | RFCW | 2562.3333 | 245
[13 empty] | 47325 | 47325 | IN | RFCW | 2562.3333 | 245
[13 empty] | 47326 | 47326 | IN | RFCW | 2562.3333 | 245
[13 empty] | 47327 | 47327 | IN | RFCW | 2562.3333 | 245
[13 empty] | 47330 | 47330 | IN | RFCW | 2562.3333 | 245
[13 empty] | 47331 | 47331 | IN | RFCW | 2562.3333 | 245
[13 empty] | 47334 | 47334 | IN | RFCW | 2562.3333 | 245
[13 empty] | 47335 | 47335 | IN | RFCW | 2562.3333 | 245
[13 empty] | 47336 | 47336 | IN | RFCW | 2562.3333 | 245
[13 empty] | 47337 | 47337 | IN | RFCW | 2562.3333 | 245
[13 empty] | 47338 | 47338 | IN | RFCW | 2562.3333 | 245
[13 empty] | 47339 | 47339 | IN | RFCW | 2562.3333 | 245
[13 empty] | 47340 | 47340 | IN | RFCW | 2562.3333 | 245
[13 empty] | 47341 | 47341 | IN | RFCW | 2562.3333 | 245
[13 empty] | 47342 | 47342 | IN | RFCW | 2562.3333 | 245
[13 empty] | 47344 | 47344 | IN | RFCW | 2562.3333 | 245
[13 empty] | 47345 | 47345 | IN | RFCW | 2562.3333 | 245
[13 empty] | 47346 | 47346 | IN | RFCW | 2562.3333 | 245
[13 empty] | 47348 | 47348 | IN | RFCW | 2562.3333 | 245
[13 empty] | 47351 | 47351 | IN | RFCW | 2562.3333 | 245
[13 empty] | 47352 | 47352 | IN | RFCW | 2562.3333 | 245
[13 empty] | 47353 | 47353 | IN | RFCW | 2562.3333 | 245
[13 empty] | 47354 | 47354 | IN | RFCW | 2562.3333 | 245
[13 empty] | 47355 | 47355 | IN | RFCW | 2562.3333 | 245
[13 empty] | 47356 | 47356 | IN | RFCW | 2562.3333 | 245
[13 empty] | 47357 | 47357 | IN | RFCW | 2562.3333 | 245
[13 empty] | 47358 | 47358 | IN | RFCW | 2562.3333 | 245
[13 empty] | 47359 | 47359 | IN | RFCW | 2562.3333 | 245
[13 empty] | 47360 | 47360 | IN | RFCW | 2562.3333 | 245
[13 empty] | 47361 | 47361 | IN | RFCW | 2562.3333 | 245
[13 empty] | 47362 | 47362 | IN | RFCW | 2562.3333 | 245
[13 empty] | 47366 | 47366 | IN | RFCW | 2562.3333 | 245
[13 empty] | 47367 | 47367 | IN | RFCW | 2562.3333 | 245
[13 empty] | 47368 | 47368 | IN | RFCW | 2562.3333 | 245
[13 empty] | 47369 | 47369 | IN | RFCW | 2562.3333 | 245
[13 empty] | 47370 | 47370 | IN | RFCW | 2562.3333 | 245
[13 empty] | 47371 | 47371 | IN | RFCW | 2562.3333 | 245
[13 empty] | 47373 | 47373 | IN | RFCW | 2562.3333 | 245
[13 empty] | 47374 | 47374 | IN | RFCW | 2562.3333 | 245
[13 empty] | 47375 | 47375 | IN | RFCW | 2562.3333 | 245
[13 empty] | 47380 | 47380 | IN | RFCW | 2562.3333 | 245
[13 empty] | 47381 | 47381 | IN | RFCW | 2562.3333 | 245
[13 empty] | 47382 | 47382 | IN | RFCW | 2562.3333 | 245
[13 empty] | 47383 | 47383 | IN | RFCW | 2562.3333 | 245
[13 empty] | 47384 | 47384 | IN | RFCW | 2562.3333 | 245
[13 empty] | 47385 | 47385 | IN | RFCW | 2562.3333 | 245
[13 empty] | 47386 | 47386 | IN | RFCW | 2562.3333 | 245
[13 empty] | 47387 | 47387 | IN | RFCW | 2562.3333 | 245
[13 empty] | 47388 | 47388 | IN | RFCW | 2562.3333 | 245
[13 empty] | 47390 | 47390 | IN | RFCW | 2562.3333 | 245
[13 empty] | 47392 | 47392 | IN | RFCW | 2562.3333 | 245
[13 empty] | 47393 | 47393 | IN | RFCW | 2562.3333 | 245
[13 empty] | 47394 | 47394 | IN | RFCW | 2562.3333 | 245
[13 empty] | 47396 | 47396 | IN | RFCW | 2562.3333 | 245
[13 empty] | 47401 | 47401 | IN | RFCW | 2562.3333 | 245
[13 empty] | 47402 | 47402 | IN | RFCW | 2562.3333 | 245
[13 empty] | 47403 | 47403 | IN | RFCW | 2562.3333 | 245
[13 empty] | 47404 | 47404 | IN | RFCW | 2562.3333 | 245
[13 empty] | 47405 | 47405 | IN | RFCW | 2562.3333 | 245
[13 empty] | 47406 | 47406 | IN | RFCW | 2562.3333 | 245
[13 empty] | 47407 | 47407 | IN | RFCW | 2562.3333 | 245
[13 empty] | 47408 | 47408 | IN | RFCW | 2562.3333 | 245
[13 empty] | 47420 | 47420 | IN | RFCW | 2562.3333 | 245
[13 empty] | 47421 | 47421 | IN | RFCW | 2562.3333 | 245
[13 empty] | 47424 | 47424 | IN | RFCW | 2562.3333 | 245
[13 empty] | 47426 | 47426 | IN | RFCW | 2562.3333 | 245
[13 empty] | 47427 | 47427 | IN | RFCW | 2562.3333 | 245
[13 empty] | 47429 | 47429 | IN | RFCW | 2562.3333 | 245
[13 empty] | 47431 | 47431 | IN | RFCW | 2562.3333 | 245
[13 empty] | 47432 | 47432 | IN | RFCW | 2562.3333 | 245
[13 empty] | 47433 | 47433 | IN | RFCW | 2562.3333 | 245
[13 empty] | 47434 | 47434 | IN | RFCW | 2562.3333 | 245
[13 empty] | 47435 | 47435 | IN | RFCW | 2562.3333 | 245
[13 empty] | 47436 | 47436 | IN | RFCW | 2562.3333 | 245
[13 empty] | 47437 | 47437 | IN | RFCW | 2562.3333 | 245
[13 empty] | 47438 | 47438 | IN | RFCW | 2562.3333 | 245
[13 empty] | 47439 | 47439 | IN | RFCW | 2562.3333 | 245
[13 empty] | 47441 | 47441 | IN | RFCW | 2562.3333 | 245
[13 empty] | 47443 | 47443 | IN | RFCW | 2562.3333 | 245
[13 empty] | 47445 | 47445 | IN | RFCW | 2562.3333 | 245
[13 empty] | 47446 | 47446 | IN | RFCW | 2562.3333 | 245
[13 empty] | 47448 | 47448 | IN | RFCW | 2562.3333 | 245
[13 empty] | 47449 | 47449 | IN | RFCW | 2562.3333 | 245
[13 empty] | 47451 | 47451 | IN | RFCW | 2562.3333 | 245
[13 empty] | 47452 | 47452 | IN | RFCW | 2562.3333 | 245
[13 empty] | 47453 | 47453 | IN | RFCW | 2562.3333 | 245
[13 empty] | 47454 | 47454 | IN | RFCW | 2562.3333 | 245
[13 empty] | 47455 | 47455 | IN | RFCW | 2562.3333 | 245
[13 empty] | 47456 | 47456 | IN | RFCW | 2562.3333 | 245
[13 empty] | 47457 | 47457 | IN | RFCW | 2562.3333 | 245
[13 empty] | 47458 | 47458 | IN | RFCW | 2562.3333 | 245
[13 empty] | 47459 | 47459 | IN | RFCW | 2562.3333 | 245
[13 empty] | 47460 | 47460 | IN | RFCW | 2562.3333 | 245
[13 empty] | 47462 | 47462 | IN | RFCW | 2562.3333 | 245
[13 empty] | 47463 | 47463 | IN | RFCW | 2562.3333 | 245
[13 empty] | 47464 | 47464 | IN | RFCW | 2562.3333 | 245
[13 empty] | 47465 | 47465 | IN | RFCW | 2562.3333 | 245
[13 empty] | 47467 | 47467 | IN | RFCW | 2562.3333 | 245
[13 empty] | 47468 | 47468 | IN | RFCW | 2562.3333 | 245
[13 empty] | 47469 | 47469 | IN | RFCW | 2562.3333 | 245
[13 empty] | 47470 | 47470 | IN | RFCW | 2562.3333 | 245
[13 empty] | 47471 | 47471 | IN | RFCW | 2562.3333 | 245
[13 empty] | 47501 | 47501 | IN | RFCW | 2562.3333 | 245
[13 empty] | 47512 | 47512 | IN | RFCW | 2562.3333 | 245
[13 empty] | 47513 | 47513 | IN | RFCW | 2562.3333 | 245
[13 empty] | 47514 | 47514 | IN | RFCW | 2562.3333 | 245
[13 empty] | 47515 | 47515 | IN | RFCW | 2562.3333 | 245
[13 empty] | 47516 | 47516 | IN | RFCW | 2562.3333 | 245
[13 empty] | 47519 | 47519 | IN | RFCW | 2562.3333 | 245
[13 empty] | 47520 | 47520 | IN | RFCW | 2562.3333 | 245
[13 empty] | 47521 | 47521 | IN | RFCW | 2562.3333 | 245
[13 empty] | 47522 | 47522 | IN | RFCW | 2562.3333 | 245
[13 empty] | 47523 | 47523 | IN | RFCW | 2562.3333 | 245
[13 empty] | 47524 | 47524 | IN | RFCW | 2562.3333 | 245
[13 empty] | 47525 | 47525 | IN | RFCW | 2562.3333 | 245
[13 empty] | 47527 | 47527 | IN | RFCW | 2562.3333 | 245
[13 empty] | 47528 | 47528 | IN | RFCW | 2562.3333 | 245
[13 empty] | 47529 | 47529 | IN | RFCW | 2562.3333 | 245
[13 empty] | 47531 | 47531 | IN | RFCW | 2562.3333 | 245
[13 empty] | 47532 | 47532 | IN | RFCW | 2562.3333 | 245
[13 empty] | 47535 | 47535 | IN | RFCW | 2562.3333 | 245
[13 empty] | 47536 | 47536 | IN | RFCW | 2562.3333 | 245
[13 empty] | 47537 | 47537 | IN | RFCW | 2562.3333 | 245
[13 empty] | 47541 | 47541 | IN | RFCW | 2562.3333 | 245
[13 empty] | 47542 | 47542 | IN | RFCW | 2562.3333 | 245
[13 empty] | 47545 | 47545 | IN | RFCW | 2562.3333 | 245
[13 empty] | 47546 | 47546 | IN | RFCW | 2562.3333 | 245
[13 empty] | 47547 | 47547 | IN | RFCW | 2562.3333 | 245
[13 empty] | 47549 | 47549 | IN | RFCW | 2562.3333 | 245
[13 empty] | 47550 | 47550 | IN | RFCW | 2562.3333 | 245
[13 empty] | 47551 | 47551 | IN | RFCW | 2562.3333 | 245
[13 empty] | 47552 | 47552 | IN | RFCW | 2562.3333 | 245
[13 empty] | 47553 | 47553 | IN | RFCW | 2562.3333 | 245
[13 empty] | 47556 | 47556 | IN | RFCW | 2562.3333 | 245
[13 empty] | 47557 | 47557 | IN | RFCW | 2562.3333 | 245
[13 empty] | 47558 | 47558 | IN | RFCW | 2562.3333 | 245
[13 empty] | 47561 | 47561 | IN | RFCW | 2562.3333 | 245
[13 empty] | 47562 | 47562 | IN | RFCW | 2562.3333 | 245
[13 empty] | 47564 | 47564 | IN | RFCW | 2562.3333 | 245
[13 empty] | 47567 | 47567 | IN | RFCW | 2562.3333 | 245
[13 empty] | 47568 | 47568 | IN | RFCW | 2562.3333 | 245
[13 empty] | 47573 | 47573 | IN | RFCW | 2562.3333 | 245
[13 empty] | 47574 | 47574 | IN | RFCW | 2562.3333 | 245
[13 empty] | 47575 | 47575 | IN | RFCW | 2562.3333 | 245
[13 empty] | 47576 | 47576 | IN | RFCW | 2562.3333 | 245
[13 empty] | 47577 | 47577 | IN | RFCW | 2562.3333 | 245
[13 empty] | 47578 | 47578 | IN | RFCW | 2562.3333 | 245
[13 empty] | 47579 | 47579 | IN | RFCW | 2562.3333 | 245
[13 empty] | 47580 | 47580 | IN | RFCW | 2562.3333 | 245
[13 empty] | 47581 | 47581 | IN | RFCW | 2562.3333 | 245
[13 empty] | 47584 | 47584 | IN | RFCW | 2562.3333 | 245
[13 empty] | 47585 | 47585 | IN | RFCW | 2562.3333 | 245
[13 empty] | 47586 | 47586 | IN | RFCW | 2562.3333 | 245
[13 empty] | 47588 | 47588 | IN | RFCW | 2562.3333 | 245
[13 empty] | 47590 | 47590 | IN | RFCW | 2562.3333 | 245
[13 empty] | 47591 | 47591 | IN | RFCW | 2562.3333 | 245
[13 empty] | 47596 | 47596 | IN | RFCW | 2562.3333 | 245
[13 empty] | 47597 | 47597 | IN | RFCW | 2562.3333 | 245
[13 empty] | 47598 | 47598 | IN | RFCW | 2562.3333 | 245
[13 empty] | 47601 | 47601 | IN | RFCW | 2562.3333 | 245
[13 empty] | 47610 | 47610 | IN | RFCW | 2562.3333 | 245
[13 empty] | 47611 | 47611 | IN | RFCW | 2562.3333 | 245
[13 empty] | 47612 | 47612 | IN | RFCW | 2562.3333 | 245
[13 empty] | 47613 | 47613 | IN | RFCW | 2562.3333 | 245
[13 empty] | 47614 | 47614 | IN | RFCW | 2562.3333 | 245
[13 empty] | 47615 | 47615 | IN | RFCW | 2562.3333 | 245
[13 empty] | 47616 | 47616 | IN | RFCW | 2562.3333 | 245
[13 empty] | 47617 | 47617 | IN | RFCW | 2562.3333 | 245
[13 empty] | 47618 | 47618 | IN | RFCW | 2562.3333 | 245
[13 empty] | 47619 | 47619 | IN | RFCW | 2562.3333 | 245
[13 empty] | 47620 | 47620 | IN | RFCW | 2562.3333 | 245
[13 empty] | 47629 | 47629 | IN | RFCW | 2562.3333 | 245
[13 empty] | 47630 | 47630 | IN | RFCW | 2562.3333 | 245
[13 empty] | 47631 | 47631 | IN | RFCW | 2562.3333 | 245
[13 empty] | 47633 | 47633 | IN | RFCW | 2562.3333 | 245
[13 empty] | 47634 | 47634 | IN | RFCW | 2562.3333 | 245
[13 empty] | 47635 | 47635 | IN | RFCW | 2562.3333 | 245
[13 empty] | 47637 | 47637 | IN | RFCW | 2562.3333 | 245
[13 empty] | 47638 | 47638 | IN | RFCW | 2562.3333 | 245
[13 empty] | 47639 | 47639 | IN | RFCW | 2562.3333 | 245
[13 empty] | 47640 | 47640 | IN | RFCW | 2562.3333 | 245
[13 empty] | 47647 | 47647 | IN | RFCW | 2562.3333 | 245
[13 empty] | 47648 | 47648 | IN | RFCW | 2562.3333 | 245
[13 empty] | 47649 | 47649 | IN | RFCW | 2562.3333 | 245
[13 empty] | 47654 | 47654 | IN | RFCW | 2562.3333 | 245
[13 empty] | 47660 | 47660 | IN | RFCW | 2562.3333 | 245
[13 empty] | 47665 | 47665 | IN | RFCW | 2562.3333 | 245
[13 empty] | 47666 | 47666 | IN | RFCW | 2562.3333 | 245
[13 empty] | 47670 | 47670 | IN | RFCW | 2562.3333 | 245
[13 empty] | 47683 | 47683 | IN | RFCW | 2562.3333 | 245
[13 empty] | 47701 | 47701 | IN | RFCW | 2562.3333 | 245
[13 empty] | 47702 | 47702 | IN | RFCW | 2562.3333 | 245
[13 empty] | 47703 | 47703 | IN | RFCW | 2562.3333 | 245
[13 empty] | 47704 | 47704 | IN | RFCW | 2562.3333 | 245
[13 empty] | 47705 | 47705 | IN | RFCW | 2562.3333 | 245
[13 empty] | 47706 | 47706 | IN | RFCW | 2562.3333 | 245
[13 empty] | 47708 | 47708 | IN | RFCW | 2562.3333 | 245
[13 empty] | 47710 | 47710 | IN | RFCW | 2562.3333 | 245
[13 empty] | 47711 | 47711 | IN | RFCW | 2562.3333 | 245
[13 empty] | 47712 | 47712 | IN | RFCW | 2562.3333 | 245
[13 empty] | 47713 | 47713 | IN | RFCW | 2562.3333 | 245
[13 empty] | 47714 | 47714 | IN | RFCW | 2562.3333 | 245
[13 empty] | 47715 | 47715 | IN | RFCW | 2562.3333 | 245
[13 empty] | 47716 | 47716 | IN | RFCW | 2562.3333 | 245
[13 empty] | 47719 | 47719 | IN | RFCW | 2562.3333 | 245
[13 empty] | 47720 | 47720 | IN | RFCW | 2562.3333 | 245
[13 empty] | 47721 | 47721 | IN | RFCW | 2562.3333 | 245
[13 empty] | 47722 | 47722 | IN | RFCW | 2562.3333 | 245
[13 empty] | 47724 | 47724 | IN | RFCW | 2562.3333 | 245
[13 empty] | 47725 | 47725 | IN | RFCW | 2562.3333 | 245
[13 empty] | 47727 | 47727 | IN | RFCW | 2562.3333 | 245
[13 empty] | 47728 | 47728 | IN | RFCW | 2562.3333 | 245
[13 empty] | 47730 | 47730 | IN | RFCW | 2562.3333 | 245
[13 empty] | 47731 | 47731 | IN | RFCW | 2562.3333 | 245
[13 empty] | 47732 | 47732 | IN | RFCW | 2562.3333 | 245
[13 empty] | 47733 | 47733 | IN | RFCW | 2562.3333 | 245
[13 empty] | 47734 | 47734 | IN | RFCW | 2562.3333 | 245
[13 empty] | 47735 | 47735 | IN | RFCW | 2562.3333 | 245
[13 empty] | 47736 | 47736 | IN | RFCW | 2562.3333 | 245
[13 empty] | 47737 | 47737 | IN | RFCW | 2562.3333 | 245
[13 empty] | 47740 | 47740 | IN | RFCW | 2562.3333 | 245
[13 empty] | 47744 | 47744 | IN | RFCW | 2562.3333 | 245
[13 empty] | 47747 | 47747 | IN | RFCW | 2562.3333 | 245
[13 empty] | 47750 | 47750 | IN | RFCW | 2562.3333 | 245
[13 empty] | 47801 | 47801 | IN | RFCW | 2562.3333 | 245
[13 empty] | 47802 | 47802 | IN | RFCW | 2562.3333 | 245
[13 empty] | 47803 | 47803 | IN | RFCW | 2562.3333 | 245
[13 empty] | 47804 | 47804 | IN | RFCW | 2562.3333 | 245
[13 empty] | 47805 | 47805 | IN | RFCW | 2562.3333 | 245
[13 empty] | 47807 | 47807 | IN | RFCW | 2562.3333 | 245
[13 empty] | 47808 | 47808 | IN | RFCW | 2562.3333 | 245
[13 empty] | 47809 | 47809 | IN | RFCW | 2562.3333 | 245
[13 empty] | 47811 | 47811 | IN | RFCW | 2562.3333 | 245
[13 empty] | 47812 | 47812 | IN | RFCW | 2562.3333 | 245
[13 empty] | 47830 | 47830 | IN | RFCW | 2562.3333 | 245
[13 empty] | 47831 | 47831 | IN | RFCW | 2562.3333 | 245
[13 empty] | 47832 | 47832 | IN | RFCW | 2562.3333 | 245
[13 empty] | 47833 | 47833 | IN | RFCW | 2562.3333 | 245
[13 empty] | 47834 | 47834 | IN | RFCW | 2562.3333 | 245
[13 empty] | 47836 | 47836 | IN | RFCW | 2562.3333 | 245
[13 empty] | 47837 | 47837 | IN | RFCW | 2562.3333 | 245
[13 empty] | 47838 | 47838 | IN | RFCW | 2562.3333 | 245
[13 empty] | 47840 | 47840 | IN | RFCW | 2562.3333 | 245
[13 empty] | 47841 | 47841 | IN | RFCW | 2562.3333 | 245
[13 empty] | 47842 | 47842 | IN | RFCW | 2562.3333 | 245
[13 empty] | 47845 | 47845 | IN | RFCW | 2562.3333 | 245
[13 empty] | 47846 | 47846 | IN | RFCW | 2562.3333 | 245
[13 empty] | 47847 | 47847 | IN | RFCW | 2562.3333 | 245
[13 empty] | 47848 | 47848 | IN | RFCW | 2562.3333 | 245
[13 empty] | 47849 | 47849 | IN | RFCW | 2562.3333 | 245
[13 empty] | 47850 | 47850 | IN | RFCW | 2562.3333 | 245
[13 empty] | 47851 | 47851 | IN | RFCW | 2562.3333 | 245
[13 empty] | 47852 | 47852 | IN | RFCW | 2562.3333 | 245
[13 empty] | 47853 | 47853 | IN | RFCW | 2562.3333 | 245
[13 empty] | 47854 | 47854 | IN | RFCW | 2562.3333 | 245
[13 empty] | 47855 | 47855 | IN | RFCW | 2562.3333 | 245
[13 empty] | 47857 | 47857 | IN | RFCW | 2562.3333 | 245
[13 empty] | 47858 | 47858 | IN | RFCW | 2562.3333 | 245
[13 empty] | 47859 | 47859 | IN | RFCW | 2562.3333 | 245
[13 empty] | 47860 | 47860 | IN | RFCW | 2562.3333 | 245
[13 empty] | 47861 | 47861 | IN | RFCW | 2562.3333 | 245
[13 empty] | 47862 | 47862 | IN | RFCW | 2562.3333 | 245
[13 empty] | 47863 | 47863 | IN | RFCW | 2562.3333 | 245
[13 empty] | 47865 | 47865 | IN | RFCW | 2562.3333 | 245
[13 empty] | 47866 | 47866 | IN | RFCW | 2562.3333 | 245
[13 empty] | 47868 | 47868 | IN | RFCW | 2562.3333 | 245
[13 empty] | 47869 | 47869 | IN | RFCW | 2562.3333 | 245
[13 empty] | 47870 | 47870 | IN | RFCW | 2562.3333 | 245
[13 empty] | 47871 | 47871 | IN | RFCW | 2562.3333 | 245
[13 empty] | 47872 | 47872 | IN | RFCW | 2562.3333 | 245
[13 empty] | 47874 | 47874 | IN | RFCW | 2562.3333 | 245
[13 empty] | 47875 | 47875 | IN | RFCW | 2562.3333 | 245
[13 empty] | 47876 | 47876 | IN | RFCW | 2562.3333 | 245
[13 empty] | 47878 | 47878 | IN | RFCW | 2562.3333 | 245
[13 empty] | 47879 | 47879 | IN | RFCW | 2562.3333 | 245
[13 empty] | 47880 | 47880 | IN | RFCW | 2562.3333 | 245
[13 empty] | 47881 | 47881 | IN | RFCW | 2562.3333 | 245
[13 empty] | 47882 | 47882 | IN | RFCW | 2562.3333 | 245
[13 empty] | 47884 | 47884 | IN | RFCW | 2562.3333 | 245
[13 empty] | 47885 | 47885 | IN | RFCW | 2562.3333 | 245
[13 empty] | 47901 | 47901 | IN | RFCW | 2562.3333 | 245
[13 empty] | 47902 | 47902 | IN | RFCW | 2562.3333 | 245
[13 empty] | 47903 | 47903 | IN | RFCW | 2562.3333 | 245
[13 empty] | 47904 | 47904 | IN | RFCW | 2562.3333 | 245
[13 empty] | 47905 | 47905 | IN | RFCW | 2562.3333 | 245
[13 empty] | 47906 | 47906 | IN | RFCW | 2562.3333 | 245
[13 empty] | 47907 | 47907 | IN | RFCW | 2562.3333 | 245
[13 empty] | 47909 | 47909 | IN | RFCW | 2562.3333 | 245
[13 empty] | 47916 | 47916 | IN | RFCW | 2562.3333 | 245
[13 empty] | 47917 | 47917 | IN | RFCW | 2562.3333 | 245
[13 empty] | 47918 | 47918 | IN | RFCW | 2562.3333 | 245
[13 empty] | 47920 | 47920 | IN | RFCW | 2562.3333 | 245
[13 empty] | 47921 | 47921 | IN | RFCW | 2562.3333 | 245
[13 empty] | 47922 | 47922 | IN | RFCW | 2562.3333 | 245
[13 empty] | 47923 | 47923 | IN | RFCW | 2562.3333 | 245
[13 empty] | 47924 | 47924 | IN | RFCW | 2562.3333 | 245
[13 empty] | 47925 | 47925 | IN | RFCW | 2562.3333 | 245
[13 empty] | 47926 | 47926 | IN | RFCW | 2562.3333 | 245
[13 empty] | 47928 | 47928 | IN | RFCW | 2562.3333 | 245
[13 empty] | 47929 | 47929 | IN | RFCW | 2562.3333 | 245
[13 empty] | 47930 | 47930 | IN | RFCW | 2562.3333 | 245
[13 empty] | 47932 | 47932 | IN | RFCW | 2562.3333 | 245
[13 empty] | 47933 | 47933 | IN | RFCW | 2562.3333 | 245
[13 empty] | 47934 | 47934 | IN | RFCW | 2562.3333 | 245
[13 empty] | 47935 | 47935 | IN | RFCW | 2562.3333 | 245
[13 empty] | 47936 | 47936 | IN | RFCW | 2562.3333 | 245
[13 empty] | 47937 | 47937 | IN | RFCW | 2562.3333 | 245
[13 empty] | 47938 | 47938 | IN | RFCW | 2562.3333 | 245
[13 empty] | 47939 | 47939 | IN | RFCW | 2562.3333 | 245
[13 empty] | 47940 | 47940 | IN | RFCW | 2562.3333 | 245
[13 empty] | 47941 | 47941 | IN | RFCW | 2562.3333 | 245
[13 empty] | 47942 | 47942 | IN | RFCW | 2562.3333 | 245
[13 empty] | 47943 | 47943 | IN | RFCW | 2562.3333 | 245
[13 empty] | 47944 | 47944 | IN | RFCW | 2562.3333 | 245
[13 empty] | 47946 | 47946 | IN | RFCW | 2562.3333 | 245
[13 empty] | 47948 | 47948 | IN | RFCW | 2562.3333 | 245
[13 empty] | 47949 | 47949 | IN | RFCW | 2562.3333 | 245
[13 empty] | 47950 | 47950 | IN | RFCW | 2562.3333 | 245
[13 empty] | 47951 | 47951 | IN | RFCW | 2562.3333 | 245
[13 empty] | 47952 | 47952 | IN | RFCW | 2562.3333 | 245
[13 empty] | 47954 | 47954 | IN | RFCW | 2562.3333 | 245
[13 empty] | 47955 | 47955 | IN | RFCW | 2562.3333 | 245
[13 empty] | 47957 | 47957 | IN | RFCW | 2562.3333 | 245
[13 empty] | 47958 | 47958 | IN | RFCW | 2562.3333 | 245
[13 empty] | 47959 | 47959 | IN | RFCW | 2562.3333 | 245
[13 empty] | 47960 | 47960 | IN | RFCW | 2562.3333 | 245
[13 empty] | 47962 | 47962 | IN | RFCW | 2562.3333 | 245
[13 empty] | 47963 | 47963 | IN | RFCW | 2562.3333 | 245
[13 empty] | 47964 | 47964 | IN | RFCW | 2562.3333 | 245
[13 empty] | 47965 | 47965 | IN | RFCW | 2562.3333 | 245
[13 empty] | 47966 | 47966 | IN | RFCW | 2562.3333 | 245
[13 empty] | 47967 | 47967 | IN | RFCW | 2562.3333 | 245
[13 empty] | 47968 | 47968 | IN | RFCW | 2562.3333 | 245
[13 empty] | 47969 | 47969 | IN | RFCW | 2562.3333 | 245
[13 empty] | 47970 | 47970 | IN | RFCW | 2562.3333 | 245
[13 empty] | 47971 | 47971 | IN | RFCW | 2562.3333 | 245
[13 empty] | 47974 | 47974 | IN | RFCW | 2562.3333 | 245
[13 empty] | 47975 | 47975 | IN | RFCW | 2562.3333 | 245
[13 empty] | 47977 | 47977 | IN | RFCW | 2562.3333 | 245
[13 empty] | 47978 | 47978 | IN | RFCW | 2562.3333 | 245
[13 empty] | 47980 | 47980 | IN | RFCW | 2562.3333 | 245
[13 empty] | 47981 | 47981 | IN | RFCW | 2562.3333 | 245
[13 empty] | 47982 | 47982 | IN | RFCW | 2562.3333 | 245
[13 empty] | 47983 | 47983 | IN | RFCW | 2562.3333 | 245
[13 empty] | 47984 | 47984 | IN | RFCW | 2562.3333 | 245
[13 empty] | 47986 | 47986 | IN | RFCW | 2562.3333 | 245
[13 empty] | 47987 | 47987 | IN | RFCW | 2562.3333 | 245
[13 empty] | 47988 | 47988 | IN | RFCW | 2562.3333 | 245
[13 empty] | 47989 | 47989 | IN | RFCW | 2562.3333 | 245
[13 empty] | 47990 | 47990 | IN | RFCW | 2562.3333 | 245
[13 empty] | 47991 | 47991 | IN | RFCW | 2562.3333 | 245
[13 empty] | 47992 | 47992 | IN | RFCW | 2562.3333 | 245
[13 empty] | 47993 | 47993 | IN | RFCW | 2562.3333 | 245
[13 empty] | 47994 | 47994 | IN | RFCW | 2562.3333 | 245
[13 empty] | 47995 | 47995 | IN | RFCW | 2562.3333 | 245
[13 empty] | 47996 | 47996 | IN | RFCW | 2562.3333 | 245
[13 empty] | 47997 | 47997 | IN | RFCW | 2562.3333 | 245
[13 empty] | 48001 | 48001 | MI | RFCM | 2562.3333 | 245
[13 empty] | 48002 | 48002 | MI | RFCM | 2562.3333 | 245
[13 empty] | 48003 | 48003 | MI | RFCM | 2562.3333 | 245
[13 empty] | 48004 | 48004 | MI | RFCM | 2562.3333 | 245
[13 empty] | 48005 | 48005 | MI | RFCM | 2562.3333 | 245
[13 empty] | 48006 | 48006 | MI | RFCM | 2562.3333 | 245
[13 empty] | 48007 | 48007 | MI | RFCM | 2562.3333 | 245
[13 empty] | 48009 | 48009 | MI | RFCM | 2562.3333 | 245
[13 empty] | 48012 | 48012 | MI | RFCM | 2562.3333 | 245
[13 empty] | 48014 | 48014 | MI | RFCM | 2562.3333 | 245
[13 empty] | 48015 | 48015 | MI | RFCM | 2562.3333 | 245
[13 empty] | 48017 | 48017 | MI | RFCM | 2562.3333 | 245
[13 empty] | 48021 | 48021 | MI | RFCM | 2562.3333 | 245
[13 empty] | 48022 | 48022 | MI | RFCM | 2562.3333 | 245
[13 empty] | 48023 | 48023 | MI | RFCM | 2562.3333 | 245
[13 empty] | 48025 | 48025 | MI | RFCM | 2562.3333 | 245
[13 empty] | 48026 | 48026 | MI | RFCM | 2562.3333 | 245
[13 empty] | 48027 | 48027 | MI | RFCM | 2562.3333 | 245
[13 empty] | 48028 | 48028 | MI | RFCM | 2562.3333 | 245
[13 empty] | 48030 | 48030 | MI | RFCM | 2562.3333 | 245
[13 empty] | 48032 | 48032 | MI | RFCM | 2562.3333 | 245
[13 empty] | 48033 | 48033 | MI | RFCM | 2562.3333 | 245
[13 empty] | 48034 | 48034 | MI | RFCM | 2562.3333 | 245
[13 empty] | 48035 | 48035 | MI | RFCM | 2562.3333 | 245
[13 empty] | 48036 | 48036 | MI | RFCM | 2562.3333 | 245
[13 empty] | 48037 | 48037 | MI | RFCM | 2562.3333 | 245
[13 empty] | 48038 | 48038 | MI | RFCM | 2562.3333 | 245
[13 empty] | 48039 | 48039 | MI | RFCM | 2562.3333 | 245
[13 empty] | 48040 | 48040 | MI | RFCM | 2562.3333 | 245
[13 empty] | 48041 | 48041 | MI | RFCM | 2562.3333 | 245
[13 empty] | 48042 | 48042 | MI | RFCM | 2562.3333 | 245
[13 empty] | 48043 | 48043 | MI | RFCM | 2562.3333 | 245
[13 empty] | 48044 | 48044 | MI | RFCM | 2562.3333 | 245
[13 empty] | 48045 | 48045 | MI | RFCM | 2562.3333 | 245
[13 empty] | 48046 | 48046 | MI | RFCM | 2562.3333 | 245
[13 empty] | 48047 | 48047 | MI | RFCM | 2562.3333 | 245
[13 empty] | 48048 | 48048 | MI | RFCM | 2562.3333 | 245
[13 empty] | 48049 | 48049 | MI | RFCM | 2562.3333 | 245
[13 empty] | 48050 | 48050 | MI | RFCM | 2562.3333 | 245
[13 empty] | 48051 | 48051 | MI | RFCM | 2562.3333 | 245
[13 empty] | 48054 | 48054 | MI | RFCM | 2562.3333 | 245
[13 empty] | 48059 | 48059 | MI | RFCM | 2562.3333 | 245
[13 empty] | 48060 | 48060 | MI | RFCM | 2562.3333 | 245
[13 empty] | 48061 | 48061 | MI | RFCM | 2562.3333 | 245
[13 empty] | 48062 | 48062 | MI | RFCM | 2562.3333 | 245
[13 empty] | 48063 | 48063 | MI | RFCM | 2562.3333 | 245
[13 empty] | 48064 | 48064 | MI | RFCM | 2562.3333 | 245
[13 empty] | 48065 | 48065 | MI | RFCM | 2562.3333 | 245
[13 empty] | 48066 | 48066 | MI | RFCM | 2562.3333 | 245
[13 empty] | 48067 | 48067 | MI | RFCM | 2562.3333 | 245
[13 empty] | 48068 | 48068 | MI | RFCM | 2562.3333 | 245
[13 empty] | 48069 | 48069 | MI | RFCM | 2562.3333 | 245
[13 empty] | 48070 | 48070 | MI | RFCM | 2562.3333 | 245
[13 empty] | 48071 | 48071 | MI | RFCM | 2562.3333 | 245
[13 empty] | 48072 | 48072 | MI | RFCM | 2562.3333 | 245
[13 empty] | 48073 | 48073 | MI | RFCM | 2562.3333 | 245
[13 empty] | 48074 | 48074 | MI | RFCM | 2562.3333 | 245
[13 empty] | 48075 | 48075 | MI | RFCM | 2562.3333 | 245
[13 empty] | 48076 | 48076 | MI | RFCM | 2562.3333 | 245
[13 empty] | 48079 | 48079 | MI | RFCM | 2562.3333 | 245
[13 empty] | 48080 | 48080 | MI | RFCM | 2562.3333 | 245
[13 empty] | 48081 | 48081 | MI | RFCM | 2562.3333 | 245
[13 empty] | 48082 | 48082 | MI | RFCM | 2562.3333 | 245
[13 empty] | 48083 | 48083 | MI | RFCM | 2562.3333 | 245
[13 empty] | 48084 | 48084 | MI | RFCM | 2562.3333 | 245
[13 empty] | 48085 | 48085 | MI | RFCM | 2562.3333 | 245
[13 empty] | 48086 | 48086 | MI | RFCM | 2562.3333 | 245
[13 empty] | 48088 | 48088 | MI | RFCM | 2562.3333 | 245
[13 empty] | 48089 | 48089 | MI | RFCM | 2562.3333 | 245
[13 empty] | 48090 | 48090 | MI | RFCM | 2562.3333 | 245
[13 empty] | 48091 | 48091 | MI | RFCM | 2562.3333 | 245
[13 empty] | 48092 | 48092 | MI | RFCM | 2562.3333 | 245
[13 empty] | 48093 | 48093 | MI | RFCM | 2562.3333 | 245
[13 empty] | 48094 | 48094 | MI | RFCM | 2562.3333 | 245
[13 empty] | 48095 | 48095 | MI | RFCM | 2562.3333 | 245
[13 empty] | 48096 | 48096 | MI | RFCM | 2562.3333 | 245
[13 empty] | 48097 | 48097 | MI | RFCM | 2562.3333 | 245
[13 empty] | 48098 | 48098 | MI | RFCM | 2562.3333 | 245
[13 empty] | 48099 | 48099 | MI | RFCM | 2562.3333 | 245
[13 empty] | 48101 | 48101 | MI | RFCM | 2562.3333 | 245
[13 empty] | 48103 | 48103 | MI | RFCM | 2562.3333 | 245
[13 empty] | 48104 | 48104 | MI | RFCM | 2562.3333 | 245
[13 empty] | 48105 | 48105 | MI | RFCM | 2562.3333 | 245
[13 empty] | 48106 | 48106 | MI | RFCM | 2562.3333 | 245
[13 empty] | 48107 | 48107 | MI | RFCM | 2562.3333 | 245
[13 empty] | 48108 | 48108 | MI | RFCM | 2562.3333 | 245
[13 empty] | 48109 | 48109 | MI | RFCM | 2562.3333 | 245
[13 empty] | 48110 | 48110 | MI | RFCM | 2562.3333 | 245
[13 empty] | 48111 | 48111 | MI | RFCM | 2562.3333 | 245
[13 empty] | 48112 | 48112 | MI | RFCM | 2562.3333 | 245
[13 empty] | 48113 | 48113 | MI | RFCM | 2562.3333 | 245
[13 empty] | 48114 | 48114 | MI | RFCM | 2562.3333 | 245
[13 empty] | 48115 | 48115 | MI | RFCM | 2562.3333 | 245
[13 empty] | 48116 | 48116 | MI | RFCM | 2562.3333 | 245
[13 empty] | 48117 | 48117 | MI | RFCM | 2562.3333 | 245
[13 empty] | 48118 | 48118 | MI | RFCM | 2562.3333 | 245
[13 empty] | 48120 | 48120 | MI | RFCM | 2562.3333 | 245
[13 empty] | 48121 | 48121 | MI | RFCM | 2562.3333 | 245
[13 empty] | 48122 | 48122 | MI | RFCM | 2562.3333 | 245
[13 empty] | 48123 | 48123 | MI | RFCM | 2562.3333 | 245
[13 empty] | 48124 | 48124 | MI | RFCM | 2562.3333 | 245
[13 empty] | 48125 | 48125 | MI | RFCM | 2562.3333 | 245
[13 empty] | 48126 | 48126 | MI | RFCM | 2562.3333 | 245
[13 empty] | 48127 | 48127 | MI | RFCM | 2562.3333 | 245
[13 empty] | 48128 | 48128 | MI | RFCM | 2562.3333 | 245
[13 empty] | 48130 | 48130 | MI | RFCM | 2562.3333 | 245
[13 empty] | 48131 | 48131 | MI | RFCM | 2562.3333 | 245
[13 empty] | 48133 | 48133 | MI | RFCM | 2562.3333 | 245
[13 empty] | 48134 | 48134 | MI | RFCM | 2562.3333 | 245
[13 empty] | 48135 | 48135 | MI | RFCM | 2562.3333 | 245
[13 empty] | 48136 | 48136 | MI | RFCM | 2562.3333 | 245
[13 empty] | 48137 | 48137 | MI | RFCM | 2562.3333 | 245
[13 empty] | 48138 | 48138 | MI | RFCM | 2562.3333 | 245
[13 empty] | 48139 | 48139 | MI | RFCM | 2562.3333 | 245
[13 empty] | 48140 | 48140 | MI | RFCM | 2562.3333 | 245
[13 empty] | 48141 | 48141 | MI | RFCM | 2562.3333 | 245
[13 empty] | 48143 | 48143 | MI | RFCM | 2562.3333 | 245
[13 empty] | 48144 | 48144 | MI | RFCM | 2562.3333 | 245
[13 empty] | 48145 | 48145 | MI | RFCM | 2562.3333 | 245
[13 empty] | 48146 | 48146 | MI | RFCM | 2562.3333 | 245
[13 empty] | 48150 | 48150 | MI | RFCM | 2562.3333 | 245
[13 empty] | 48151 | 48151 | MI | RFCM | 2562.3333 | 245
[13 empty] | 48152 | 48152 | MI | RFCM | 2562.3333 | 245
[13 empty] | 48153 | 48153 | MI | RFCM | 2562.3333 | 245
[13 empty] | 48154 | 48154 | MI | RFCM | 2562.3333 | 245
[13 empty] | 48157 | 48157 | MI | RFCM | 2562.3333 | 245
[13 empty] | 48158 | 48158 | MI | RFCM | 2562.3333 | 245
[13 empty] | 48159 | 48159 | MI | RFCM | 2562.3333 | 245
[13 empty] | 48160 | 48160 | MI | RFCM | 2562.3333 | 245
[13 empty] | 48161 | 48161 | MI | RFCM | 2562.3333 | 245
[13 empty] | 48162 | 48162 | MI | RFCM | 2562.3333 | 245
[13 empty] | 48164 | 48164 | MI | RFCM | 2562.3333 | 245
[13 empty] | 48165 | 48165 | MI | RFCM | 2562.3333 | 245
[13 empty] | 48166 | 48166 | MI | RFCM | 2562.3333 | 245
[13 empty] | 48167 | 48167 | MI | RFCM | 2562.3333 | 245
[13 empty] | 48168 | 48168 | MI | RFCM | 2562.3333 | 245
[13 empty] | 48169 | 48169 | MI | RFCM | 2562.3333 | 245
[13 empty] | 48170 | 48170 | MI | RFCM | 2562.3333 | 245
[13 empty] | 48173 | 48173 | MI | RFCM | 2562.3333 | 245
[13 empty] | 48174 | 48174 | MI | RFCM | 2562.3333 | 245
[13 empty] | 48175 | 48175 | MI | RFCM | 2562.3333 | 245
[13 empty] | 48176 | 48176 | MI | RFCM | 2562.3333 | 245
[13 empty] | 48177 | 48177 | MI | RFCM | 2562.3333 | 245
[13 empty] | 48178 | 48178 | MI | RFCM | 2562.3333 | 245
[13 empty] | 48179 | 48179 | MI | RFCM | 2562.3333 | 245
[13 empty] | 48180 | 48180 | MI | RFCM | 2562.3333 | 245
[13 empty] | 48182 | 48182 | MI | RFCM | 2562.3333 | 245
[13 empty] | 48183 | 48183 | MI | RFCM | 2562.3333 | 245
[13 empty] | 48184 | 48184 | MI | RFCM | 2562.3333 | 245
[13 empty] | 48185 | 48185 | MI | RFCM | 2562.3333 | 245
[13 empty] | 48186 | 48186 | MI | RFCM | 2562.3333 | 245
[13 empty] | 48187 | 48187 | MI | RFCM | 2562.3333 | 245
[13 empty] | 48188 | 48188 | MI | RFCM | 2562.3333 | 245
[13 empty] | 48189 | 48189 | MI | RFCM | 2562.3333 | 245
[13 empty] | 48190 | 48190 | MI | RFCM | 2562.3333 | 245
[13 empty] | 48191 | 48191 | MI | RFCM | 2562.3333 | 245
[13 empty] | 48192 | 48192 | MI | RFCM | 2562.3333 | 245
[13 empty] | 48193 | 48193 | MI | RFCM | 2562.3333 | 245
[13 empty] | 48195 | 48195 | MI | RFCM | 2562.3333 | 245
[13 empty] | 48197 | 48197 | MI | RFCM | 2562.3333 | 245
[13 empty] | 48198 | 48198 | MI | RFCM | 2562.3333 | 245
[13 empty] | 48201 | 48201 | MI | RFCM | 2838 | 210
[13 empty] | 48202 | 48202 | MI | RFCM | 2838 | 210
[13 empty] | 48203 | 48203 | MI | RFCM | 2838 | 210
[13 empty] | 48204 | 48204 | MI | RFCM | 2838 | 210
[13 empty] | 48205 | 48205 | MI | RFCM | 2838 | 210
[13 empty] | 48206 | 48206 | MI | RFCM | 2838 | 210
[13 empty] | 48207 | 48207 | MI | RFCM | 2838 | 210
[13 empty] | 48208 | 48208 | MI | RFCM | 2838 | 210
[13 empty] | 48209 | 48209 | MI | RFCM | 2838 | 210
[13 empty] | 48210 | 48210 | MI | RFCM | 2838 | 210
[13 empty] | 48211 | 48211 | MI | RFCM | 2838 | 210
[13 empty] | 48212 | 48212 | MI | RFCM | 2838 | 210
[13 empty] | 48213 | 48213 | MI | RFCM | 2838 | 210
[13 empty] | 48214 | 48214 | MI | RFCM | 2838 | 210
[13 empty] | 48215 | 48215 | MI | RFCM | 2838 | 210
[13 empty] | 48216 | 48216 | MI | RFCM | 2838 | 210
[13 empty] | 48217 | 48217 | MI | RFCM | 2838 | 210
[13 empty] | 48218 | 48218 | MI | RFCM | 2838 | 210
[13 empty] | 48219 | 48219 | MI | RFCM | 2838 | 210
[13 empty] | 48220 | 48220 | MI | RFCM | 2838 | 210
[13 empty] | 48221 | 48221 | MI | RFCM | 2838 | 210
[13 empty] | 48222 | 48222 | MI | RFCM | 2838 | 210
[13 empty] | 48223 | 48223 | MI | RFCM | 2838 | 210
[13 empty] | 48224 | 48224 | MI | RFCM | 2838 | 210
[13 empty] | 48225 | 48225 | MI | RFCM | 2838 | 210
[13 empty] | 48226 | 48226 | MI | RFCM | 2838 | 210
[13 empty] | 48227 | 48227 | MI | RFCM | 2838 | 210
[13 empty] | 48228 | 48228 | MI | RFCM | 2838 | 210
[13 empty] | 48229 | 48229 | MI | RFCM | 2838 | 210
[13 empty] | 48230 | 48230 | MI | RFCM | 2838 | 210
[13 empty] | 48231 | 48231 | MI | RFCM | 2838 | 210
[13 empty] | 48232 | 48232 | MI | RFCM | 2838 | 210
[13 empty] | 48233 | 48233 | MI | RFCM | 2838 | 210
[13 empty] | 48234 | 48234 | MI | RFCM | 2838 | 210
[13 empty] | 48235 | 48235 | MI | RFCM | 2838 | 210
[13 empty] | 48236 | 48236 | MI | RFCM | 2838 | 210
[13 empty] | 48237 | 48237 | MI | RFCM | 2838 | 210
[13 empty] | 48238 | 48238 | MI | RFCM | 2838 | 210
[13 empty] | 48239 | 48239 | MI | RFCM | 2838 | 210
[13 empty] | 48240 | 48240 | MI | RFCM | 2838 | 210
[13 empty] | 48242 | 48242 | MI | RFCM | 2838 | 210
[13 empty] | 48243 | 48243 | MI | RFCM | 2838 | 210
[13 empty] | 48244 | 48244 | MI | RFCM | 2838 | 210
[13 empty] | 48255 | 48255 | MI | RFCM | 2838 | 210
[13 empty] | 48260 | 48260 | MI | RFCM | 2838 | 210
[13 empty] | 48264 | 48264 | MI | RFCM | 2838 | 210
[13 empty] | 48265 | 48265 | MI | RFCM | 2838 | 210
[13 empty] | 48266 | 48266 | MI | RFCM | 2838 | 210
[13 empty] | 48267 | 48267 | MI | RFCM | 2838 | 210
[13 empty] | 48268 | 48268 | MI | RFCM | 2838 | 210
[13 empty] | 48269 | 48269 | MI | RFCM | 2838 | 210
[13 empty] | 48272 | 48272 | MI | RFCM | 2838 | 210
[13 empty] | 48275 | 48275 | MI | RFCM | 2838 | 210
[13 empty] | 48277 | 48277 | MI | RFCM | 2838 | 210
[13 empty] | 48278 | 48278 | MI | RFCM | 2838 | 210
[13 empty] | 48279 | 48279 | MI | RFCM | 2838 | 210
[13 empty] | 48288 | 48288 | MI | RFCM | 2838 | 210
[13 empty] | 48301 | 48301 | MI | RFCM | 2838 | 210
[13 empty] | 48302 | 48302 | MI | RFCM | 2838 | 210
[13 empty] | 48303 | 48303 | MI | RFCM | 2838 | 210
[13 empty] | 48304 | 48304 | MI | RFCM | 2838 | 210
[13 empty] | 48306 | 48306 | MI | RFCM | 2838 | 210
[13 empty] | 48307 | 48307 | MI | RFCM | 2838 | 210
[13 empty] | 48308 | 48308 | MI | RFCM | 2838 | 210
[13 empty] | 48309 | 48309 | MI | RFCM | 2838 | 210
[13 empty] | 48310 | 48310 | MI | RFCM | 2838 | 210
[13 empty] | 48311 | 48311 | MI | RFCM | 2838 | 210
[13 empty] | 48312 | 48312 | MI | RFCM | 2838 | 210
[13 empty] | 48313 | 48313 | MI | RFCM | 2838 | 210
[13 empty] | 48314 | 48314 | MI | RFCM | 2838 | 210
[13 empty] | 48315 | 48315 | MI | RFCM | 2838 | 210
[13 empty] | 48316 | 48316 | MI | RFCM | 2838 | 210
[13 empty] | 48317 | 48317 | MI | RFCM | 2838 | 210
[13 empty] | 48318 | 48318 | MI | RFCM | 2838 | 210
[13 empty] | 48320 | 48320 | MI | RFCM | 2838 | 210
[13 empty] | 48321 | 48321 | MI | RFCM | 2838 | 210
[13 empty] | 48322 | 48322 | MI | RFCM | 2838 | 210
[13 empty] | 48323 | 48323 | MI | RFCM | 2838 | 210
[13 empty] | 48324 | 48324 | MI | RFCM | 2838 | 210
[13 empty] | 48325 | 48325 | MI | RFCM | 2838 | 210
[13 empty] | 48326 | 48326 | MI | RFCM | 2838 | 210
[13 empty] | 48327 | 48327 | MI | RFCM | 2838 | 210
[13 empty] | 48328 | 48328 | MI | RFCM | 2838 | 210
[13 empty] | 48329 | 48329 | MI | RFCM | 2838 | 210
[13 empty] | 48330 | 48330 | MI | RFCM | 2838 | 210
[13 empty] | 48331 | 48331 | MI | RFCM | 2838 | 210
[13 empty] | 48332 | 48332 | MI | RFCM | 2838 | 210
[13 empty] | 48333 | 48333 | MI | RFCM | 2838 | 210
[13 empty] | 48334 | 48334 | MI | RFCM | 2838 | 210
[13 empty] | 48335 | 48335 | MI | RFCM | 2838 | 210
[13 empty] | 48336 | 48336 | MI | RFCM | 2838 | 210
[13 empty] | 48340 | 48340 | MI | RFCM | 2838 | 210
[13 empty] | 48341 | 48341 | MI | RFCM | 2838 | 210
[13 empty] | 48342 | 48342 | MI | RFCM | 2838 | 210
[13 empty] | 48343 | 48343 | MI | RFCM | 2838 | 210
[13 empty] | 48346 | 48346 | MI | RFCM | 2838 | 210
[13 empty] | 48347 | 48347 | MI | RFCM | 2838 | 210
[13 empty] | 48348 | 48348 | MI | RFCM | 2838 | 210
[13 empty] | 48350 | 48350 | MI | RFCM | 2838 | 210
[13 empty] | 48353 | 48353 | MI | RFCM | 2838 | 210
[13 empty] | 48356 | 48356 | MI | RFCM | 2838 | 210
[13 empty] | 48357 | 48357 | MI | RFCM | 2838 | 210
[13 empty] | 48359 | 48359 | MI | RFCM | 2838 | 210
[13 empty] | 48360 | 48360 | MI | RFCM | 2838 | 210
[13 empty] | 48361 | 48361 | MI | RFCM | 2838 | 210
[13 empty] | 48362 | 48362 | MI | RFCM | 2838 | 210
[13 empty] | 48363 | 48363 | MI | RFCM | 2838 | 210
[13 empty] | 48366 | 48366 | MI | RFCM | 2838 | 210
[13 empty] | 48367 | 48367 | MI | RFCM | 2838 | 210
[13 empty] | 48370 | 48370 | MI | RFCM | 2838 | 210
[13 empty] | 48371 | 48371 | MI | RFCM | 2838 | 210
[13 empty] | 48374 | 48374 | MI | RFCM | 2838 | 210
[13 empty] | 48375 | 48375 | MI | RFCM | 2838 | 210
[13 empty] | 48376 | 48376 | MI | RFCM | 2838 | 210
[13 empty] | 48377 | 48377 | MI | RFCM | 2838 | 210
[13 empty] | 48380 | 48380 | MI | RFCM | 2838 | 210
[13 empty] | 48381 | 48381 | MI | RFCM | 2838 | 210
[13 empty] | 48382 | 48382 | MI | RFCM | 2838 | 210
[13 empty] | 48383 | 48383 | MI | RFCM | 2838 | 210
[13 empty] | 48386 | 48386 | MI | RFCM | 2838 | 210
[13 empty] | 48387 | 48387 | MI | RFCM | 2838 | 210
[13 empty] | 48390 | 48390 | MI | RFCM | 2838 | 210
[13 empty] | 48391 | 48391 | MI | RFCM | 2838 | 210
[13 empty] | 48393 | 48393 | MI | RFCM | 2838 | 210
[13 empty] | 48397 | 48397 | MI | RFCM | 2838 | 210
[13 empty] | 48401 | 48401 | MI | RFCM | 2838 | 210
[13 empty] | 48410 | 48410 | MI | RFCM | 2838 | 210
[13 empty] | 48411 | 48411 | MI | RFCM | 2838 | 210
[13 empty] | 48412 | 48412 | MI | RFCM | 2838 | 210
[13 empty] | 48413 | 48413 | MI | RFCM | 2838 | 210
[13 empty] | 48414 | 48414 | MI | RFCM | 2838 | 210
[13 empty] | 48415 | 48415 | MI | RFCM | 2838 | 210
[13 empty] | 48416 | 48416 | MI | RFCM | 2838 | 210
[13 empty] | 48417 | 48417 | MI | RFCM | 2838 | 210
[13 empty] | 48418 | 48418 | MI | RFCM | 2838 | 210
[13 empty] | 48419 | 48419 | MI | RFCM | 2838 | 210
[13 empty] | 48420 | 48420 | MI | RFCM | 2838 | 210
[13 empty] | 48421 | 48421 | MI | RFCM | 2838 | 210
[13 empty] | 48422 | 48422 | MI | RFCM | 2838 | 210
[13 empty] | 48423 | 48423 | MI | RFCM | 2838 | 210
[13 empty] | 48426 | 48426 | MI | RFCM | 2838 | 210
[13 empty] | 48427 | 48427 | MI | RFCM | 2838 | 210
[13 empty] | 48428 | 48428 | MI | RFCM | 2838 | 210
[13 empty] | 48429 | 48429 | MI | RFCM | 2838 | 210
[13 empty] | 48430 | 48430 | MI | RFCM | 2838 | 210
[13 empty] | 48432 | 48432 | MI | RFCM | 2838 | 210
[13 empty] | 48433 | 48433 | MI | RFCM | 2838 | 210
[13 empty] | 48434 | 48434 | MI | RFCM | 2838 | 210
[13 empty] | 48435 | 48435 | MI | RFCM | 2838 | 210
[13 empty] | 48436 | 48436 | MI | RFCM | 2838 | 210
[13 empty] | 48437 | 48437 | MI | RFCM | 2838 | 210
[13 empty] | 48438 | 48438 | MI | RFCM | 2838 | 210
[13 empty] | 48439 | 48439 | MI | RFCM | 2838 | 210
[13 empty] | 48440 | 48440 | MI | RFCM | 2838 | 210
[13 empty] | 48441 | 48441 | MI | RFCM | 2838 | 210
[13 empty] | 48442 | 48442 | MI | RFCM | 2838 | 210
[13 empty] | 48444 | 48444 | MI | RFCM | 2838 | 210
[13 empty] | 48445 | 48445 | MI | RFCM | 2838 | 210
[13 empty] | 48446 | 48446 | MI | RFCM | 2838 | 210
[13 empty] | 48449 | 48449 | MI | RFCM | 2838 | 210
[13 empty] | 48450 | 48450 | MI | RFCM | 2838 | 210
[13 empty] | 48451 | 48451 | MI | RFCM | 2838 | 210
[13 empty] | 48453 | 48453 | MI | RFCM | 2838 | 210
[13 empty] | 48454 | 48454 | MI | RFCM | 2838 | 210
[13 empty] | 48455 | 48455 | MI | RFCM | 2838 | 210
[13 empty] | 48456 | 48456 | MI | RFCM | 2838 | 210
[13 empty] | 48457 | 48457 | MI | RFCM | 2838 | 210
[13 empty] | 48458 | 48458 | MI | RFCM | 2838 | 210
[13 empty] | 48460 | 48460 | MI | RFCM | 2838 | 210
[13 empty] | 48461 | 48461 | MI | RFCM | 2838 | 210
[13 empty] | 48462 | 48462 | MI | RFCM | 2838 | 210
[13 empty] | 48463 | 48463 | MI | RFCM | 2838 | 210
[13 empty] | 48464 | 48464 | MI | RFCM | 2838 | 210
[13 empty] | 48465 | 48465 | MI | RFCM | 2838 | 210
[13 empty] | 48466 | 48466 | MI | RFCM | 2838 | 210
[13 empty] | 48467 | 48467 | MI | RFCM | 2838 | 210
[13 empty] | 48468 | 48468 | MI | RFCM | 2838 | 210
[13 empty] | 48469 | 48469 | MI | RFCM | 2838 | 210
[13 empty] | 48470 | 48470 | MI | RFCM | 2838 | 210
[13 empty] | 48471 | 48471 | MI | RFCM | 2838 | 210
[13 empty] | 48472 | 48472 | MI | RFCM | 2838 | 210
[13 empty] | 48473 | 48473 | MI | RFCM | 2838 | 210
[13 empty] | 48475 | 48475 | MI | RFCM | 2838 | 210
[13 empty] | 48476 | 48476 | MI | RFCM | 2838 | 210
[13 empty] | 48480 | 48480 | MI | RFCM | 2838 | 210
[13 empty] | 48501 | 48501 | MI | RFCM | 2838 | 210
[13 empty] | 48502 | 48502 | MI | RFCM | 2838 | 210
[13 empty] | 48503 | 48503 | MI | RFCM | 2838 | 210
[13 empty] | 48504 | 48504 | MI | RFCM | 2838 | 210
[13 empty] | 48505 | 48505 | MI | RFCM | 2838 | 210
[13 empty] | 48506 | 48506 | MI | RFCM | 2838 | 210
[13 empty] | 48507 | 48507 | MI | RFCM | 2838 | 210
[13 empty] | 48509 | 48509 | MI | RFCM | 2838 | 210
[13 empty] | 48519 | 48519 | MI | RFCM | 2838 | 210
[13 empty] | 48529 | 48529 | MI | RFCM | 2838 | 210
[13 empty] | 48531 | 48531 | MI | RFCM | 2838 | 210
[13 empty] | 48532 | 48532 | MI | RFCM | 2838 | 210
[13 empty] | 48550 | 48550 | MI | RFCM | 2838 | 210
[13 empty] | 48551 | 48551 | MI | RFCM | 2838 | 210
[13 empty] | 48552 | 48552 | MI | RFCM | 2838 | 210
[13 empty] | 48553 | 48553 | MI | RFCM | 2838 | 210
[13 empty] | 48554 | 48554 | MI | RFCM | 2838 | 210
[13 empty] | 48555 | 48555 | MI | RFCM | 2838 | 210
[13 empty] | 48556 | 48556 | MI | RFCM | 2838 | 210
[13 empty] | 48557 | 48557 | MI | RFCM | 2838 | 210
[13 empty] | 48601 | 48601 | MI | RFCM | 2838 | 210
[13 empty] | 48602 | 48602 | MI | RFCM | 2838 | 210
[13 empty] | 48603 | 48603 | MI | RFCM | 2838 | 210
[13 empty] | 48604 | 48604 | MI | RFCM | 2838 | 210
[13 empty] | 48605 | 48605 | MI | RFCM | 2838 | 210
[13 empty] | 48606 | 48606 | MI | RFCM | 2838 | 210
[13 empty] | 48607 | 48607 | MI | RFCM | 2838 | 210
[13 empty] | 48608 | 48608 | MI | RFCM | 2838 | 210
[13 empty] | 48609 | 48609 | MI | RFCM | 2838 | 210
[13 empty] | 48610 | 48610 | MI | RFCM | 2838 | 210
[13 empty] | 48611 | 48611 | MI | RFCM | 2838 | 210
[13 empty] | 48612 | 48612 | MI | RFCM | 2838 | 210
[13 empty] | 48613 | 48613 | MI | RFCM | 2838 | 210
[13 empty] | 48614 | 48614 | MI | RFCM | 2838 | 210
[13 empty] | 48615 | 48615 | MI | RFCM | 2838 | 210
[13 empty] | 48616 | 48616 | MI | RFCM | 2838 | 210
[13 empty] | 48617 | 48617 | MI | RFCM | 2838 | 210
[13 empty] | 48618 | 48618 | MI | RFCM | 2838 | 210
[13 empty] | 48619 | 48619 | MI | RFCM | 2838 | 210
[13 empty] | 48620 | 48620 | MI | RFCM | 2838 | 210
[13 empty] | 48621 | 48621 | MI | RFCM | 2838 | 210
[13 empty] | 48622 | 48622 | MI | RFCM | 2838 | 210
[13 empty] | 48623 | 48623 | MI | RFCM | 2838 | 210
[13 empty] | 48624 | 48624 | MI | RFCM | 2838 | 210
[13 empty] | 48625 | 48625 | MI | RFCM | 2838 | 210
[13 empty] | 48626 | 48626 | MI | RFCM | 2838 | 210
[13 empty] | 48627 | 48627 | MI | RFCM | 2838 | 210
[13 empty] | 48628 | 48628 | MI | RFCM | 2838 | 210
[13 empty] | 48629 | 48629 | MI | RFCM | 2838 | 210
[13 empty] | 48630 | 48630 | MI | RFCM | 2838 | 210
[13 empty] | 48631 | 48631 | MI | RFCM | 2838 | 210
[13 empty] | 48632 | 48632 | MI | RFCM | 2838 | 210
[13 empty] | 48633 | 48633 | MI | RFCM | 2838 | 210
[13 empty] | 48634 | 48634 | MI | RFCM | 2838 | 210
[13 empty] | 48635 | 48635 | MI | RFCM | 2838 | 210
[13 empty] | 48636 | 48636 | MI | RFCM | 2838 | 210
[13 empty] | 48637 | 48637 | MI | RFCM | 2838 | 210
[13 empty] | 48638 | 48638 | MI | RFCM | 2838 | 210
[13 empty] | 48640 | 48640 | MI | RFCM | 2838 | 210
[13 empty] | 48641 | 48641 | MI | RFCM | 2838 | 210
[13 empty] | 48642 | 48642 | MI | RFCM | 2838 | 210
[13 empty] | 48647 | 48647 | MI | RFCM | 2838 | 210
[13 empty] | 48649 | 48649 | MI | RFCM | 2838 | 210
[13 empty] | 48650 | 48650 | MI | RFCM | 2838 | 210
[13 empty] | 48651 | 48651 | MI | RFCM | 2838 | 210
[13 empty] | 48652 | 48652 | MI | RFCM | 2838 | 210
[13 empty] | 48653 | 48653 | MI | RFCM | 2838 | 210
[13 empty] | 48654 | 48654 | MI | RFCM | 2838 | 210
[13 empty] | 48655 | 48655 | MI | RFCM | 2838 | 210
[13 empty] | 48656 | 48656 | MI | RFCM | 2838 | 210
[13 empty] | 48657 | 48657 | MI | RFCM | 2838 | 210
[13 empty] | 48658 | 48658 | MI | RFCM | 2838 | 210
[13 empty] | 48659 | 48659 | MI | RFCM | 2838 | 210
[13 empty] | 48661 | 48661 | MI | RFCM | 2838 | 210
[13 empty] | 48662 | 48662 | MI | RFCM | 2838 | 210
[13 empty] | 48663 | 48663 | MI | RFCM | 2838 | 210
[13 empty] | 48667 | 48667 | MI | RFCM | 2838 | 210
[13 empty] | 48670 | 48670 | MI | RFCM | 2838 | 210
[13 empty] | 48674 | 48674 | MI | RFCM | 2838 | 210
[13 empty] | 48686 | 48686 | MI | RFCM | 2838 | 210
[13 empty] | 48701 | 48701 | MI | RFCM | 2838 | 210
[13 empty] | 48703 | 48703 | MI | RFCM | 2838 | 210
[13 empty] | 48705 | 48705 | MI | RFCM | 2838 | 210
[13 empty] | 48706 | 48706 | MI | RFCM | 2838 | 210
[13 empty] | 48707 | 48707 | MI | RFCM | 2838 | 210
[13 empty] | 48708 | 48708 | MI | RFCM | 2838 | 210
[13 empty] | 48710 | 48710 | MI | RFCM | 2838 | 210
[13 empty] | 48720 | 48720 | MI | RFCM | 2838 | 210
[13 empty] | 48721 | 48721 | MI | RFCM | 2838 | 210
[13 empty] | 48722 | 48722 | MI | RFCM | 2838 | 210
[13 empty] | 48723 | 48723 | MI | RFCM | 2838 | 210
[13 empty] | 48724 | 48724 | MI | RFCM | 2838 | 210
[13 empty] | 48725 | 48725 | MI | RFCM | 2838 | 210
[13 empty] | 48726 | 48726 | MI | RFCM | 2838 | 210
[13 empty] | 48727 | 48727 | MI | RFCM | 2838 | 210
[13 empty] | 48728 | 48728 | MI | RFCM | 2838 | 210
[13 empty] | 48729 | 48729 | MI | RFCM | 2838 | 210
[13 empty] | 48730 | 48730 | MI | RFCM | 2838 | 210
[13 empty] | 48731 | 48731 | MI | RFCM | 2838 | 210
[13 empty] | 48732 | 48732 | MI | RFCM | 2838 | 210
[13 empty] | 48733 | 48733 | MI | RFCM | 2838 | 210
[13 empty] | 48734 | 48734 | MI | RFCM | 2838 | 210
[13 empty] | 48735 | 48735 | MI | RFCM | 2838 | 210
[13 empty] | 48736 | 48736 | MI | RFCM | 2838 | 210
[13 empty] | 48737 | 48737 | MI | RFCM | 2838 | 210
[13 empty] | 48738 | 48738 | MI | RFCM | 2838 | 210
[13 empty] | 48739 | 48739 | MI | RFCM | 2838 | 210
[13 empty] | 48740 | 48740 | MI | RFCM | 2838 | 210
[13 empty] | 48741 | 48741 | MI | RFCM | 2838 | 210
[13 empty] | 48742 | 48742 | MI | RFCM | 2838 | 210
[13 empty] | 48743 | 48743 | MI | RFCM | 2838 | 210
[13 empty] | 48744 | 48744 | MI | RFCM | 2838 | 210
[13 empty] | 48745 | 48745 | MI | RFCM | 2838 | 210
[13 empty] | 48746 | 48746 | MI | RFCM | 2838 | 210
[13 empty] | 48747 | 48747 | MI | RFCM | 2838 | 210
[13 empty] | 48748 | 48748 | MI | RFCM | 2838 | 210
[13 empty] | 48749 | 48749 | MI | RFCM | 2838 | 210
[13 empty] | 48750 | 48750 | MI | RFCM | 2838 | 210
[13 empty] | 48754 | 48754 | MI | RFCM | 2838 | 210
[13 empty] | 48755 | 48755 | MI | RFCM | 2838 | 210
[13 empty] | 48756 | 48756 | MI | RFCM | 2838 | 210
[13 empty] | 48757 | 48757 | MI | RFCM | 2838 | 210
[13 empty] | 48758 | 48758 | MI | RFCM | 2838 | 210
[13 empty] | 48759 | 48759 | MI | RFCM | 2838 | 210
[13 empty] | 48760 | 48760 | MI | RFCM | 2838 | 210
[13 empty] | 48761 | 48761 | MI | RFCM | 2838 | 210
[13 empty] | 48762 | 48762 | MI | RFCM | 2838 | 210
[13 empty] | 48763 | 48763 | MI | RFCM | 2838 | 210
[13 empty] | 48764 | 48764 | MI | RFCM | 2838 | 210
[13 empty] | 48765 | 48765 | MI | RFCM | 2838 | 210
[13 empty] | 48766 | 48766 | MI | RFCM | 2838 | 210
[13 empty] | 48767 | 48767 | MI | RFCM | 2838 | 210
[13 empty] | 48768 | 48768 | MI | RFCM | 2838 | 210
[13 empty] | 48769 | 48769 | MI | RFCM | 2838 | 210
[13 empty] | 48770 | 48770 | MI | RFCM | 2838 | 210
[13 empty] | 48787 | 48787 | MI | RFCM | 2838 | 210
[13 empty] | 48801 | 48801 | MI | RFCM | 2838 | 210
[13 empty] | 48802 | 48802 | MI | RFCM | 2838 | 210
[13 empty] | 48804 | 48804 | MI | RFCM | 2838 | 210
[13 empty] | 48805 | 48805 | MI | RFCM | 2838 | 210
[13 empty] | 48806 | 48806 | MI | RFCM | 2838 | 210
[13 empty] | 48807 | 48807 | MI | RFCM | 2838 | 210
[13 empty] | 48808 | 48808 | MI | RFCM | 2838 | 210
[13 empty] | 48809 | 48809 | MI | RFCM | 2838 | 210
[13 empty] | 48811 | 48811 | MI | RFCM | 2838 | 210
[13 empty] | 48812 | 48812 | MI | RFCM | 2838 | 210
[13 empty] | 48813 | 48813 | MI | RFCM | 2838 | 210
[13 empty] | 48815 | 48815 | MI | RFCM | 2838 | 210
[13 empty] | 48816 | 48816 | MI | RFCM | 2838 | 210
[13 empty] | 48817 | 48817 | MI | RFCM | 2838 | 210
[13 empty] | 48818 | 48818 | MI | RFCM | 2838 | 210
[13 empty] | 48819 | 48819 | MI | RFCM | 2838 | 210
[13 empty] | 48820 | 48820 | MI | RFCM | 2838 | 210
[13 empty] | 48821 | 48821 | MI | RFCM | 2838 | 210
[13 empty] | 48822 | 48822 | MI | RFCM | 2838 | 210
[13 empty] | 48823 | 48823 | MI | RFCM | 2838 | 210
[13 empty] | 48824 | 48824 | MI | RFCM | 2838 | 210
[13 empty] | 48825 | 48825 | MI | RFCM | 2838 | 210
[13 empty] | 48826 | 48826 | MI | RFCM | 2838 | 210
[13 empty] | 48827 | 48827 | MI | RFCM | 2838 | 210
[13 empty] | 48829 | 48829 | MI | RFCM | 2838 | 210
[13 empty] | 48830 | 48830 | MI | RFCM | 2838 | 210
[13 empty] | 48831 | 48831 | MI | RFCM | 2838 | 210
[13 empty] | 48832 | 48832 | MI | RFCM | 2838 | 210
[13 empty] | 48833 | 48833 | MI | RFCM | 2838 | 210
[13 empty] | 48834 | 48834 | MI | RFCM | 2838 | 210
[13 empty] | 48835 | 48835 | MI | RFCM | 2838 | 210
[13 empty] | 48836 | 48836 | MI | RFCM | 2838 | 210
[13 empty] | 48837 | 48837 | MI | RFCM | 2838 | 210
[13 empty] | 48838 | 48838 | MI | RFCM | 2838 | 210
[13 empty] | 48840 | 48840 | MI | RFCM | 2838 | 210
[13 empty] | 48841 | 48841 | MI | RFCM | 2838 | 210
[13 empty] | 48842 | 48842 | MI | RFCM | 2838 | 210
[13 empty] | 48843 | 48843 | MI | RFCM | 2838 | 210
[13 empty] | 48844 | 48844 | MI | RFCM | 2838 | 210
[13 empty] | 48845 | 48845 | MI | RFCM | 2838 | 210
[13 empty] | 48846 | 48846 | MI | RFCM | 2838 | 210
[13 empty] | 48847 | 48847 | MI | RFCM | 2838 | 210
[13 empty] | 48848 | 48848 | MI | RFCM | 2838 | 210
[13 empty] | 48849 | 48849 | MI | RFCM | 2838 | 210
[13 empty] | 48850 | 48850 | MI | RFCM | 2838 | 210
[13 empty] | 48851 | 48851 | MI | RFCM | 2838 | 210
[13 empty] | 48852 | 48852 | MI | RFCM | 2838 | 210
[13 empty] | 48853 | 48853 | MI | RFCM | 2838 | 210
[13 empty] | 48854 | 48854 | MI | RFCM | 2838 | 210
[13 empty] | 48855 | 48855 | MI | RFCM | 2838 | 210
[13 empty] | 48856 | 48856 | MI | RFCM | 2838 | 210
[13 empty] | 48857 | 48857 | MI | RFCM | 2838 | 210
[13 empty] | 48858 | 48858 | MI | RFCM | 2838 | 210
[13 empty] | 48859 | 48859 | MI | RFCM | 2838 | 210
[13 empty] | 48860 | 48860 | MI | RFCM | 2838 | 210
[13 empty] | 48861 | 48861 | MI | RFCM | 2838 | 210
[13 empty] | 48862 | 48862 | MI | RFCM | 2838 | 210
[13 empty] | 48863 | 48863 | MI | RFCM | 2838 | 210
[13 empty] | 48864 | 48864 | MI | RFCM | 2838 | 210
[13 empty] | 48865 | 48865 | MI | RFCM | 2838 | 210
[13 empty] | 48866 | 48866 | MI | RFCM | 2838 | 210
[13 empty] | 48867 | 48867 | MI | RFCM | 2838 | 210
[13 empty] | 48870 | 48870 | MI | RFCM | 2838 | 210
[13 empty] | 48871 | 48871 | MI | RFCM | 2838 | 210
[13 empty] | 48872 | 48872 | MI | RFCM | 2838 | 210
[13 empty] | 48873 | 48873 | MI | RFCM | 2838 | 210
[13 empty] | 48874 | 48874 | MI | RFCM | 2838 | 210
[13 empty] | 48875 | 48875 | MI | RFCM | 2838 | 210
[13 empty] | 48876 | 48876 | MI | RFCM | 2838 | 210
[13 empty] | 48877 | 48877 | MI | RFCM | 2838 | 210
[13 empty] | 48878 | 48878 | MI | RFCM | 2838 | 210
[13 empty] | 48879 | 48879 | MI | RFCM | 2838 | 210
[13 empty] | 48880 | 48880 | MI | RFCM | 2838 | 210
[13 empty] | 48881 | 48881 | MI | RFCM | 2838 | 210
[13 empty] | 48882 | 48882 | MI | RFCM | 2838 | 210
[13 empty] | 48883 | 48883 | MI | RFCM | 2838 | 210
[13 empty] | 48884 | 48884 | MI | RFCM | 2838 | 210
[13 empty] | 48885 | 48885 | MI | RFCM | 2838 | 210
[13 empty] | 48886 | 48886 | MI | RFCM | 2838 | 210
[13 empty] | 48887 | 48887 | MI | RFCM | 2838 | 210
[13 empty] | 48888 | 48888 | MI | RFCM | 2838 | 210
[13 empty] | 48889 | 48889 | MI | RFCM | 2838 | 210
[13 empty] | 48890 | 48890 | MI | RFCM | 2838 | 210
[13 empty] | 48891 | 48891 | MI | RFCM | 2838 | 210
[13 empty] | 48892 | 48892 | MI | RFCM | 2838 | 210
[13 empty] | 48893 | 48893 | MI | RFCM | 2838 | 210
[13 empty] | 48894 | 48894 | MI | RFCM | 2838 | 210
[13 empty] | 48895 | 48895 | MI | RFCM | 2838 | 210
[13 empty] | 48896 | 48896 | MI | RFCM | 2838 | 210
[13 empty] | 48897 | 48897 | MI | RFCM | 2838 | 210
[13 empty] | 48901 | 48901 | MI | RFCM | 3171.3333 | 151.6667
[13 empty] | 48906 | 48906 | MI | RFCM | 3171.3333 | 151.6667
[13 empty] | 48908 | 48908 | MI | RFCM | 3171.3333 | 151.6667
[13 empty] | 48909 | 48909 | MI | RFCM | 3171.3333 | 151.6667
[13 empty] | 48910 | 48910 | MI | RFCM | 3171.3333 | 151.6667
[13 empty] | 48911 | 48911 | MI | RFCM | 3171.3333 | 151.6667
[13 empty] | 48912 | 48912 | MI | RFCM | 3171.3333 | 151.6667
[13 empty] | 48913 | 48913 | MI | RFCM | 3171.3333 | 151.6667
[13 empty] | 48915 | 48915 | MI | RFCM | 3171.3333 | 151.6667
[13 empty] | 48916 | 48916 | MI | RFCM | 3171.3333 | 151.6667
[13 empty] | 48917 | 48917 | MI | RFCM | 3171.3333 | 151.6667
[13 empty] | 48918 | 48918 | MI | RFCM | 3171.3333 | 151.6667
[13 empty] | 48919 | 48919 | MI | RFCM | 3171.3333 | 151.6667
[13 empty] | 48921 | 48921 | MI | RFCM | 3171.3333 | 151.6667
[13 empty] | 48922 | 48922 | MI | RFCM | 3171.3333 | 151.6667
[13 empty] | 48924 | 48924 | MI | RFCM | 3171.3333 | 151.6667
[13 empty] | 48929 | 48929 | MI | RFCM | 3171.3333 | 151.6667
[13 empty] | 48930 | 48930 | MI | RFCM | 3171.3333 | 151.6667
[13 empty] | 48933 | 48933 | MI | RFCM | 3171.3333 | 151.6667
[13 empty] | 48937 | 48937 | MI | RFCM | 3171.3333 | 151.6667
[13 empty] | 48950 | 48950 | MI | RFCM | 3171.3333 | 151.6667
[13 empty] | 48951 | 48951 | MI | RFCM | 3171.3333 | 151.6667
[13 empty] | 48956 | 48956 | MI | RFCM | 3171.3333 | 151.6667
[13 empty] | 48980 | 48980 | MI | RFCM | 3171.3333 | 151.6667
[13 empty] | 49001 | 49001 | MI | RFCM | 3171.3333 | 151.6667
[13 empty] | 49002 | 49002 | MI | RFCM | 3171.3333 | 151.6667
[13 empty] | 49003 | 49003 | MI | RFCM | 3171.3333 | 151.6667
[13 empty] | 49004 | 49004 | MI | RFCM | 3171.3333 | 151.6667
[13 empty] | 49005 | 49005 | MI | RFCM | 3171.3333 | 151.6667
[13 empty] | 49006 | 49006 | MI | RFCM | 3171.3333 | 151.6667
[13 empty] | 49007 | 49007 | MI | RFCM | 3171.3333 | 151.6667
[13 empty] | 49008 | 49008 | MI | RFCM | 3171.3333 | 151.6667
[13 empty] | 49009 | 49009 | MI | RFCM | 3171.3333 | 151.6667
[13 empty] | 49010 | 49010 | MI | RFCM | 3171.3333 | 151.6667
[13 empty] | 49011 | 49011 | MI | RFCM | 3171.3333 | 151.6667
[13 empty] | 49012 | 49012 | MI | RFCM | 3171.3333 | 151.6667
[13 empty] | 49013 | 49013 | MI | RFCM | 3171.3333 | 151.6667
[13 empty] | 49014 | 49014 | MI | RFCM | 3171.3333 | 151.6667
[13 empty] | 49015 | 49015 | MI | RFCM | 3171.3333 | 151.6667
[13 empty] | 49016 | 49016 | MI | RFCM | 3171.3333 | 151.6667
[13 empty] | 49017 | 49017 | MI | RFCM | 3171.3333 | 151.6667
[13 empty] | 49018 | 49018 | MI | RFCM | 3171.3333 | 151.6667
[13 empty] | 49019 | 49019 | MI | RFCM | 3171.3333 | 151.6667
[13 empty] | 49020 | 49020 | MI | RFCM | 3171.3333 | 151.6667
[13 empty] | 49021 | 49021 | MI | RFCM | 3171.3333 | 151.6667
[13 empty] | 49022 | 49022 | MI | RFCW | 3171.3333 | 151.6667
[13 empty] | 49023 | 49023 | MI | RFCW | 3171.3333 | 151.6667
[13 empty] | 49024 | 49024 | MI | RFCM | 3171.3333 | 151.6667
[13 empty] | 49026 | 49026 | MI | RFCM | 3171.3333 | 151.6667
[13 empty] | 49027 | 49027 | MI | RFCM | 3171.3333 | 151.6667
[13 empty] | 49028 | 49028 | MI | RFCM | 3171.3333 | 151.6667
[13 empty] | 49029 | 49029 | MI | RFCM | 3171.3333 | 151.6667
[13 empty] | 49030 | 49030 | MI | RFCM | 3171.3333 | 151.6667
[13 empty] | 49031 | 49031 | MI | RFCM | 3171.3333 | 151.6667
[13 empty] | 49032 | 49032 | MI | RFCM | 3171.3333 | 151.6667
[13 empty] | 49033 | 49033 | MI | RFCM | 3171.3333 | 151.6667
[13 empty] | 49034 | 49034 | MI | RFCM | 3171.3333 | 151.6667
[13 empty] | 49035 | 49035 | MI | RFCM | 3171.3333 | 151.6667
[13 empty] | 49036 | 49036 | MI | RFCM | 3171.3333 | 151.6667
[13 empty] | 49037 | 49037 | MI | RFCM | 3171.3333 | 151.6667
[13 empty] | 49038 | 49038 | MI | RFCW | 3171.3333 | 151.6667
[13 empty] | 49039 | 49039 | MI | RFCW | 3171.3333 | 151.6667
[13 empty] | 49040 | 49040 | MI | RFCM | 3171.3333 | 151.6667
[13 empty] | 49041 | 49041 | MI | RFCM | 3171.3333 | 151.6667
[13 empty] | 49042 | 49042 | MI | RFCM | 3171.3333 | 151.6667
[13 empty] | 49043 | 49043 | MI | RFCM | 3171.3333 | 151.6667
[13 empty] | 49045 | 49045 | MI | RFCM | 3171.3333 | 151.6667
[13 empty] | 49046 | 49046 | MI | RFCM | 3171.3333 | 151.6667
[13 empty] | 49047 | 49047 | MI | RFCW | 3171.3333 | 151.6667
[13 empty] | 49048 | 49048 | MI | RFCM | 3171.3333 | 151.6667
[13 empty] | 49050 | 49050 | MI | RFCM | 3171.3333 | 151.6667
[13 empty] | 49051 | 49051 | MI | RFCM | 3171.3333 | 151.6667
[13 empty] | 49052 | 49052 | MI | RFCM | 3171.3333 | 151.6667
[13 empty] | 49053 | 49053 | MI | RFCM | 3171.3333 | 151.6667
[13 empty] | 49055 | 49055 | MI | RFCM | 3171.3333 | 151.6667
[13 empty] | 49056 | 49056 | MI | RFCM | 3171.3333 | 151.6667
[13 empty] | 49057 | 49057 | MI | RFCM | 3171.3333 | 151.6667
[13 empty] | 49058 | 49058 | MI | RFCM | 3171.3333 | 151.6667
[13 empty] | 49060 | 49060 | MI | RFCM | 3171.3333 | 151.6667
[13 empty] | 49061 | 49061 | MI | RFCM | 3171.3333 | 151.6667
[13 empty] | 49062 | 49062 | MI | RFCM | 3171.3333 | 151.6667
[13 empty] | 49063 | 49063 | MI | RFCM | 3171.3333 | 151.6667
[13 empty] | 49064 | 49064 | MI | RFCM | 3171.3333 | 151.6667
[13 empty] | 49065 | 49065 | MI | RFCM | 3171.3333 | 151.6667
[13 empty] | 49066 | 49066 | MI | RFCM | 3171.3333 | 151.6667
[13 empty] | 49067 | 49067 | MI | RFCM | 3171.3333 | 151.6667
[13 empty] | 49068 | 49068 | MI | RFCM | 3171.3333 | 151.6667
[13 empty] | 49069 | 49069 | MI | RFCM | 3171.3333 | 151.6667
[13 empty] | 49070 | 49070 | MI | RFCM | 3171.3333 | 151.6667
[13 empty] | 49071 | 49071 | MI | RFCM | 3171.3333 | 151.6667
[13 empty] | 49072 | 49072 | MI | RFCM | 3171.3333 | 151.6667
[13 empty] | 49073 | 49073 | MI | RFCM | 3171.3333 | 151.6667
[13 empty] | 49074 | 49074 | MI | RFCM | 3171.3333 | 151.6667
[13 empty] | 49075 | 49075 | MI | RFCM | 3171.3333 | 151.6667
[13 empty] | 49076 | 49076 | MI | RFCM | 3171.3333 | 151.6667
[13 empty] | 49077 | 49077 | MI | RFCM | 3171.3333 | 151.6667
[13 empty] | 49078 | 49078 | MI | RFCM | 3171.3333 | 151.6667
[13 empty] | 49079 | 49079 | MI | RFCM | 3171.3333 | 151.6667
[13 empty] | 49080 | 49080 | MI | RFCM | 3171.3333 | 151.6667
[13 empty] | 49081 | 49081 | MI | RFCM | 3171.3333 | 151.6667
[13 empty] | 49082 | 49082 | MI | RFCM | 3171.3333 | 151.6667
[13 empty] | 49083 | 49083 | MI | RFCM | 3171.3333 | 151.6667
[13 empty] | 49084 | 49084 | MI | RFCW | 3171.3333 | 151.6667
[13 empty] | 49085 | 49085 | MI | RFCW | 3171.3333 | 151.6667
[13 empty] | 49087 | 49087 | MI | RFCM | 3171.3333 | 151.6667
[13 empty] | 49088 | 49088 | MI | RFCM | 3171.3333 | 151.6667
[13 empty] | 49089 | 49089 | MI | RFCM | 3171.3333 | 151.6667
[13 empty] | 49090 | 49090 | MI | RFCM | 3171.3333 | 151.6667
[13 empty] | 49091 | 49091 | MI | RFCM | 3171.3333 | 151.6667
[13 empty] | 49092 | 49092 | MI | RFCM | 3171.3333 | 151.6667
[13 empty] | 49093 | 49093 | MI | RFCM | 3171.3333 | 151.6667
[13 empty] | 49094 | 49094 | MI | RFCM | 3171.3333 | 151.6667
[13 empty] | 49095 | 49095 | MI | RFCM | 3171.3333 | 151.6667
[13 empty] | 49096 | 49096 | MI | RFCM | 3171.3333 | 151.6667
[13 empty] | 49097 | 49097 | MI | RFCM | 3171.3333 | 151.6667
[13 empty] | 49098 | 49098 | MI | RFCM | 3171.3333 | 151.6667
[13 empty] | 49099 | 49099 | MI | RFCM | 3171.3333 | 151.6667
[13 empty] | 49101 | 49101 | MI | RFCW | 3171.3333 | 151.6667
[13 empty] | 49102 | 49102 | MI | RFCW | 3171.3333 | 151.6667
[13 empty] | 49103 | 49103 | MI | RFCW | 3171.3333 | 151.6667
[13 empty] | 49104 | 49104 | MI | RFCW | 3171.3333 | 151.6667
[13 empty] | 49106 | 49106 | MI | RFCW | 3171.3333 | 151.6667
[13 empty] | 49107 | 49107 | MI | RFCW | 3171.3333 | 151.6667
[13 empty] | 49111 | 49111 | MI | RFCW | 3171.3333 | 151.6667
[13 empty] | 49112 | 49112 | MI | RFCM | 3171.3333 | 151.6667
[13 empty] | 49113 | 49113 | MI | RFCW | 3171.3333 | 151.6667
[13 empty] | 49115 | 49115 | MI | RFCW | 3171.3333 | 151.6667
[13 empty] | 49116 | 49116 | MI | RFCW | 3171.3333 | 151.6667
[13 empty] | 49117 | 49117 | MI | RFCW | 3171.3333 | 151.6667
[13 empty] | 49119 | 49119 | MI | RFCW | 3171.3333 | 151.6667
[13 empty] | 49120 | 49120 | MI | RFCW | 3171.3333 | 151.6667
[13 empty] | 49121 | 49121 | MI | RFCW | 3171.3333 | 151.6667
[13 empty] | 49125 | 49125 | MI | RFCW | 3171.3333 | 151.6667
[13 empty] | 49126 | 49126 | MI | RFCW | 3171.3333 | 151.6667
[13 empty] | 49127 | 49127 | MI | RFCW | 3171.3333 | 151.6667
[13 empty] | 49128 | 49128 | MI | RFCW | 3171.3333 | 151.6667
[13 empty] | 49129 | 49129 | MI | RFCW | 3171.3333 | 151.6667
[13 empty] | 49130 | 49130 | MI | RFCM | 3171.3333 | 151.6667
[13 empty] | 49201 | 49201 | MI | RFCM | 981.3333 | 719
[13 empty] | 49202 | 49202 | MI | RFCM | 981.3333 | 719
[13 empty] | 49203 | 49203 | MI | RFCM | 981.3333 | 719
[13 empty] | 49204 | 49204 | MI | RFCM | 981.3333 | 719
[13 empty] | 49220 | 49220 | MI | RFCM | 981.3333 | 719
[13 empty] | 49221 | 49221 | MI | RFCM | 981.3333 | 719
[13 empty] | 49224 | 49224 | MI | RFCM | 981.3333 | 719
[13 empty] | 49227 | 49227 | MI | RFCM | 981.3333 | 719
[13 empty] | 49228 | 49228 | MI | RFCM | 981.3333 | 719
[13 empty] | 49229 | 49229 | MI | RFCM | 981.3333 | 719
[13 empty] | 49230 | 49230 | MI | RFCM | 981.3333 | 719
[13 empty] | 49232 | 49232 | MI | RFCM | 981.3333 | 719
[13 empty] | 49233 | 49233 | MI | RFCM | 981.3333 | 719
[13 empty] | 49234 | 49234 | MI | RFCM | 981.3333 | 719
[13 empty] | 49235 | 49235 | MI | RFCM | 981.3333 | 719
[13 empty] | 49236 | 49236 | MI | RFCM | 981.3333 | 719
[13 empty] | 49237 | 49237 | MI | RFCM | 981.3333 | 719
[13 empty] | 49238 | 49238 | MI | RFCM | 981.3333 | 719
[13 empty] | 49239 | 49239 | MI | RFCM | 981.3333 | 719
[13 empty] | 49240 | 49240 | MI | RFCM | 981.3333 | 719
[13 empty] | 49241 | 49241 | MI | RFCM | 981.3333 | 719
[13 empty] | 49242 | 49242 | MI | RFCM | 981.3333 | 719
[13 empty] | 49245 | 49245 | MI | RFCM | 981.3333 | 719
[13 empty] | 49246 | 49246 | MI | RFCM | 981.3333 | 719
[13 empty] | 49247 | 49247 | MI | RFCM | 981.3333 | 719
[13 empty] | 49248 | 49248 | MI | RFCM | 981.3333 | 719
[13 empty] | 49249 | 49249 | MI | RFCM | 981.3333 | 719
[13 empty] | 49250 | 49250 | MI | RFCM | 981.3333 | 719
[13 empty] | 49251 | 49251 | MI | RFCM | 981.3333 | 719
[13 empty] | 49252 | 49252 | MI | RFCM | 981.3333 | 719
[13 empty] | 49253 | 49253 | MI | RFCM | 981.3333 | 719
[13 empty] | 49254 | 49254 | MI | RFCM | 981.3333 | 719
[13 empty] | 49255 | 49255 | MI | RFCM | 981.3333 | 719
[13 empty] | 49256 | 49256 | MI | RFCM | 981.3333 | 719
[13 empty] | 49257 | 49257 | MI | RFCM | 981.3333 | 719
[13 empty] | 49258 | 49258 | MI | RFCM | 981.3333 | 719
[13 empty] | 49259 | 49259 | MI | RFCM | 981.3333 | 719
[13 empty] | 49261 | 49261 | MI | RFCM | 981.3333 | 719
[13 empty] | 49262 | 49262 | MI | RFCM | 981.3333 | 719
[13 empty] | 49263 | 49263 | MI | RFCM | 981.3333 | 719
[13 empty] | 49264 | 49264 | MI | RFCM | 981.3333 | 719
[13 empty] | 49265 | 49265 | MI | RFCM | 981.3333 | 719
[13 empty] | 49266 | 49266 | MI | RFCM | 981.3333 | 719
[13 empty] | 49267 | 49267 | MI | RFCM | 981.3333 | 719
[13 empty] | 49268 | 49268 | MI | RFCM | 981.3333 | 719
[13 empty] | 49269 | 49269 | MI | RFCM | 981.3333 | 719
[13 empty] | 49270 | 49270 | MI | RFCM | 981.3333 | 719
[13 empty] | 49271 | 49271 | MI | RFCM | 981.3333 | 719
[13 empty] | 49272 | 49272 | MI | RFCM | 981.3333 | 719
[13 empty] | 49274 | 49274 | MI | RFCM | 981.3333 | 719
[13 empty] | 49276 | 49276 | MI | RFCM | 981.3333 | 719
[13 empty] | 49277 | 49277 | MI | RFCM | 981.3333 | 719
[13 empty] | 49279 | 49279 | MI | RFCM | 981.3333 | 719
[13 empty] | 49281 | 49281 | MI | RFCM | 981.3333 | 719
[13 empty] | 49282 | 49282 | MI | RFCM | 981.3333 | 719
[13 empty] | 49283 | 49283 | MI | RFCM | 981.3333 | 719
[13 empty] | 49284 | 49284 | MI | RFCM | 981.3333 | 719
[13 empty] | 49285 | 49285 | MI | RFCM | 981.3333 | 719
[13 empty] | 49286 | 49286 | MI | RFCM | 981.3333 | 719
[13 empty] | 49287 | 49287 | MI | RFCM | 981.3333 | 719
[13 empty] | 49288 | 49288 | MI | RFCM | 981.3333 | 719
[13 empty] | 49289 | 49289 | MI | RFCM | 981.3333 | 719
[13 empty] | 49301 | 49301 | MI | RFCM | 981.3333 | 719
[13 empty] | 49302 | 49302 | MI | RFCM | 981.3333 | 719
[13 empty] | 49303 | 49303 | MI | RFCM | 981.3333 | 719
[13 empty] | 49304 | 49304 | MI | RFCM | 981.3333 | 719
[13 empty] | 49305 | 49305 | MI | RFCM | 981.3333 | 719
[13 empty] | 49306 | 49306 | MI | RFCM | 981.3333 | 719
[13 empty] | 49307 | 49307 | MI | RFCM | 981.3333 | 719
[13 empty] | 49309 | 49309 | MI | RFCM | 981.3333 | 719
[13 empty] | 49310 | 49310 | MI | RFCM | 981.3333 | 719
[13 empty] | 49311 | 49311 | MI | RFCM | 981.3333 | 719
[13 empty] | 49312 | 49312 | MI | RFCM | 981.3333 | 719
[13 empty] | 49314 | 49314 | MI | RFCM | 981.3333 | 719
[13 empty] | 49315 | 49315 | MI | RFCM | 981.3333 | 719
[13 empty] | 49316 | 49316 | MI | RFCM | 981.3333 | 719
[13 empty] | 49317 | 49317 | MI | RFCM | 981.3333 | 719
[13 empty] | 49318 | 49318 | MI | RFCM | 981.3333 | 719
[13 empty] | 49319 | 49319 | MI | RFCM | 981.3333 | 719
[13 empty] | 49320 | 49320 | MI | RFCM | 981.3333 | 719
[13 empty] | 49321 | 49321 | MI | RFCM | 981.3333 | 719
[13 empty] | 49322 | 49322 | MI | RFCM | 981.3333 | 719
[13 empty] | 49323 | 49323 | MI | RFCM | 981.3333 | 719
[13 empty] | 49325 | 49325 | MI | RFCM | 981.3333 | 719
[13 empty] | 49326 | 49326 | MI | RFCM | 981.3333 | 719
[13 empty] | 49327 | 49327 | MI | RFCM | 981.3333 | 719
[13 empty] | 49328 | 49328 | MI | RFCM | 981.3333 | 719
[13 empty] | 49329 | 49329 | MI | RFCM | 981.3333 | 719
[13 empty] | 49330 | 49330 | MI | RFCM | 981.3333 | 719
[13 empty] | 49331 | 49331 | MI | RFCM | 981.3333 | 719
[13 empty] | 49332 | 49332 | MI | RFCM | 981.3333 | 719
[13 empty] | 49333 | 49333 | MI | RFCM | 981.3333 | 719
[13 empty] | 49335 | 49335 | MI | RFCM | 981.3333 | 719
[13 empty] | 49336 | 49336 | MI | RFCM | 981.3333 | 719
[13 empty] | 49337 | 49337 | MI | RFCM | 981.3333 | 719
[13 empty] | 49338 | 49338 | MI | RFCM | 981.3333 | 719
[13 empty] | 49339 | 49339 | MI | RFCM | 981.3333 | 719
[13 empty] | 49340 | 49340 | MI | RFCM | 981.3333 | 719
[13 empty] | 49341 | 49341 | MI | RFCM | 981.3333 | 719
[13 empty] | 49342 | 49342 | MI | RFCM | 981.3333 | 719
[13 empty] | 49343 | 49343 | MI | RFCM | 981.3333 | 719
[13 empty] | 49344 | 49344 | MI | RFCM | 981.3333 | 719
[13 empty] | 49345 | 49345 | MI | RFCM | 981.3333 | 719
[13 empty] | 49346 | 49346 | MI | RFCM | 981.3333 | 719
[13 empty] | 49347 | 49347 | MI | RFCM | 981.3333 | 719
[13 empty] | 49348 | 49348 | MI | RFCM | 981.3333 | 719
[13 empty] | 49349 | 49349 | MI | RFCM | 981.3333 | 719
[13 empty] | 49351 | 49351 | MI | RFCM | 981.3333 | 719
[13 empty] | 49355 | 49355 | MI | RFCM | 981.3333 | 719
[13 empty] | 49356 | 49356 | MI | RFCM | 981.3333 | 719
[13 empty] | 49357 | 49357 | MI | RFCM | 981.3333 | 719
[13 empty] | 49401 | 49401 | MI | RFCM | 981.3333 | 719
[13 empty] | 49402 | 49402 | MI | RFCM | 981.3333 | 719
[13 empty] | 49403 | 49403 | MI | RFCM | 981.3333 | 719
[13 empty] | 49404 | 49404 | MI | RFCM | 981.3333 | 719
[13 empty] | 49405 | 49405 | MI | RFCM | 981.3333 | 719
[13 empty] | 49406 | 49406 | MI | RFCM | 981.3333 | 719
[13 empty] | 49408 | 49408 | MI | RFCM | 981.3333 | 719
[13 empty] | 49409 | 49409 | MI | RFCM | 981.3333 | 719
[13 empty] | 49410 | 49410 | MI | RFCM | 981.3333 | 719
[13 empty] | 49411 | 49411 | MI | RFCM | 981.3333 | 719
[13 empty] | 49412 | 49412 | MI | RFCM | 981.3333 | 719
[13 empty] | 49413 | 49413 | MI | RFCM | 981.3333 | 719
[13 empty] | 49415 | 49415 | MI | RFCM | 981.3333 | 719
[13 empty] | 49416 | 49416 | MI | RFCM | 981.3333 | 719
[13 empty] | 49417 | 49417 | MI | RFCM | 981.3333 | 719
[13 empty] | 49418 | 49418 | MI | RFCM | 981.3333 | 719
[13 empty] | 49419 | 49419 | MI | RFCM | 981.3333 | 719
[13 empty] | 49420 | 49420 | MI | RFCM | 981.3333 | 719
[13 empty] | 49421 | 49421 | MI | RFCM | 981.3333 | 719
[13 empty] | 49422 | 49422 | MI | RFCM | 981.3333 | 719
[13 empty] | 49423 | 49423 | MI | RFCM | 981.3333 | 719
[13 empty] | 49424 | 49424 | MI | RFCM | 981.3333 | 719
[13 empty] | 49425 | 49425 | MI | RFCM | 981.3333 | 719
[13 empty] | 49426 | 49426 | MI | RFCM | 981.3333 | 719
[13 empty] | 49427 | 49427 | MI | RFCM | 981.3333 | 719
[13 empty] | 49428 | 49428 | MI | RFCM | 981.3333 | 719
[13 empty] | 49429 | 49429 | MI | RFCM | 981.3333 | 719
[13 empty] | 49430 | 49430 | MI | RFCM | 981.3333 | 719
[13 empty] | 49431 | 49431 | MI | RFCM | 981.3333 | 719
[13 empty] | 49434 | 49434 | MI | RFCM | 981.3333 | 719
[13 empty] | 49435 | 49435 | MI | RFCM | 981.3333 | 719
[13 empty] | 49436 | 49436 | MI | RFCM | 981.3333 | 719
[13 empty] | 49437 | 49437 | MI | RFCM | 981.3333 | 719
[13 empty] | 49440 | 49440 | MI | RFCM | 981.3333 | 719
[13 empty] | 49441 | 49441 | MI | RFCM | 981.3333 | 719
[13 empty] | 49442 | 49442 | MI | RFCM | 981.3333 | 719
[13 empty] | 49443 | 49443 | MI | RFCM | 981.3333 | 719
[13 empty] | 49444 | 49444 | MI | RFCM | 981.3333 | 719
[13 empty] | 49445 | 49445 | MI | RFCM | 981.3333 | 719
[13 empty] | 49446 | 49446 | MI | RFCM | 981.3333 | 719
[13 empty] | 49448 | 49448 | MI | RFCM | 981.3333 | 719
[13 empty] | 49449 | 49449 | MI | RFCM | 981.3333 | 719
[13 empty] | 49450 | 49450 | MI | RFCM | 981.3333 | 719
[13 empty] | 49451 | 49451 | MI | RFCM | 981.3333 | 719
[13 empty] | 49452 | 49452 | MI | RFCM | 981.3333 | 719
[13 empty] | 49453 | 49453 | MI | RFCM | 981.3333 | 719
[13 empty] | 49454 | 49454 | MI | RFCM | 981.3333 | 719
[13 empty] | 49455 | 49455 | MI | RFCM | 981.3333 | 719
[13 empty] | 49456 | 49456 | MI | RFCM | 981.3333 | 719
[13 empty] | 49457 | 49457 | MI | RFCM | 981.3333 | 719
[13 empty] | 49458 | 49458 | MI | RFCM | 981.3333 | 719
[13 empty] | 49459 | 49459 | MI | RFCM | 981.3333 | 719
[13 empty] | 49460 | 49460 | MI | RFCM | 981.3333 | 719
[13 empty] | 49461 | 49461 | MI | RFCM | 981.3333 | 719
[13 empty] | 49463 | 49463 | MI | RFCM | 981.3333 | 719
[13 empty] | 49464 | 49464 | MI | RFCM | 981.3333 | 719
[13 empty] | 49468 | 49468 | MI | RFCM | 981.3333 | 719
[13 empty] | 49501 | 49501 | MI | RFCM | 981.3333 | 719
[13 empty] | 49502 | 49502 | MI | RFCM | 981.3333 | 719
[13 empty] | 49503 | 49503 | MI | RFCM | 981.3333 | 719
[13 empty] | 49504 | 49504 | MI | RFCM | 981.3333 | 719
[13 empty] | 49505 | 49505 | MI | RFCM | 981.3333 | 719
[13 empty] | 49506 | 49506 | MI | RFCM | 981.3333 | 719
[13 empty] | 49507 | 49507 | MI | RFCM | 981.3333 | 719
[13 empty] | 49508 | 49508 | MI | RFCM | 981.3333 | 719
[13 empty] | 49509 | 49509 | MI | RFCM | 981.3333 | 719
[13 empty] | 49510 | 49510 | MI | RFCM | 981.3333 | 719
[13 empty] | 49512 | 49512 | MI | RFCM | 981.3333 | 719
[13 empty] | 49514 | 49514 | MI | RFCM | 981.3333 | 719
[13 empty] | 49515 | 49515 | MI | RFCM | 981.3333 | 719
[13 empty] | 49516 | 49516 | MI | RFCM | 981.3333 | 719
[13 empty] | 49518 | 49518 | MI | RFCM | 981.3333 | 719
[13 empty] | 49519 | 49519 | MI | RFCM | 981.3333 | 719
[13 empty] | 49523 | 49523 | MI | RFCM | 981.3333 | 719
[13 empty] | 49525 | 49525 | MI | RFCM | 981.3333 | 719
[13 empty] | 49528 | 49528 | MI | RFCM | 981.3333 | 719
[13 empty] | 49530 | 49530 | MI | RFCM | 981.3333 | 719
[13 empty] | 49534 | 49534 | MI | RFCM | 981.3333 | 719
[13 empty] | 49544 | 49544 | MI | RFCM | 981.3333 | 719
[13 empty] | 49546 | 49546 | MI | RFCM | 981.3333 | 719
[13 empty] | 49548 | 49548 | MI | RFCM | 981.3333 | 719
[13 empty] | 49550 | 49550 | MI | RFCM | 981.3333 | 719
[13 empty] | 49555 | 49555 | MI | RFCM | 981.3333 | 719
[13 empty] | 49560 | 49560 | MI | RFCM | 981.3333 | 719
[13 empty] | 49588 | 49588 | MI | RFCM | 981.3333 | 719
[13 empty] | 49599 | 49599 | MI | RFCM | 981.3333 | 719
[13 empty] | 49601 | 49601 | MI | RFCM | 981.3333 | 719
[13 empty] | 49610 | 49610 | MI | RFCM | 981.3333 | 719
[13 empty] | 49611 | 49611 | MI | RFCM | 981.3333 | 719
[13 empty] | 49612 | 49612 | MI | RFCM | 981.3333 | 719
[13 empty] | 49613 | 49613 | MI | RFCM | 981.3333 | 719
[13 empty] | 49614 | 49614 | MI | RFCM | 981.3333 | 719
[13 empty] | 49615 | 49615 | MI | RFCM | 981.3333 | 719
[13 empty] | 49616 | 49616 | MI | RFCM | 981.3333 | 719
[13 empty] | 49617 | 49617 | MI | RFCM | 981.3333 | 719
[13 empty] | 49618 | 49618 | MI | RFCM | 981.3333 | 719
[13 empty] | 49619 | 49619 | MI | RFCM | 981.3333 | 719
[13 empty] | 49620 | 49620 | MI | RFCM | 981.3333 | 719
[13 empty] | 49621 | 49621 | MI | RFCM | 981.3333 | 719
[13 empty] | 49622 | 49622 | MI | RFCM | 981.3333 | 719
[13 empty] | 49623 | 49623 | MI | RFCM | 981.3333 | 719
[13 empty] | 49625 | 49625 | MI | RFCM | 981.3333 | 719
[13 empty] | 49626 | 49626 | MI | RFCM | 981.3333 | 719
[13 empty] | 49627 | 49627 | MI | RFCM | 981.3333 | 719
[13 empty] | 49628 | 49628 | MI | RFCM | 981.3333 | 719
[13 empty] | 49629 | 49629 | MI | RFCM | 981.3333 | 719
[13 empty] | 49630 | 49630 | MI | RFCM | 981.3333 | 719
[13 empty] | 49631 | 49631 | MI | RFCM | 981.3333 | 719
[13 empty] | 49632 | 49632 | MI | RFCM | 981.3333 | 719
[13 empty] | 49633 | 49633 | MI | RFCM | 981.3333 | 719
[13 empty] | 49634 | 49634 | MI | RFCM | 981.3333 | 719
[13 empty] | 49635 | 49635 | MI | RFCM | 981.3333 | 719
[13 empty] | 49636 | 49636 | MI | RFCM | 981.3333 | 719
[13 empty] | 49637 | 49637 | MI | RFCM | 981.3333 | 719
[13 empty] | 49638 | 49638 | MI | RFCM | 981.3333 | 719
[13 empty] | 49639 | 49639 | MI | RFCM | 981.3333 | 719
[13 empty] | 49640 | 49640 | MI | RFCM | 981.3333 | 719
[13 empty] | 49642 | 49642 | MI | RFCM | 981.3333 | 719
[13 empty] | 49643 | 49643 | MI | RFCM | 981.3333 | 719
[13 empty] | 49644 | 49644 | MI | RFCM | 981.3333 | 719
[13 empty] | 49645 | 49645 | MI | RFCM | 981.3333 | 719
[13 empty] | 49646 | 49646 | MI | RFCM | 981.3333 | 719
[13 empty] | 49648 | 49648 | MI | RFCM | 981.3333 | 719
[13 empty] | 49649 | 49649 | MI | RFCM | 981.3333 | 719
[13 empty] | 49650 | 49650 | MI | RFCM | 981.3333 | 719
[13 empty] | 49651 | 49651 | MI | RFCM | 981.3333 | 719
[13 empty] | 49653 | 49653 | MI | RFCM | 981.3333 | 719
[13 empty] | 49654 | 49654 | MI | RFCM | 981.3333 | 719
[13 empty] | 49655 | 49655 | MI | RFCM | 981.3333 | 719
[13 empty] | 49656 | 49656 | MI | RFCM | 981.3333 | 719
[13 empty] | 49657 | 49657 | MI | RFCM | 981.3333 | 719
[13 empty] | 49659 | 49659 | MI | RFCM | 981.3333 | 719
[13 empty] | 49660 | 49660 | MI | RFCM | 981.3333 | 719
[13 empty] | 49663 | 49663 | MI | RFCM | 981.3333 | 719
[13 empty] | 49664 | 49664 | MI | RFCM | 981.3333 | 719
[13 empty] | 49665 | 49665 | MI | RFCM | 981.3333 | 719
[13 empty] | 49666 | 49666 | MI | RFCM | 981.3333 | 719
[13 empty] | 49667 | 49667 | MI | RFCM | 981.3333 | 719
[13 empty] | 49668 | 49668 | MI | RFCM | 981.3333 | 719
[13 empty] | 49670 | 49670 | MI | RFCM | 981.3333 | 719
[13 empty] | 49673 | 49673 | MI | RFCM | 981.3333 | 719
[13 empty] | 49674 | 49674 | MI | RFCM | 981.3333 | 719
[13 empty] | 49675 | 49675 | MI | RFCM | 981.3333 | 719
[13 empty] | 49676 | 49676 | MI | RFCM | 981.3333 | 719
[13 empty] | 49677 | 49677 | MI | RFCM | 981.3333 | 719
[13 empty] | 49679 | 49679 | MI | RFCM | 981.3333 | 719
[13 empty] | 49680 | 49680 | MI | RFCM | 981.3333 | 719
[13 empty] | 49682 | 49682 | MI | RFCM | 981.3333 | 719
[13 empty] | 49683 | 49683 | MI | RFCM | 981.3333 | 719
[13 empty] | 49684 | 49684 | MI | RFCM | 981.3333 | 719
[13 empty] | 49685 | 49685 | MI | RFCM | 981.3333 | 719
[13 empty] | 49686 | 49686 | MI | RFCM | 981.3333 | 719
[13 empty] | 49688 | 49688 | MI | RFCM | 981.3333 | 719
[13 empty] | 49689 | 49689 | MI | RFCM | 981.3333 | 719
[13 empty] | 49690 | 49690 | MI | RFCM | 981.3333 | 719
[13 empty] | 49696 | 49696 | MI | RFCM | 981.3333 | 719
[13 empty] | 49701 | 49701 | MI | RFCM | 981.3333 | 719
[13 empty] | 49705 | 49705 | MI | RFCM | 981.3333 | 719
[13 empty] | 49706 | 49706 | MI | RFCM | 981.3333 | 719
[13 empty] | 49707 | 49707 | MI | RFCM | 981.3333 | 719
[13 empty] | 49709 | 49709 | MI | RFCM | 981.3333 | 719
[13 empty] | 49710 | 49710 | MI | RFCW | 981.3333 | 719
[13 empty] | 49711 | 49711 | MI | RFCM | 981.3333 | 719
[13 empty] | 49712 | 49712 | MI | RFCM | 981.3333 | 719
[13 empty] | 49713 | 49713 | MI | RFCM | 981.3333 | 719
[13 empty] | 49715 | 49715 | MI | RFCW | 981.3333 | 719
[13 empty] | 49716 | 49716 | MI | RFCM | 981.3333 | 719
[13 empty] | 49717 | 49717 | MI | RFCM | 981.3333 | 719
[13 empty] | 49718 | 49718 | MI | RFCM | 981.3333 | 719
[13 empty] | 49719 | 49719 | MI | RFCW | 981.3333 | 719
[13 empty] | 49720 | 49720 | MI | RFCM | 981.3333 | 719
[13 empty] | 49721 | 49721 | MI | RFCM | 981.3333 | 719
[13 empty] | 49722 | 49722 | MI | RFCM | 981.3333 | 719
[13 empty] | 49723 | 49723 | MI | RFCM | 981.3333 | 719
[13 empty] | 49724 | 49724 | MI | RFCW | 981.3333 | 719
[13 empty] | 49725 | 49725 | MI | RFCW | 981.3333 | 719
[13 empty] | 49726 | 49726 | MI | RFCW | 981.3333 | 719
[13 empty] | 49727 | 49727 | MI | RFCM | 981.3333 | 719
[13 empty] | 49728 | 49728 | MI | RFCW | 981.3333 | 719
[13 empty] | 49729 | 49729 | MI | RFCM | 981.3333 | 719
[13 empty] | 49730 | 49730 | MI | RFCM | 981.3333 | 719
[13 empty] | 49733 | 49733 | MI | RFCM | 981.3333 | 719
[13 empty] | 49734 | 49734 | MI | RFCM | 981.3333 | 719
[13 empty] | 49735 | 49735 | MI | RFCM | 981.3333 | 719
[13 empty] | 49736 | 49736 | MI | RFCW | 981.3333 | 719
[13 empty] | 49737 | 49737 | MI | RFCM | 981.3333 | 719
[13 empty] | 49738 | 49738 | MI | RFCM | 981.3333 | 719
[13 empty] | 49739 | 49739 | MI | RFCM | 981.3333 | 719
[13 empty] | 49740 | 49740 | MI | RFCM | 981.3333 | 719
[13 empty] | 49743 | 49743 | MI | RFCM | 981.3333 | 719
[13 empty] | 49744 | 49744 | MI | RFCM | 981.3333 | 719
[13 empty] | 49745 | 49745 | MI | RFCW | 981.3333 | 719
[13 empty] | 49746 | 49746 | MI | RFCM | 981.3333 | 719
[13 empty] | 49747 | 49747 | MI | RFCM | 981.3333 | 719
[13 empty] | 49748 | 49748 | MI | RFCW | 981.3333 | 719
[13 empty] | 49749 | 49749 | MI | RFCM | 981.3333 | 719
[13 empty] | 49751 | 49751 | MI | RFCM | 981.3333 | 719
[13 empty] | 49752 | 49752 | MI | RFCW | 981.3333 | 719
[13 empty] | 49753 | 49753 | MI | RFCM | 981.3333 | 719
[13 empty] | 49755 | 49755 | MI | RFCM | 981.3333 | 719
[13 empty] | 49756 | 49756 | MI | RFCM | 981.3333 | 719
[13 empty] | 49759 | 49759 | MI | RFCM | 981.3333 | 719
[13 empty] | 49760 | 49760 | MI | RFCW | 981.3333 | 719
[13 empty] | 49761 | 49761 | MI | RFCM | 981.3333 | 719
[13 empty] | 49762 | 49762 | MI | RFCW | 981.3333 | 719
[13 empty] | 49764 | 49764 | MI | RFCM | 981.3333 | 719
[13 empty] | 49765 | 49765 | MI | RFCM | 981.3333 | 719
[13 empty] | 49766 | 49766 | MI | RFCM | 981.3333 | 719
[13 empty] | 49768 | 49768 | MI | RFCW | 981.3333 | 719
[13 empty] | 49769 | 49769 | MI | RFCM | 981.3333 | 719
[13 empty] | 49770 | 49770 | MI | RFCM | 981.3333 | 719
[13 empty] | 49774 | 49774 | MI | RFCW | 981.3333 | 719
[13 empty] | 49776 | 49776 | MI | RFCM | 981.3333 | 719
[13 empty] | 49777 | 49777 | MI | RFCM | 981.3333 | 719
[13 empty] | 49779 | 49779 | MI | RFCM | 981.3333 | 719
[13 empty] | 49780 | 49780 | MI | RFCW | 981.3333 | 719
[13 empty] | 49781 | 49781 | MI | RFCW | 981.3333 | 719
[13 empty] | 49782 | 49782 | MI | RFCM | 981.3333 | 719
[13 empty] | 49783 | 49783 | MI | RFCW | 981.3333 | 719
[13 empty] | 49784 | 49784 | MI | RFCW | 981.3333 | 719
[13 empty] | 49785 | 49785 | MI | RFCW | 981.3333 | 719
[13 empty] | 49786 | 49786 | MI | RFCW | 981.3333 | 719
[13 empty] | 49788 | 49788 | MI | RFCW | 981.3333 | 719
[13 empty] | 49791 | 49791 | MI | RFCM | 981.3333 | 719
[13 empty] | 49792 | 49792 | MI | RFCM | 981.3333 | 719
[13 empty] | 49793 | 49793 | MI | RFCW | 981.3333 | 719
[13 empty] | 49795 | 49795 | MI | RFCM | 981.3333 | 719
[13 empty] | 49796 | 49796 | MI | RFCM | 981.3333 | 719
[13 empty] | 49797 | 49797 | MI | RFCM | 981.3333 | 719
[13 empty] | 49799 | 49799 | MI | RFCM | 981.3333 | 719
[13 empty] | 49801 | 49801 | MI | RFCW | 981.3333 | 719
[13 empty] | 49802 | 49802 | MI | RFCW | 981.3333 | 719
[13 empty] | 49805 | 49805 | MI | MROE | 981.3333 | 719
[13 empty] | 49806 | 49806 | MI | MROE | 981.3333 | 719
[13 empty] | 49807 | 49807 | MI | RFCW | 981.3333 | 719
[13 empty] | 49808 | 49808 | MI | MROE | 981.3333 | 719
[13 empty] | 49812 | 49812 | MI | RFCW | 981.3333 | 719
[13 empty] | 49814 | 49814 | MI | MROE | 981.3333 | 719
[13 empty] | 49815 | 49815 | MI | RFCW | 981.3333 | 719
[13 empty] | 49816 | 49816 | MI | MROE | 981.3333 | 719
[13 empty] | 49817 | 49817 | MI | RFCW | 981.3333 | 719
[13 empty] | 49818 | 49818 | MI | MROE | 981.3333 | 719
[13 empty] | 49819 | 49819 | MI | MROE | 981.3333 | 719
[13 empty] | 49820 | 49820 | MI | RFCW | 981.3333 | 719
[13 empty] | 49821 | 49821 | MI | MROE | 981.3333 | 719
[13 empty] | 49822 | 49822 | MI | MROE | 981.3333 | 719
[13 empty] | 49825 | 49825 | MI | MROE | 981.3333 | 719
[13 empty] | 49826 | 49826 | MI | MROE | 981.3333 | 719
[13 empty] | 49827 | 49827 | MI | RFCW | 981.3333 | 719
[13 empty] | 49829 | 49829 | MI | MROE | 981.3333 | 719
[13 empty] | 49831 | 49831 | MI | RFCW | 981.3333 | 719
[13 empty] | 49833 | 49833 | MI | MROE | 981.3333 | 719
[13 empty] | 49834 | 49834 | MI | RFCW | 981.3333 | 719
[13 empty] | 49835 | 49835 | MI | RFCW | 981.3333 | 719
[13 empty] | 49836 | 49836 | MI | RFCW | 981.3333 | 719
[13 empty] | 49837 | 49837 | MI | MROE | 981.3333 | 719
[13 empty] | 49838 | 49838 | MI | RFCW | 981.3333 | 719
[13 empty] | 49839 | 49839 | MI | MROE | 981.3333 | 719
[13 empty] | 49840 | 49840 | MI | RFCW | 981.3333 | 719
[13 empty] | 49841 | 49841 | MI | MROE | 981.3333 | 719
[13 empty] | 49845 | 49845 | MI | RFCW | 981.3333 | 719
[13 empty] | 49847 | 49847 | MI | RFCW | 981.3333 | 719
[13 empty] | 49848 | 49848 | MI | MROE | 981.3333 | 719
[13 empty] | 49849 | 49849 | MI | MROE | 981.3333 | 719
[13 empty] | 49852 | 49852 | MI | RFCW | 981.3333 | 719
[13 empty] | 49853 | 49853 | MI | RFCW | 981.3333 | 719
[13 empty] | 49854 | 49854 | MI | RFCW | 981.3333 | 719
[13 empty] | 49855 | 49855 | MI | MROE | 981.3333 | 719
[13 empty] | 49858 | 49858 | MI | MROE | 981.3333 | 719
[13 empty] | 49861 | 49861 | MI | MROE | 981.3333 | 719
[13 empty] | 49862 | 49862 | MI | MROE | 981.3333 | 719
[13 empty] | 49863 | 49863 | MI | RFCW | 981.3333 | 719
[13 empty] | 49864 | 49864 | MI | MROE | 981.3333 | 719
[13 empty] | 49865 | 49865 | MI | MROE | 981.3333 | 719
[13 empty] | 49866 | 49866 | MI | MROE | 981.3333 | 719
[13 empty] | 49868 | 49868 | MI | RFCW | 981.3333 | 719
[13 empty] | 49870 | 49870 | MI | RFCW | 981.3333 | 719
[13 empty] | 49871 | 49871 | MI | MROE | 981.3333 | 719
[13 empty] | 49872 | 49872 | MI | MROE | 981.3333 | 719
[13 empty] | 49873 | 49873 | MI | RFCW | 981.3333 | 719
[13 empty] | 49874 | 49874 | MI | RFCW | 981.3333 | 719
[13 empty] | 49876 | 49876 | MI | RFCW | 981.3333 | 719
[13 empty] | 49877 | 49877 | MI | RFCW | 981.3333 | 719
[13 empty] | 49878 | 49878 | MI | MROE | 981.3333 | 719
[13 empty] | 49879 | 49879 | MI | RFCW | 981.3333 | 719
[13 empty] | 49880 | 49880 | MI | MROE | 981.3333 | 719
[13 empty] | 49881 | 49881 | MI | RFCW | 981.3333 | 719
[13 empty] | 49883 | 49883 | MI | MROE | 981.3333 | 719
[13 empty] | 49884 | 49884 | MI | MROE | 981.3333 | 719
[13 empty] | 49885 | 49885 | MI | MROE | 981.3333 | 719
[13 empty] | 49886 | 49886 | MI | RFCW | 981.3333 | 719
[13 empty] | 49887 | 49887 | MI | MROE | 981.3333 | 719
[13 empty] | 49891 | 49891 | MI | MROE | 981.3333 | 719
[13 empty] | 49892 | 49892 | MI | RFCW | 981.3333 | 719
[13 empty] | 49893 | 49893 | MI | MROE | 981.3333 | 719
[13 empty] | 49894 | 49894 | MI | MROE | 981.3333 | 719
[13 empty] | 49895 | 49895 | MI | MROE | 981.3333 | 719
[13 empty] | 49896 | 49896 | MI | RFCW | 981.3333 | 719
[13 empty] | 49901 | 49901 | MI | MROE | 981.3333 | 719
[13 empty] | 49902 | 49902 | MI | RFCW | 981.3333 | 719
[13 empty] | 49903 | 49903 | MI | RFCW | 981.3333 | 719
[13 empty] | 49905 | 49905 | MI | MROE | 981.3333 | 719
[13 empty] | 49908 | 49908 | MI | MROE | 981.3333 | 719
[13 empty] | 49910 | 49910 | MI | MROW | 981.3333 | 719
[13 empty] | 49911 | 49911 | MI | MROW | 981.3333 | 719
[13 empty] | 49912 | 49912 | MI | MROE | 981.3333 | 719
[13 empty] | 49913 | 49913 | MI | MROE | 981.3333 | 719
[13 empty] | 49915 | 49915 | MI | MROE | 981.3333 | 719
[13 empty] | 49916 | 49916 | MI | MROE | 981.3333 | 719
[13 empty] | 49917 | 49917 | MI | MROE | 981.3333 | 719
[13 empty] | 49918 | 49918 | MI | MROE | 981.3333 | 719
[13 empty] | 49919 | 49919 | MI | RFCW | 981.3333 | 719
[13 empty] | 49920 | 49920 | MI | RFCW | 981.3333 | 719
[13 empty] | 49921 | 49921 | MI | MROE | 981.3333 | 719
[13 empty] | 49922 | 49922 | MI | MROE | 981.3333 | 719
[13 empty] | 49925 | 49925 | MI | MROE | 981.3333 | 719
[13 empty] | 49927 | 49927 | MI | RFCW | 981.3333 | 719
[13 empty] | 49929 | 49929 | MI | MROE | 981.3333 | 719
[13 empty] | 49930 | 49930 | MI | MROE | 981.3333 | 719
[13 empty] | 49931 | 49931 | MI | MROE | 981.3333 | 719
[13 empty] | 49934 | 49934 | MI | MROE | 981.3333 | 719
[13 empty] | 49935 | 49935 | MI | RFCW | 981.3333 | 719
[13 empty] | 49938 | 49938 | MI | MROW | 981.3333 | 719
[13 empty] | 49942 | 49942 | MI | MROE | 981.3333 | 719
[13 empty] | 49945 | 49945 | MI | MROE | 981.3333 | 719
[13 empty] | 49946 | 49946 | MI | MROE | 981.3333 | 719
[13 empty] | 49947 | 49947 | MI | MROW | 981.3333 | 719
[13 empty] | 49948 | 49948 | MI | MROE | 981.3333 | 719
[13 empty] | 49950 | 49950 | MI | MROE | 981.3333 | 719
[13 empty] | 49952 | 49952 | MI | MROE | 981.3333 | 719
[13 empty] | 49953 | 49953 | MI | MROE | 981.3333 | 719
[13 empty] | 49955 | 49955 | MI | MROE | 981.3333 | 719
[13 empty] | 49958 | 49958 | MI | MROE | 981.3333 | 719
[13 empty] | 49959 | 49959 | MI | MROW | 981.3333 | 719
[13 empty] | 49960 | 49960 | MI | MROE | 981.3333 | 719
[13 empty] | 49961 | 49961 | MI | MROE | 981.3333 | 719
[13 empty] | 49962 | 49962 | MI | MROE | 981.3333 | 719
[13 empty] | 49963 | 49963 | MI | MROE | 981.3333 | 719
[13 empty] | 49964 | 49964 | MI | MROE | 981.3333 | 719
[13 empty] | 49965 | 49965 | MI | MROE | 981.3333 | 719
[13 empty] | 49967 | 49967 | MI | MROE | 981.3333 | 719
[13 empty] | 49968 | 49968 | MI | MROW | 981.3333 | 719
[13 empty] | 49969 | 49969 | MI | RFCW | 981.3333 | 719
[13 empty] | 49970 | 49970 | MI | RFCW | 981.3333 | 719
[13 empty] | 49971 | 49971 | MI | MROE | 981.3333 | 719
[13 empty] | 50001 | 50001 | IA | MROW | 981.3333 | 719
[13 empty] | 50002 | 50002 | IA | MROW | 981.3333 | 719
[13 empty] | 50003 | 50003 | IA | MROW | 981.3333 | 719
[13 empty] | 50005 | 50005 | IA | MROW | 981.3333 | 719
[13 empty] | 50006 | 50006 | IA | MROW | 981.3333 | 719
[13 empty] | 50007 | 50007 | IA | SRMW | 981.3333 | 719
[13 empty] | 50008 | 50008 | IA | MROW | 981.3333 | 719
[13 empty] | 50009 | 50009 | IA | MROW | 981.3333 | 719
[13 empty] | 50010 | 50010 | IA | MROW | 981.3333 | 719
[13 empty] | 50011 | 50011 | IA | MROW | 981.3333 | 719
[13 empty] | 50012 | 50012 | IA | MROW | 981.3333 | 719
[13 empty] | 50013 | 50013 | IA | MROW | 981.3333 | 719
[13 empty] | 50014 | 50014 | IA | MROW | 981.3333 | 719
[13 empty] | 50020 | 50020 | IA | MROW | 981.3333 | 719
[13 empty] | 50021 | 50021 | IA | MROW | 981.3333 | 719
[13 empty] | 50022 | 50022 | IA | MROW | 981.3333 | 719
[13 empty] | 50023 | 50023 | IA | MROW | 981.3333 | 719
[13 empty] | 50025 | 50025 | IA | MROW | 981.3333 | 719
[13 empty] | 50026 | 50026 | IA | MROW | 981.3333 | 719
[13 empty] | 50027 | 50027 | IA | MROW | 981.3333 | 719
[13 empty] | 50028 | 50028 | IA | SRMW | 981.3333 | 719
[13 empty] | 50029 | 50029 | IA | MROW | 981.3333 | 719
[13 empty] | 50031 | 50031 | IA | MROW | 981.3333 | 719
[13 empty] | 50032 | 50032 | IA | MROW | 981.3333 | 719
[13 empty] | 50033 | 50033 | IA | MROW | 981.3333 | 719
[13 empty] | 50034 | 50034 | IA | MROW | 981.3333 | 719
[13 empty] | 50035 | 50035 | IA | MROW | 981.3333 | 719
[13 empty] | 50036 | 50036 | IA | MROW | 981.3333 | 719
[13 empty] | 50037 | 50037 | IA | MROW | 981.3333 | 719
[13 empty] | 50038 | 50038 | IA | MROW | 981.3333 | 719
[13 empty] | 50039 | 50039 | IA | MROW | 981.3333 | 719
[13 empty] | 50040 | 50040 | IA | MROW | 981.3333 | 719
[13 empty] | 50041 | 50041 | IA | MROW | 981.3333 | 719
[13 empty] | 50042 | 50042 | IA | MROW | 981.3333 | 719
[13 empty] | 50043 | 50043 | IA | MROW | 981.3333 | 719
[13 empty] | 50044 | 50044 | IA | MROW | 981.3333 | 719
[13 empty] | 50046 | 50046 | IA | SRMW | 981.3333 | 719
[13 empty] | 50047 | 50047 | IA | MROW | 981.3333 | 719
[13 empty] | 50048 | 50048 | IA | MROW | 981.3333 | 719
[13 empty] | 50049 | 50049 | IA | MROW | 981.3333 | 719
[13 empty] | 50050 | 50050 | IA | MROW | 981.3333 | 719
[13 empty] | 50051 | 50051 | IA | MROW | 981.3333 | 719
[13 empty] | 50052 | 50052 | IA | MROW | 981.3333 | 719
[13 empty] | 50054 | 50054 | IA | MROW | 981.3333 | 719
[13 empty] | 50055 | 50055 | IA | SRMW | 981.3333 | 719
[13 empty] | 50056 | 50056 | IA | SRMW | 981.3333 | 719
[13 empty] | 50057 | 50057 | IA | MROW | 981.3333 | 719
[13 empty] | 50058 | 50058 | IA | MROW | 981.3333 | 719
[13 empty] | 50059 | 50059 | IA | MROW | 981.3333 | 719
[13 empty] | 50060 | 50060 | IA | SRMW | 981.3333 | 719
[13 empty] | 50061 | 50061 | IA | MROW | 981.3333 | 719
[13 empty] | 50062 | 50062 | IA | MROW | 981.3333 | 719
[13 empty] | 50063 | 50063 | IA | MROW | 981.3333 | 719
[13 empty] | 50064 | 50064 | IA | MROW | 981.3333 | 719
[13 empty] | 50065 | 50065 | IA | MROW | 981.3333 | 719
[13 empty] | 50066 | 50066 | IA | MROW | 981.3333 | 719
[13 empty] | 50067 | 50067 | IA | MROW | 981.3333 | 719
[13 empty] | 50068 | 50068 | IA | MROW | 981.3333 | 719
[13 empty] | 50069 | 50069 | IA | MROW | 981.3333 | 719
[13 empty] | 50070 | 50070 | IA | MROW | 981.3333 | 719
[13 empty] | 50071 | 50071 | IA | MROW | 981.3333 | 719
[13 empty] | 50072 | 50072 | IA | MROW | 981.3333 | 719
[13 empty] | 50073 | 50073 | IA | SRMW | 981.3333 | 719
[13 empty] | 50074 | 50074 | IA | MROW | 981.3333 | 719
[13 empty] | 50075 | 50075 | IA | MROW | 981.3333 | 719
[13 empty] | 50076 | 50076 | IA | MROW | 981.3333 | 719
[13 empty] | 50078 | 50078 | IA | SRMW | 981.3333 | 719
[13 empty] | 50099 | 50099 | IA | MROW | 981.3333 | 719
[13 empty] | 50101 | 50101 | IA | MROW | 981.3333 | 719
[13 empty] | 50102 | 50102 | IA | MROW | 981.3333 | 719
[13 empty] | 50103 | 50103 | IA | MROW | 981.3333 | 719
[13 empty] | 50104 | 50104 | IA | MROW | 981.3333 | 719
[13 empty] | 50105 | 50105 | IA | MROW | 981.3333 | 719
[13 empty] | 50106 | 50106 | IA | SRMW | 981.3333 | 719
[13 empty] | 50107 | 50107 | IA | MROW | 981.3333 | 719
[13 empty] | 50108 | 50108 | IA | MROW | 981.3333 | 719
[13 empty] | 50109 | 50109 | IA | MROW | 981.3333 | 719
[13 empty] | 50110 | 50110 | IA | MROW | 981.3333 | 719
[13 empty] | 50111 | 50111 | IA | MROW | 981.3333 | 719
[13 empty] | 50112 | 50112 | IA | MROW | 981.3333 | 719
[13 empty] | 50115 | 50115 | IA | MROW | 981.3333 | 719
[13 empty] | 50116 | 50116 | IA | SRMW | 981.3333 | 719
[13 empty] | 50117 | 50117 | IA | MROW | 981.3333 | 719
[13 empty] | 50118 | 50118 | IA | MROW | 981.3333 | 719
[13 empty] | 50119 | 50119 | IA | MROW | 981.3333 | 719
[13 empty] | 50120 | 50120 | IA | MROW | 981.3333 | 719
[13 empty] | 50122 | 50122 | IA | MROW | 981.3333 | 719
[13 empty] | 50123 | 50123 | IA | MROW | 981.3333 | 719
[13 empty] | 50124 | 50124 | IA | SRMW | 981.3333 | 719
[13 empty] | 50125 | 50125 | IA | MROW | 981.3333 | 719
[13 empty] | 50126 | 50126 | IA | MROW | 981.3333 | 719
[13 empty] | 50127 | 50127 | IA | MROW | 981.3333 | 719
[13 empty] | 50128 | 50128 | IA | MROW | 981.3333 | 719
[13 empty] | 50129 | 50129 | IA | MROW | 981.3333 | 719
[13 empty] | 50130 | 50130 | IA | MROW | 981.3333 | 719
[13 empty] | 50131 | 50131 | IA | MROW | 981.3333 | 719
[13 empty] | 50132 | 50132 | IA | MROW | 981.3333 | 719
[13 empty] | 50133 | 50133 | IA | MROW | 981.3333 | 719
[13 empty] | 50134 | 50134 | IA | MROW | 981.3333 | 719
[13 empty] | 50135 | 50135 | IA | MROW | 981.3333 | 719
[13 empty] | 50136 | 50136 | IA | MROW | 981.3333 | 719
[13 empty] | 50137 | 50137 | IA | MROW | 981.3333 | 719
[13 empty] | 50138 | 50138 | IA | MROW | 981.3333 | 719
[13 empty] | 50139 | 50139 | IA | MROW | 981.3333 | 719
[13 empty] | 50140 | 50140 | IA | MROW | 981.3333 | 719
[13 empty] | 50141 | 50141 | IA | SRMW | 981.3333 | 719
[13 empty] | 50142 | 50142 | IA | MROW | 981.3333 | 719
[13 empty] | 50143 | 50143 | IA | MROW | 981.3333 | 719
[13 empty] | 50144 | 50144 | IA | MROW | 981.3333 | 719
[13 empty] | 50145 | 50145 | IA | MROW | 981.3333 | 719
[13 empty] | 50146 | 50146 | IA | MROW | 981.3333 | 719
[13 empty] | 50147 | 50147 | IA | SRMW | 981.3333 | 719
[13 empty] | 50148 | 50148 | IA | MROW | 981.3333 | 719
[13 empty] | 50149 | 50149 | IA | MROW | 981.3333 | 719
[13 empty] | 50150 | 50150 | IA | SRMW | 981.3333 | 719
[13 empty] | 50151 | 50151 | IA | MROW | 981.3333 | 719
[13 empty] | 50152 | 50152 | IA | MROW | 981.3333 | 719
[13 empty] | 50153 | 50153 | IA | MROW | 981.3333 | 719
[13 empty] | 50154 | 50154 | IA | MROW | 981.3333 | 719
[13 empty] | 50155 | 50155 | IA | MROW | 981.3333 | 719
[13 empty] | 50156 | 50156 | IA | MROW | 981.3333 | 719
[13 empty] | 50157 | 50157 | IA | MROW | 981.3333 | 719
[13 empty] | 50158 | 50158 | IA | MROW | 981.3333 | 719
[13 empty] | 50160 | 50160 | IA | MROW | 981.3333 | 719
[13 empty] | 50161 | 50161 | IA | MROW | 981.3333 | 719
[13 empty] | 50162 | 50162 | IA | SRMW | 981.3333 | 719
[13 empty] | 50163 | 50163 | IA | MROW | 981.3333 | 719
[13 empty] | 50164 | 50164 | IA | MROW | 981.3333 | 719
[13 empty] | 50165 | 50165 | IA | MROW | 981.3333 | 719
[13 empty] | 50166 | 50166 | IA | MROW | 981.3333 | 719
[13 empty] | 50167 | 50167 | IA | MROW | 981.3333 | 719
[13 empty] | 50168 | 50168 | IA | MROW | 981.3333 | 719
[13 empty] | 50169 | 50169 | IA | MROW | 981.3333 | 719
[13 empty] | 50170 | 50170 | IA | MROW | 981.3333 | 719
[13 empty] | 50171 | 50171 | IA | MROW | 981.3333 | 719
[13 empty] | 50173 | 50173 | IA | MROW | 981.3333 | 719
[13 empty] | 50174 | 50174 | IA | MROW | 981.3333 | 719
[13 empty] | 50201 | 50201 | IA | MROW | 981.3333 | 719
[13 empty] | 50206 | 50206 | IA | MROW | 981.3333 | 719
[13 empty] | 50207 | 50207 | IA | MROW | 981.3333 | 719
[13 empty] | 50208 | 50208 | IA | MROW | 981.3333 | 719
[13 empty] | 50210 | 50210 | IA | MROW | 981.3333 | 719
[13 empty] | 50211 | 50211 | IA | MROW | 981.3333 | 719
[13 empty] | 50212 | 50212 | IA | MROW | 981.3333 | 719
[13 empty] | 50213 | 50213 | IA | MROW | 981.3333 | 719
[13 empty] | 50214 | 50214 | IA | MROW | 981.3333 | 719
[13 empty] | 50216 | 50216 | IA | MROW | 981.3333 | 719
[13 empty] | 50217 | 50217 | IA | MROW | 981.3333 | 719
[13 empty] | 50218 | 50218 | IA | MROW | 981.3333 | 719
[13 empty] | 50219 | 50219 | IA | MROW | 981.3333 | 719
[13 empty] | 50220 | 50220 | IA | MROW | 981.3333 | 719
[13 empty] | 50222 | 50222 | IA | MROW | 981.3333 | 719
[13 empty] | 50223 | 50223 | IA | MROW | 981.3333 | 719
[13 empty] | 50225 | 50225 | IA | MROW | 981.3333 | 719
[13 empty] | 50226 | 50226 | IA | MROW | 981.3333 | 719
[13 empty] | 50227 | 50227 | IA | MROW | 981.3333 | 719
[13 empty] | 50228 | 50228 | IA | MROW | 981.3333 | 719
[13 empty] | 50229 | 50229 | IA | MROW | 981.3333 | 719
[13 empty] | 50230 | 50230 | IA | MROW | 981.3333 | 719
[13 empty] | 50231 | 50231 | IA | MROW | 981.3333 | 719
[13 empty] | 50232 | 50232 | IA | MROW | 981.3333 | 719
[13 empty] | 50233 | 50233 | IA | MROW | 981.3333 | 719
[13 empty] | 50234 | 50234 | IA | SRMW | 981.3333 | 719
[13 empty] | 50235 | 50235 | IA | MROW | 981.3333 | 719
[13 empty] | 50236 | 50236 | IA | MROW | 981.3333 | 719
[13 empty] | 50237 | 50237 | IA | MROW | 981.3333 | 719
[13 empty] | 50238 | 50238 | IA | SRMW | 981.3333 | 719
[13 empty] | 50239 | 50239 | IA | SRMW | 981.3333 | 719
[13 empty] | 50240 | 50240 | IA | MROW | 981.3333 | 719
[13 empty] | 50241 | 50241 | IA | MROW | 981.3333 | 719
[13 empty] | 50242 | 50242 | IA | MROW | 981.3333 | 719
[13 empty] | 50243 | 50243 | IA | MROW | 981.3333 | 719
[13 empty] | 50244 | 50244 | IA | SRMW | 981.3333 | 719
[13 empty] | 50246 | 50246 | IA | MROW | 981.3333 | 719
[13 empty] | 50247 | 50247 | IA | SRMW | 981.3333 | 719
[13 empty] | 50248 | 50248 | IA | MROW | 981.3333 | 719
[13 empty] | 50249 | 50249 | IA | MROW | 981.3333 | 719
[13 empty] | 50250 | 50250 | IA | MROW | 981.3333 | 719
[13 empty] | 50251 | 50251 | IA | MROW | 981.3333 | 719
[13 empty] | 50252 | 50252 | IA | MROW | 981.3333 | 719
[13 empty] | 50254 | 50254 | IA | MROW | 981.3333 | 719
[13 empty] | 50255 | 50255 | IA | MROW | 981.3333 | 719
[13 empty] | 50256 | 50256 | IA | MROW | 981.3333 | 719
[13 empty] | 50257 | 50257 | IA | MROW | 981.3333 | 719
[13 empty] | 50258 | 50258 | IA | MROW | 981.3333 | 719
[13 empty] | 50259 | 50259 | IA | MROW | 981.3333 | 719
[13 empty] | 50261 | 50261 | IA | MROW | 981.3333 | 719
[13 empty] | 50262 | 50262 | IA | MROW | 981.3333 | 719
[13 empty] | 50263 | 50263 | IA | MROW | 981.3333 | 719
[13 empty] | 50264 | 50264 | IA | MROW | 981.3333 | 719
[13 empty] | 50265 | 50265 | IA | MROW | 981.3333 | 719
[13 empty] | 50266 | 50266 | IA | MROW | 981.3333 | 719
[13 empty] | 50268 | 50268 | IA | MROW | 981.3333 | 719
[13 empty] | 50269 | 50269 | IA | MROW | 981.3333 | 719
[13 empty] | 50271 | 50271 | IA | MROW | 981.3333 | 719
[13 empty] | 50272 | 50272 | IA | MROW | 981.3333 | 719
[13 empty] | 50273 | 50273 | IA | MROW | 981.3333 | 719
[13 empty] | 50274 | 50274 | IA | MROW | 981.3333 | 719
[13 empty] | 50275 | 50275 | IA | MROW | 981.3333 | 719
[13 empty] | 50276 | 50276 | IA | MROW | 981.3333 | 719
[13 empty] | 50277 | 50277 | IA | MROW | 981.3333 | 719
[13 empty] | 50278 | 50278 | IA | MROW | 981.3333 | 719
[13 empty] | 50301 | 50301 | IA | MROW | 2752 | 333.3333
[13 empty] | 50302 | 50302 | IA | MROW | 2752 | 333.3333
[13 empty] | 50303 | 50303 | IA | MROW | 2752 | 333.3333
[13 empty] | 50304 | 50304 | IA | MROW | 2752 | 333.3333
[13 empty] | 50305 | 50305 | IA | MROW | 2752 | 333.3333
[13 empty] | 50306 | 50306 | IA | MROW | 2752 | 333.3333
[13 empty] | 50307 | 50307 | IA | MROW | 2752 | 333.3333
[13 empty] | 50308 | 50308 | IA | MROW | 2752 | 333.3333
[13 empty] | 50309 | 50309 | IA | MROW | 2752 | 333.3333
[13 empty] | 50310 | 50310 | IA | MROW | 2752 | 333.3333
[13 empty] | 50311 | 50311 | IA | MROW | 2752 | 333.3333
[13 empty] | 50312 | 50312 | IA | MROW | 2752 | 333.3333
[13 empty] | 50313 | 50313 | IA | MROW | 2752 | 333.3333
[13 empty] | 50314 | 50314 | IA | MROW | 2752 | 333.3333
[13 empty] | 50315 | 50315 | IA | MROW | 2752 | 333.3333
[13 empty] | 50316 | 50316 | IA | MROW | 2752 | 333.3333
[13 empty] | 50317 | 50317 | IA | MROW | 2752 | 333.3333
[13 empty] | 50318 | 50318 | IA | MROW | 2752 | 333.3333
[13 empty] | 50319 | 50319 | IA | MROW | 2752 | 333.3333
[13 empty] | 50320 | 50320 | IA | MROW | 2752 | 333.3333
[13 empty] | 50321 | 50321 | IA | MROW | 2752 | 333.3333
[13 empty] | 50322 | 50322 | IA | MROW | 2752 | 333.3333
[13 empty] | 50323 | 50323 | IA | MROW | 2752 | 333.3333
[13 empty] | 50324 | 50324 | IA | MROW | 2752 | 333.3333
[13 empty] | 50325 | 50325 | IA | MROW | 2752 | 333.3333
[13 empty] | 50327 | 50327 | IA | MROW | 2752 | 333.3333
[13 empty] | 50328 | 50328 | IA | MROW | 2752 | 333.3333
[13 empty] | 50329 | 50329 | IA | MROW | 2752 | 333.3333
[13 empty] | 50330 | 50330 | IA | MROW | 2752 | 333.3333
[13 empty] | 50331 | 50331 | IA | MROW | 2752 | 333.3333
[13 empty] | 50332 | 50332 | IA | MROW | 2752 | 333.3333
[13 empty] | 50333 | 50333 | IA | MROW | 2752 | 333.3333
[13 empty] | 50334 | 50334 | IA | MROW | 2752 | 333.3333
[13 empty] | 50335 | 50335 | IA | MROW | 2752 | 333.3333
[13 empty] | 50336 | 50336 | IA | MROW | 2752 | 333.3333
[13 empty] | 50339 | 50339 | IA | MROW | 2752 | 333.3333
[13 empty] | 50340 | 50340 | IA | MROW | 2752 | 333.3333
[13 empty] | 50359 | 50359 | IA | MROW | 2752 | 333.3333
[13 empty] | 50360 | 50360 | IA | MROW | 2752 | 333.3333
[13 empty] | 50361 | 50361 | IA | MROW | 2752 | 333.3333
[13 empty] | 50362 | 50362 | IA | MROW | 2752 | 333.3333
[13 empty] | 50363 | 50363 | IA | MROW | 2752 | 333.3333
[13 empty] | 50364 | 50364 | IA | MROW | 2752 | 333.3333
[13 empty] | 50367 | 50367 | IA | MROW | 2752 | 333.3333
[13 empty] | 50368 | 50368 | IA | MROW | 2752 | 333.3333
[13 empty] | 50369 | 50369 | IA | MROW | 2752 | 333.3333
[13 empty] | 50380 | 50380 | IA | MROW | 2752 | 333.3333
[13 empty] | 50381 | 50381 | IA | MROW | 2752 | 333.3333
[13 empty] | 50391 | 50391 | IA | MROW | 2752 | 333.3333
[13 empty] | 50392 | 50392 | IA | MROW | 2752 | 333.3333
[13 empty] | 50393 | 50393 | IA | MROW | 2752 | 333.3333
[13 empty] | 50394 | 50394 | IA | MROW | 2752 | 333.3333
[13 empty] | 50395 | 50395 | IA | MROW | 2752 | 333.3333
[13 empty] | 50396 | 50396 | IA | MROW | 2752 | 333.3333
[13 empty] | 50398 | 50398 | IA | MROW | 2752 | 333.3333
[13 empty] | 50401 | 50401 | IA | MROW | 2752 | 333.3333
[13 empty] | 50402 | 50402 | IA | MROW | 2752 | 333.3333
[13 empty] | 50420 | 50420 | IA | MROW | 2752 | 333.3333
[13 empty] | 50421 | 50421 | IA | MROW | 2752 | 333.3333
[13 empty] | 50423 | 50423 | IA | MROW | 2752 | 333.3333
[13 empty] | 50424 | 50424 | IA | MROW | 2752 | 333.3333
[13 empty] | 50426 | 50426 | IA | MROW | 2752 | 333.3333
[13 empty] | 50427 | 50427 | IA | MROW | 2752 | 333.3333
[13 empty] | 50428 | 50428 | IA | MROW | 2752 | 333.3333
[13 empty] | 50430 | 50430 | IA | MROW | 2752 | 333.3333
[13 empty] | 50431 | 50431 | IA | MROW | 2752 | 333.3333
[13 empty] | 50432 | 50432 | IA | MROW | 2752 | 333.3333
[13 empty] | 50433 | 50433 | IA | MROW | 2752 | 333.3333
[13 empty] | 50434 | 50434 | IA | MROW | 2752 | 333.3333
[13 empty] | 50435 | 50435 | IA | MROW | 2752 | 333.3333
[13 empty] | 50436 | 50436 | IA | MROW | 2752 | 333.3333
[13 empty] | 50438 | 50438 | IA | MROW | 2752 | 333.3333
[13 empty] | 50439 | 50439 | IA | MROW | 2752 | 333.3333
[13 empty] | 50440 | 50440 | IA | MROW | 2752 | 333.3333
[13 empty] | 50441 | 50441 | IA | MROW | 2752 | 333.3333
[13 empty] | 50444 | 50444 | IA | MROW | 2752 | 333.3333
[13 empty] | 50446 | 50446 | IA | MROW | 2752 | 333.3333
[13 empty] | 50447 | 50447 | IA | MROW | 2752 | 333.3333
[13 empty] | 50448 | 50448 | IA | MROW | 2752 | 333.3333
[13 empty] | 50449 | 50449 | IA | MROW | 2752 | 333.3333
[13 empty] | 50450 | 50450 | IA | MROW | 2752 | 333.3333
[13 empty] | 50451 | 50451 | IA | MROW | 2752 | 333.3333
[13 empty] | 50452 | 50452 | IA | MROW | 2752 | 333.3333
[13 empty] | 50453 | 50453 | IA | MROW | 2752 | 333.3333
[13 empty] | 50454 | 50454 | IA | MROW | 2752 | 333.3333
[13 empty] | 50455 | 50455 | IA | MROW | 2752 | 333.3333
[13 empty] | 50456 | 50456 | IA | MROW | 2752 | 333.3333
[13 empty] | 50457 | 50457 | IA | MROW | 2752 | 333.3333
[13 empty] | 50458 | 50458 | IA | MROW | 2752 | 333.3333
[13 empty] | 50459 | 50459 | IA | MROW | 2752 | 333.3333
[13 empty] | 50460 | 50460 | IA | MROW | 2752 | 333.3333
[13 empty] | 50461 | 50461 | IA | MROW | 2752 | 333.3333
[13 empty] | 50464 | 50464 | IA | MROW | 2752 | 333.3333
[13 empty] | 50465 | 50465 | IA | MROW | 2752 | 333.3333
[13 empty] | 50466 | 50466 | IA | MROW | 2752 | 333.3333
[13 empty] | 50467 | 50467 | IA | MROW | 2752 | 333.3333
[13 empty] | 50468 | 50468 | IA | MROW | 2752 | 333.3333
[13 empty] | 50469 | 50469 | IA | MROW | 2752 | 333.3333
[13 empty] | 50470 | 50470 | IA | MROW | 2752 | 333.3333
[13 empty] | 50471 | 50471 | IA | MROW | 2752 | 333.3333
[13 empty] | 50472 | 50472 | IA | MROW | 2752 | 333.3333
[13 empty] | 50473 | 50473 | IA | MROW | 2752 | 333.3333
[13 empty] | 50475 | 50475 | IA | MROW | 2752 | 333.3333
[13 empty] | 50476 | 50476 | IA | MROW | 2752 | 333.3333
[13 empty] | 50477 | 50477 | IA | MROW | 2752 | 333.3333
[13 empty] | 50478 | 50478 | IA | MROW | 2752 | 333.3333
[13 empty] | 50479 | 50479 | IA | MROW | 2752 | 333.3333
[13 empty] | 50480 | 50480 | IA | MROW | 2752 | 333.3333
[13 empty] | 50481 | 50481 | IA | MROW | 2752 | 333.3333
[13 empty] | 50482 | 50482 | IA | MROW | 2752 | 333.3333
[13 empty] | 50483 | 50483 | IA | MROW | 2752 | 333.3333
[13 empty] | 50484 | 50484 | IA | MROW | 2752 | 333.3333
[13 empty] | 50501 | 50501 | IA | MROW | 2752 | 333.3333
[13 empty] | 50510 | 50510 | IA | MROW | 2752 | 333.3333
[13 empty] | 50511 | 50511 | IA | MROW | 2752 | 333.3333
[13 empty] | 50514 | 50514 | IA | MROW | 2752 | 333.3333
[13 empty] | 50515 | 50515 | IA | MROW | 2752 | 333.3333
[13 empty] | 50516 | 50516 | IA | MROW | 2752 | 333.3333
[13 empty] | 50517 | 50517 | IA | MROW | 2752 | 333.3333
[13 empty] | 50518 | 50518 | IA | MROW | 2752 | 333.3333
[13 empty] | 50519 | 50519 | IA | MROW | 2752 | 333.3333
[13 empty] | 50520 | 50520 | IA | MROW | 2752 | 333.3333
[13 empty] | 50521 | 50521 | IA | MROW | 2752 | 333.3333
[13 empty] | 50522 | 50522 | IA | MROW | 2752 | 333.3333
[13 empty] | 50523 | 50523 | IA | MROW | 2752 | 333.3333
[13 empty] | 50524 | 50524 | IA | MROW | 2752 | 333.3333
[13 empty] | 50525 | 50525 | IA | MROW | 2752 | 333.3333
[13 empty] | 50526 | 50526 | IA | MROW | 2752 | 333.3333
[13 empty] | 50527 | 50527 | IA | MROW | 2752 | 333.3333
[13 empty] | 50528 | 50528 | IA | MROW | 2752 | 333.3333
[13 empty] | 50529 | 50529 | IA | MROW | 2752 | 333.3333
[13 empty] | 50530 | 50530 | IA | MROW | 2752 | 333.3333
[13 empty] | 50531 | 50531 | IA | MROW | 2752 | 333.3333
[13 empty] | 50532 | 50532 | IA | MROW | 2752 | 333.3333
[13 empty] | 50533 | 50533 | IA | MROW | 2752 | 333.3333
[13 empty] | 50535 | 50535 | IA | MROW | 2752 | 333.3333
[13 empty] | 50536 | 50536 | IA | MROW | 2752 | 333.3333
[13 empty] | 50538 | 50538 | IA | MROW | 2752 | 333.3333
[13 empty] | 50539 | 50539 | IA | MROW | 2752 | 333.3333
[13 empty] | 50540 | 50540 | IA | MROW | 2752 | 333.3333
[13 empty] | 50541 | 50541 | IA | MROW | 2752 | 333.3333
[13 empty] | 50542 | 50542 | IA | MROW | 2752 | 333.3333
[13 empty] | 50543 | 50543 | IA | MROW | 2752 | 333.3333
[13 empty] | 50544 | 50544 | IA | MROW | 2752 | 333.3333
[13 empty] | 50545 | 50545 | IA | MROW | 2752 | 333.3333
[13 empty] | 50546 | 50546 | IA | MROW | 2752 | 333.3333
[13 empty] | 50548 | 50548 | IA | MROW | 2752 | 333.3333
[13 empty] | 50551 | 50551 | IA | MROW | 2752 | 333.3333
[13 empty] | 50552 | 50552 | IA | MROW | 2752 | 333.3333
[13 empty] | 50554 | 50554 | IA | MROW | 2752 | 333.3333
[13 empty] | 50556 | 50556 | IA | MROW | 2752 | 333.3333
[13 empty] | 50557 | 50557 | IA | MROW | 2752 | 333.3333
[13 empty] | 50558 | 50558 | IA | MROW | 2752 | 333.3333
[13 empty] | 50559 | 50559 | IA | MROW | 2752 | 333.3333
[13 empty] | 50560 | 50560 | IA | MROW | 2752 | 333.3333
[13 empty] | 50561 | 50561 | IA | MROW | 2752 | 333.3333
[13 empty] | 50562 | 50562 | IA | MROW | 2752 | 333.3333
[13 empty] | 50563 | 50563 | IA | MROW | 2752 | 333.3333
[13 empty] | 50565 | 50565 | IA | MROW | 2752 | 333.3333
[13 empty] | 50566 | 50566 | IA | MROW | 2752 | 333.3333
[13 empty] | 50567 | 50567 | IA | MROW | 2752 | 333.3333
[13 empty] | 50568 | 50568 | IA | MROW | 2752 | 333.3333
[13 empty] | 50569 | 50569 | IA | MROW | 2752 | 333.3333
[13 empty] | 50570 | 50570 | IA | MROW | 2752 | 333.3333
[13 empty] | 50571 | 50571 | IA | MROW | 2752 | 333.3333
[13 empty] | 50573 | 50573 | IA | MROW | 2752 | 333.3333
[13 empty] | 50574 | 50574 | IA | MROW | 2752 | 333.3333
[13 empty] | 50575 | 50575 | IA | MROW | 2752 | 333.3333
[13 empty] | 50576 | 50576 | IA | MROW | 2752 | 333.3333
[13 empty] | 50577 | 50577 | IA | MROW | 2752 | 333.3333
[13 empty] | 50578 | 50578 | IA | MROW | 2752 | 333.3333
[13 empty] | 50579 | 50579 | IA | MROW | 2752 | 333.3333
[13 empty] | 50581 | 50581 | IA | MROW | 2752 | 333.3333
[13 empty] | 50582 | 50582 | IA | MROW | 2752 | 333.3333
[13 empty] | 50583 | 50583 | IA | MROW | 2752 | 333.3333
[13 empty] | 50585 | 50585 | IA | MROW | 2752 | 333.3333
[13 empty] | 50586 | 50586 | IA | MROW | 2752 | 333.3333
[13 empty] | 50588 | 50588 | IA | MROW | 2752 | 333.3333
[13 empty] | 50590 | 50590 | IA | MROW | 2752 | 333.3333
[13 empty] | 50591 | 50591 | IA | MROW | 2752 | 333.3333
[13 empty] | 50592 | 50592 | IA | MROW | 2752 | 333.3333
[13 empty] | 50593 | 50593 | IA | MROW | 2752 | 333.3333
[13 empty] | 50594 | 50594 | IA | MROW | 2752 | 333.3333
[13 empty] | 50595 | 50595 | IA | MROW | 2752 | 333.3333
[13 empty] | 50597 | 50597 | IA | MROW | 2752 | 333.3333
[13 empty] | 50598 | 50598 | IA | MROW | 2752 | 333.3333
[13 empty] | 50599 | 50599 | IA | MROW | 2752 | 333.3333
[13 empty] | 50601 | 50601 | IA | MROW | 2752 | 333.3333
[13 empty] | 50602 | 50602 | IA | MROW | 2752 | 333.3333
[13 empty] | 50603 | 50603 | IA | MROW | 2752 | 333.3333
[13 empty] | 50604 | 50604 | IA | MROW | 2752 | 333.3333
[13 empty] | 50605 | 50605 | IA | MROW | 2752 | 333.3333
[13 empty] | 50606 | 50606 | IA | MROW | 2752 | 333.3333
[13 empty] | 50607 | 50607 | IA | MROW | 2752 | 333.3333
[13 empty] | 50608 | 50608 | IA | MROW | 2752 | 333.3333
[13 empty] | 50609 | 50609 | IA | MROW | 2752 | 333.3333
[13 empty] | 50611 | 50611 | IA | MROW | 2752 | 333.3333
[13 empty] | 50612 | 50612 | IA | MROW | 2752 | 333.3333
[13 empty] | 50613 | 50613 | IA | MROW | 2752 | 333.3333
[13 empty] | 50614 | 50614 | IA | MROW | 2752 | 333.3333
[13 empty] | 50616 | 50616 | IA | MROW | 2752 | 333.3333
[13 empty] | 50619 | 50619 | IA | MROW | 2752 | 333.3333
[13 empty] | 50620 | 50620 | IA | MROW | 2752 | 333.3333
[13 empty] | 50621 | 50621 | IA | MROW | 2752 | 333.3333
[13 empty] | 50622 | 50622 | IA | MROW | 2752 | 333.3333
[13 empty] | 50623 | 50623 | IA | MROW | 2752 | 333.3333
[13 empty] | 50624 | 50624 | IA | MROW | 2752 | 333.3333
[13 empty] | 50625 | 50625 | IA | MROW | 2752 | 333.3333
[13 empty] | 50626 | 50626 | IA | MROW | 2752 | 333.3333
[13 empty] | 50627 | 50627 | IA | MROW | 2752 | 333.3333
[13 empty] | 50628 | 50628 | IA | MROW | 2752 | 333.3333
[13 empty] | 50629 | 50629 | IA | MROW | 2752 | 333.3333
[13 empty] | 50630 | 50630 | IA | MROW | 2752 | 333.3333
[13 empty] | 50631 | 50631 | IA | MROW | 2752 | 333.3333
[13 empty] | 50632 | 50632 | IA | SRMW | 2752 | 333.3333
[13 empty] | 50633 | 50633 | IA | MROW | 2752 | 333.3333
[13 empty] | 50634 | 50634 | IA | MROW | 2752 | 333.3333
[13 empty] | 50635 | 50635 | IA | MROW | 2752 | 333.3333
[13 empty] | 50636 | 50636 | IA | MROW | 2752 | 333.3333
[13 empty] | 50638 | 50638 | IA | MROW | 2752 | 333.3333
[13 empty] | 50641 | 50641 | IA | MROW | 2752 | 333.3333
[13 empty] | 50642 | 50642 | IA | MROW | 2752 | 333.3333
[13 empty] | 50643 | 50643 | IA | MROW | 2752 | 333.3333
[13 empty] | 50644 | 50644 | IA | MROW | 2752 | 333.3333
[13 empty] | 50645 | 50645 | IA | MROW | 2752 | 333.3333
[13 empty] | 50647 | 50647 | IA | MROW | 2752 | 333.3333
[13 empty] | 50648 | 50648 | IA | MROW | 2752 | 333.3333
[13 empty] | 50649 | 50649 | IA | MROW | 2752 | 333.3333
[13 empty] | 50650 | 50650 | IA | MROW | 2752 | 333.3333
[13 empty] | 50651 | 50651 | IA | MROW | 2752 | 333.3333
[13 empty] | 50652 | 50652 | IA | MROW | 2752 | 333.3333
[13 empty] | 50653 | 50653 | IA | MROW | 2752 | 333.3333
[13 empty] | 50654 | 50654 | IA | MROW | 2752 | 333.3333
[13 empty] | 50655 | 50655 | IA | MROW | 2752 | 333.3333
[13 empty] | 50657 | 50657 | IA | MROW | 2752 | 333.3333
[13 empty] | 50658 | 50658 | IA | MROW | 2752 | 333.3333
[13 empty] | 50659 | 50659 | IA | MROW | 2752 | 333.3333
[13 empty] | 50660 | 50660 | IA | MROW | 2752 | 333.3333
[13 empty] | 50661 | 50661 | IA | MROW | 2752 | 333.3333
[13 empty] | 50662 | 50662 | IA | MROW | 2752 | 333.3333
[13 empty] | 50664 | 50664 | IA | MROW | 2752 | 333.3333
[13 empty] | 50665 | 50665 | IA | MROW | 2752 | 333.3333
[13 empty] | 50666 | 50666 | IA | MROW | 2752 | 333.3333
[13 empty] | 50667 | 50667 | IA | MROW | 2752 | 333.3333
[13 empty] | 50668 | 50668 | IA | MROW | 2752 | 333.3333
[13 empty] | 50669 | 50669 | IA | MROW | 2752 | 333.3333
[13 empty] | 50670 | 50670 | IA | MROW | 2752 | 333.3333
[13 empty] | 50671 | 50671 | IA | MROW | 2752 | 333.3333
[13 empty] | 50672 | 50672 | IA | MROW | 2752 | 333.3333
[13 empty] | 50673 | 50673 | IA | MROW | 2752 | 333.3333
[13 empty] | 50674 | 50674 | IA | MROW | 2752 | 333.3333
[13 empty] | 50675 | 50675 | IA | MROW | 2752 | 333.3333
[13 empty] | 50676 | 50676 | IA | MROW | 2752 | 333.3333
[13 empty] | 50677 | 50677 | IA | MROW | 2752 | 333.3333
[13 empty] | 50680 | 50680 | IA | MROW | 2752 | 333.3333
[13 empty] | 50681 | 50681 | IA | MROW | 2752 | 333.3333
[13 empty] | 50682 | 50682 | IA | MROW | 2752 | 333.3333
[13 empty] | 50701 | 50701 | IA | MROW | 2752 | 333.3333
[13 empty] | 50702 | 50702 | IA | MROW | 2752 | 333.3333
[13 empty] | 50703 | 50703 | IA | MROW | 2752 | 333.3333
[13 empty] | 50704 | 50704 | IA | MROW | 2752 | 333.3333
[13 empty] | 50707 | 50707 | IA | MROW | 2752 | 333.3333
[13 empty] | 50801 | 50801 | IA | MROW | 2752 | 333.3333
[13 empty] | 50830 | 50830 | IA | MROW | 2752 | 333.3333
[13 empty] | 50831 | 50831 | IA | MROW | 2752 | 333.3333
[13 empty] | 50833 | 50833 | IA | SRMW | 2752 | 333.3333
[13 empty] | 50835 | 50835 | IA | MROW | 2752 | 333.3333
[13 empty] | 50836 | 50836 | IA | SRMW | 2752 | 333.3333
[13 empty] | 50837 | 50837 | IA | MROW | 2752 | 333.3333
[13 empty] | 50839 | 50839 | IA | MROW | 2752 | 333.3333
[13 empty] | 50840 | 50840 | IA | MROW | 2752 | 333.3333
[13 empty] | 50841 | 50841 | IA | MROW | 2752 | 333.3333
[13 empty] | 50842 | 50842 | IA | MROW | 2752 | 333.3333
[13 empty] | 50843 | 50843 | IA | MROW | 2752 | 333.3333
[13 empty] | 50845 | 50845 | IA | MROW | 2752 | 333.3333
[13 empty] | 50846 | 50846 | IA | MROW | 2752 | 333.3333
[13 empty] | 50847 | 50847 | IA | MROW | 2752 | 333.3333
[13 empty] | 50848 | 50848 | IA | MROW | 2752 | 333.3333
[13 empty] | 50849 | 50849 | IA | MROW | 2752 | 333.3333
[13 empty] | 50851 | 50851 | IA | MROW | 2752 | 333.3333
[13 empty] | 50853 | 50853 | IA | MROW | 2752 | 333.3333
[13 empty] | 50854 | 50854 | IA | MROW | 2752 | 333.3333
[13 empty] | 50857 | 50857 | IA | MROW | 2752 | 333.3333
[13 empty] | 50858 | 50858 | IA | MROW | 2752 | 333.3333
[13 empty] | 50859 | 50859 | IA | MROW | 2752 | 333.3333
[13 empty] | 50860 | 50860 | IA | MROW | 2752 | 333.3333
[13 empty] | 50861 | 50861 | IA | MROW | 2752 | 333.3333
[13 empty] | 50862 | 50862 | IA | MROW | 2752 | 333.3333
[13 empty] | 50863 | 50863 | IA | MROW | 2752 | 333.3333
[13 empty] | 50864 | 50864 | IA | MROW | 2752 | 333.3333
[13 empty] | 50936 | 50936 | IA | MROW | 2752 | 333.3333
[13 empty] | 50940 | 50940 | IA | MROW | 2752 | 333.3333
[13 empty] | 50947 | 50947 | IA | MROW | 2752 | 333.3333
[13 empty] | 50950 | 50950 | IA | MROW | 2752 | 333.3333
[13 empty] | 50980 | 50980 | IA | MROW | 2752 | 333.3333
[13 empty] | 50981 | 50981 | IA | MROW | 2752 | 333.3333
[13 empty] | 50982 | 50982 | IA | MROW | 2752 | 333.3333
[13 empty] | 50983 | 50983 | IA | MROW | 2752 | 333.3333
[13 empty] | 51001 | 51001 | IA | MROW | 2752 | 333.3333
[13 empty] | 51002 | 51002 | IA | MROW | 2752 | 333.3333
[13 empty] | 51003 | 51003 | IA | MROW | 2752 | 333.3333
[13 empty] | 51004 | 51004 | IA | MROW | 2752 | 333.3333
[13 empty] | 51005 | 51005 | IA | MROW | 2752 | 333.3333
[13 empty] | 51006 | 51006 | IA | MROW | 2752 | 333.3333
[13 empty] | 51007 | 51007 | IA | MROW | 2752 | 333.3333
[13 empty] | 51008 | 51008 | IA | MROW | 2752 | 333.3333
[13 empty] | 51009 | 51009 | IA | MROW | 2752 | 333.3333
[13 empty] | 51010 | 51010 | IA | MROW | 2752 | 333.3333
[13 empty] | 51011 | 51011 | IA | MROW | 2752 | 333.3333
[13 empty] | 51012 | 51012 | IA | MROW | 2752 | 333.3333
[13 empty] | 51014 | 51014 | IA | MROW | 2752 | 333.3333
[13 empty] | 51015 | 51015 | IA | MROW | 2752 | 333.3333
[13 empty] | 51016 | 51016 | IA | MROW | 2752 | 333.3333
[13 empty] | 51018 | 51018 | IA | MROW | 2752 | 333.3333
[13 empty] | 51019 | 51019 | IA | MROW | 2752 | 333.3333
[13 empty] | 51020 | 51020 | IA | MROW | 2752 | 333.3333
[13 empty] | 51022 | 51022 | IA | MROW | 2752 | 333.3333
[13 empty] | 51023 | 51023 | IA | MROW | 2752 | 333.3333
[13 empty] | 51024 | 51024 | IA | MROW | 2752 | 333.3333
[13 empty] | 51025 | 51025 | IA | MROW | 2752 | 333.3333
[13 empty] | 51026 | 51026 | IA | MROW | 2752 | 333.3333
[13 empty] | 51027 | 51027 | IA | MROW | 2752 | 333.3333
[13 empty] | 51028 | 51028 | IA | MROW | 2752 | 333.3333
[13 empty] | 51029 | 51029 | IA | MROW | 2752 | 333.3333
[13 empty] | 51030 | 51030 | IA | MROW | 2752 | 333.3333
[13 empty] | 51031 | 51031 | IA | MROW | 2752 | 333.3333
[13 empty] | 51033 | 51033 | IA | MROW | 2752 | 333.3333
[13 empty] | 51034 | 51034 | IA | MROW | 2752 | 333.3333
[13 empty] | 51035 | 51035 | IA | MROW | 2752 | 333.3333
[13 empty] | 51036 | 51036 | IA | MROW | 2752 | 333.3333
[13 empty] | 51037 | 51037 | IA | MROW | 2752 | 333.3333
[13 empty] | 51038 | 51038 | IA | MROW | 2752 | 333.3333
[13 empty] | 51039 | 51039 | IA | MROW | 2752 | 333.3333
[13 empty] | 51040 | 51040 | IA | MROW | 2752 | 333.3333
[13 empty] | 51041 | 51041 | IA | MROW | 2752 | 333.3333
[13 empty] | 51044 | 51044 | IA | MROW | 2752 | 333.3333
[13 empty] | 51045 | 51045 | IA | MROW | 2752 | 333.3333
[13 empty] | 51046 | 51046 | IA | MROW | 2752 | 333.3333
[13 empty] | 51047 | 51047 | IA | MROW | 2752 | 333.3333
[13 empty] | 51048 | 51048 | IA | MROW | 2752 | 333.3333
[13 empty] | 51049 | 51049 | IA | MROW | 2752 | 333.3333
[13 empty] | 51050 | 51050 | IA | MROW | 2752 | 333.3333
[13 empty] | 51051 | 51051 | IA | MROW | 2752 | 333.3333
[13 empty] | 51052 | 51052 | IA | MROW | 2752 | 333.3333
[13 empty] | 51053 | 51053 | IA | MROW | 2752 | 333.3333
[13 empty] | 51054 | 51054 | IA | MROW | 2752 | 333.3333
[13 empty] | 51055 | 51055 | IA | MROW | 2752 | 333.3333
[13 empty] | 51056 | 51056 | IA | MROW | 2752 | 333.3333
[13 empty] | 51058 | 51058 | IA | MROW | 2752 | 333.3333
[13 empty] | 51060 | 51060 | IA | MROW | 2752 | 333.3333
[13 empty] | 51061 | 51061 | IA | MROW | 2752 | 333.3333
[13 empty] | 51062 | 51062 | IA | MROW | 2752 | 333.3333
[13 empty] | 51063 | 51063 | IA | MROW | 2752 | 333.3333
[13 empty] | 51101 | 51101 | IA | MROW | 2752 | 333.3333
[13 empty] | 51102 | 51102 | IA | MROW | 2752 | 333.3333
[13 empty] | 51103 | 51103 | IA | MROW | 2752 | 333.3333
[13 empty] | 51104 | 51104 | IA | MROW | 2752 | 333.3333
[13 empty] | 51105 | 51105 | IA | MROW | 2752 | 333.3333
[13 empty] | 51106 | 51106 | IA | MROW | 2752 | 333.3333
[13 empty] | 51108 | 51108 | IA | MROW | 2752 | 333.3333
[13 empty] | 51109 | 51109 | IA | MROW | 2752 | 333.3333
[13 empty] | 51111 | 51111 | IA | MROW | 2752 | 333.3333
[13 empty] | 51201 | 51201 | IA | MROW | 2752 | 333.3333
[13 empty] | 51230 | 51230 | IA | MROW | 2752 | 333.3333
[13 empty] | 51231 | 51231 | IA | MROW | 2752 | 333.3333
[13 empty] | 51232 | 51232 | IA | MROW | 2752 | 333.3333
[13 empty] | 51234 | 51234 | IA | MROW | 2752 | 333.3333
[13 empty] | 51235 | 51235 | IA | MROW | 2752 | 333.3333
[13 empty] | 51237 | 51237 | IA | MROW | 2752 | 333.3333
[13 empty] | 51238 | 51238 | IA | MROW | 2752 | 333.3333
[13 empty] | 51239 | 51239 | IA | MROW | 2752 | 333.3333
[13 empty] | 51240 | 51240 | IA | MROW | 2752 | 333.3333
[13 empty] | 51241 | 51241 | IA | MROW | 2752 | 333.3333
[13 empty] | 51242 | 51242 | IA | MROW | 2752 | 333.3333
[13 empty] | 51243 | 51243 | IA | MROW | 2752 | 333.3333
[13 empty] | 51244 | 51244 | IA | MROW | 2752 | 333.3333
[13 empty] | 51245 | 51245 | IA | MROW | 2752 | 333.3333
[13 empty] | 51246 | 51246 | IA | MROW | 2752 | 333.3333
[13 empty] | 51247 | 51247 | IA | MROW | 2752 | 333.3333
[13 empty] | 51248 | 51248 | IA | MROW | 2752 | 333.3333
[13 empty] | 51249 | 51249 | IA | MROW | 2752 | 333.3333
[13 empty] | 51250 | 51250 | IA | MROW | 2752 | 333.3333
[13 empty] | 51301 | 51301 | IA | MROW | 2752 | 333.3333
[13 empty] | 51331 | 51331 | IA | MROW | 2752 | 333.3333
[13 empty] | 51333 | 51333 | IA | MROW | 2752 | 333.3333
[13 empty] | 51334 | 51334 | IA | MROW | 2752 | 333.3333
[13 empty] | 51338 | 51338 | IA | MROW | 2752 | 333.3333
[13 empty] | 51340 | 51340 | IA | MROW | 2752 | 333.3333
[13 empty] | 51341 | 51341 | IA | MROW | 2752 | 333.3333
[13 empty] | 51342 | 51342 | IA | MROW | 2752 | 333.3333
[13 empty] | 51343 | 51343 | IA | MROW | 2752 | 333.3333
[13 empty] | 51345 | 51345 | IA | MROW | 2752 | 333.3333
[13 empty] | 51346 | 51346 | IA | MROW | 2752 | 333.3333
[13 empty] | 51347 | 51347 | IA | MROW | 2752 | 333.3333
[13 empty] | 51350 | 51350 | IA | MROW | 2752 | 333.3333
[13 empty] | 51351 | 51351 | IA | MROW | 2752 | 333.3333
[13 empty] | 51354 | 51354 | IA | MROW | 2752 | 333.3333
[13 empty] | 51355 | 51355 | IA | MROW | 2752 | 333.3333
[13 empty] | 51357 | 51357 | IA | MROW | 2752 | 333.3333
[13 empty] | 51358 | 51358 | IA | MROW | 2752 | 333.3333
[13 empty] | 51360 | 51360 | IA | MROW | 2752 | 333.3333
[13 empty] | 51363 | 51363 | IA | MROW | 2752 | 333.3333
[13 empty] | 51364 | 51364 | IA | MROW | 2752 | 333.3333
[13 empty] | 51365 | 51365 | IA | MROW | 2752 | 333.3333
[13 empty] | 51366 | 51366 | IA | MROW | 2752 | 333.3333
[13 empty] | 51401 | 51401 | IA | MROW | 2752 | 333.3333
[13 empty] | 51430 | 51430 | IA | MROW | 2752 | 333.3333
[13 empty] | 51431 | 51431 | IA | MROW | 2752 | 333.3333
[13 empty] | 51432 | 51432 | IA | MROW | 2752 | 333.3333
[13 empty] | 51433 | 51433 | IA | MROW | 2752 | 333.3333
[13 empty] | 51436 | 51436 | IA | MROW | 2752 | 333.3333
[13 empty] | 51439 | 51439 | IA | MROW | 2752 | 333.3333
[13 empty] | 51440 | 51440 | IA | MROW | 2752 | 333.3333
[13 empty] | 51441 | 51441 | IA | MROW | 2752 | 333.3333
[13 empty] | 51442 | 51442 | IA | MROW | 2752 | 333.3333
[13 empty] | 51443 | 51443 | IA | MROW | 2752 | 333.3333
[13 empty] | 51444 | 51444 | IA | MROW | 2752 | 333.3333
[13 empty] | 51445 | 51445 | IA | MROW | 2752 | 333.3333
[13 empty] | 51446 | 51446 | IA | MROW | 2752 | 333.3333
[13 empty] | 51447 | 51447 | IA | MROW | 2752 | 333.3333
[13 empty] | 51448 | 51448 | IA | MROW | 2752 | 333.3333
[13 empty] | 51449 | 51449 | IA | MROW | 2752 | 333.3333
[13 empty] | 51450 | 51450 | IA | MROW | 2752 | 333.3333
[13 empty] | 51451 | 51451 | IA | MROW | 2752 | 333.3333
[13 empty] | 51452 | 51452 | IA | MROW | 2752 | 333.3333
[13 empty] | 51453 | 51453 | IA | MROW | 2752 | 333.3333
[13 empty] | 51454 | 51454 | IA | MROW | 2752 | 333.3333
[13 empty] | 51455 | 51455 | IA | MROW | 2752 | 333.3333
[13 empty] | 51458 | 51458 | IA | MROW | 2752 | 333.3333
[13 empty] | 51459 | 51459 | IA | MROW | 2752 | 333.3333
[13 empty] | 51460 | 51460 | IA | MROW | 2752 | 333.3333
[13 empty] | 51461 | 51461 | IA | MROW | 2752 | 333.3333
[13 empty] | 51462 | 51462 | IA | MROW | 2752 | 333.3333
[13 empty] | 51463 | 51463 | IA | MROW | 2752 | 333.3333
[13 empty] | 51465 | 51465 | IA | MROW | 2752 | 333.3333
[13 empty] | 51466 | 51466 | IA | MROW | 2752 | 333.3333
[13 empty] | 51467 | 51467 | IA | MROW | 2752 | 333.3333
[13 empty] | 51501 | 51501 | IA | MROW | 2752 | 333.3333
[13 empty] | 51502 | 51502 | IA | MROW | 2752 | 333.3333
[13 empty] | 51503 | 51503 | IA | MROW | 2752 | 333.3333
[13 empty] | 51510 | 51510 | IA | MROW | 2752 | 333.3333
[13 empty] | 51520 | 51520 | IA | MROW | 2752 | 333.3333
[13 empty] | 51521 | 51521 | IA | MROW | 2752 | 333.3333
[13 empty] | 51523 | 51523 | IA | MROW | 2752 | 333.3333
[13 empty] | 51525 | 51525 | IA | MROW | 2752 | 333.3333
[13 empty] | 51526 | 51526 | IA | MROW | 2752 | 333.3333
[13 empty] | 51527 | 51527 | IA | MROW | 2752 | 333.3333
[13 empty] | 51528 | 51528 | IA | MROW | 2752 | 333.3333
[13 empty] | 51529 | 51529 | IA | MROW | 2752 | 333.3333
[13 empty] | 51530 | 51530 | IA | MROW | 2752 | 333.3333
[13 empty] | 51531 | 51531 | IA | MROW | 2752 | 333.3333
[13 empty] | 51532 | 51532 | IA | MROW | 2752 | 333.3333
[13 empty] | 51533 | 51533 | IA | MROW | 2752 | 333.3333
[13 empty] | 51534 | 51534 | IA | MROW | 2752 | 333.3333
[13 empty] | 51535 | 51535 | IA | MROW | 2752 | 333.3333
[13 empty] | 51536 | 51536 | IA | MROW | 2752 | 333.3333
[13 empty] | 51537 | 51537 | IA | MROW | 2752 | 333.3333
[13 empty] | 51540 | 51540 | IA | MROW | 2752 | 333.3333
[13 empty] | 51541 | 51541 | IA | MROW | 2752 | 333.3333
[13 empty] | 51542 | 51542 | IA | MROW | 2752 | 333.3333
[13 empty] | 51543 | 51543 | IA | MROW | 2752 | 333.3333
[13 empty] | 51544 | 51544 | IA | MROW | 2752 | 333.3333
[13 empty] | 51545 | 51545 | IA | MROW | 2752 | 333.3333
[13 empty] | 51546 | 51546 | IA | MROW | 2752 | 333.3333
[13 empty] | 51548 | 51548 | IA | MROW | 2752 | 333.3333
[13 empty] | 51549 | 51549 | IA | MROW | 2752 | 333.3333
[13 empty] | 51550 | 51550 | IA | MROW | 2752 | 333.3333
[13 empty] | 51551 | 51551 | IA | MROW | 2752 | 333.3333
[13 empty] | 51552 | 51552 | IA | MROW | 2752 | 333.3333
[13 empty] | 51553 | 51553 | IA | MROW | 2752 | 333.3333
[13 empty] | 51554 | 51554 | IA | MROW | 2752 | 333.3333
[13 empty] | 51555 | 51555 | IA | MROW | 2752 | 333.3333
[13 empty] | 51556 | 51556 | IA | MROW | 2752 | 333.3333
[13 empty] | 51557 | 51557 | IA | MROW | 2752 | 333.3333
[13 empty] | 51558 | 51558 | IA | MROW | 2752 | 333.3333
[13 empty] | 51559 | 51559 | IA | MROW | 2752 | 333.3333
[13 empty] | 51560 | 51560 | IA | MROW | 2752 | 333.3333
[13 empty] | 51561 | 51561 | IA | MROW | 2752 | 333.3333
[13 empty] | 51562 | 51562 | IA | MROW | 2752 | 333.3333
[13 empty] | 51563 | 51563 | IA | MROW | 2752 | 333.3333
[13 empty] | 51564 | 51564 | IA | MROW | 2752 | 333.3333
[13 empty] | 51565 | 51565 | IA | MROW | 2752 | 333.3333
[13 empty] | 51566 | 51566 | IA | MROW | 2752 | 333.3333
[13 empty] | 51570 | 51570 | IA | MROW | 2752 | 333.3333
[13 empty] | 51571 | 51571 | IA | MROW | 2752 | 333.3333
[13 empty] | 51572 | 51572 | IA | MROW | 2752 | 333.3333
[13 empty] | 51573 | 51573 | IA | MROW | 2752 | 333.3333
[13 empty] | 51575 | 51575 | IA | MROW | 2752 | 333.3333
[13 empty] | 51576 | 51576 | IA | MROW | 2752 | 333.3333
[13 empty] | 51577 | 51577 | IA | MROW | 2752 | 333.3333
[13 empty] | 51578 | 51578 | IA | MROW | 2752 | 333.3333
[13 empty] | 51579 | 51579 | IA | MROW | 2752 | 333.3333
[13 empty] | 51591 | 51591 | IA | MROW | 2752 | 333.3333
[13 empty] | 51593 | 51593 | IA | MROW | 2752 | 333.3333
[13 empty] | 51601 | 51601 | IA | MROW | 2752 | 333.3333
[13 empty] | 51602 | 51602 | IA | MROW | 2752 | 333.3333
[13 empty] | 51603 | 51603 | IA | MROW | 2752 | 333.3333
[13 empty] | 51630 | 51630 | IA | SRMW | 2752 | 333.3333
[13 empty] | 51631 | 51631 | IA | SRMW | 2752 | 333.3333
[13 empty] | 51632 | 51632 | IA | MROW | 2752 | 333.3333
[13 empty] | 51636 | 51636 | IA | SRMW | 2752 | 333.3333
[13 empty] | 51637 | 51637 | IA | MROW | 2752 | 333.3333
[13 empty] | 51638 | 51638 | IA | MROW | 2752 | 333.3333
[13 empty] | 51639 | 51639 | IA | MROW | 2752 | 333.3333
[13 empty] | 51640 | 51640 | IA | SRMW | 2752 | 333.3333
[13 empty] | 51645 | 51645 | IA | MROW | 2752 | 333.3333
[13 empty] | 51646 | 51646 | IA | MROW | 2752 | 333.3333
[13 empty] | 51647 | 51647 | IA | SRMW | 2752 | 333.3333
[13 empty] | 51648 | 51648 | IA | MROW | 2752 | 333.3333
[13 empty] | 51649 | 51649 | IA | MROW | 2752 | 333.3333
[13 empty] | 51650 | 51650 | IA | MROW | 2752 | 333.3333
[13 empty] | 51651 | 51651 | IA | SRMW | 2752 | 333.3333
[13 empty] | 51652 | 51652 | IA | MROW | 2752 | 333.3333
[13 empty] | 51653 | 51653 | IA | MROW | 2752 | 333.3333
[13 empty] | 51654 | 51654 | IA | MROW | 2752 | 333.3333
[13 empty] | 51656 | 51656 | IA | MROW | 2752 | 333.3333
[13 empty] | 52001 | 52001 | IA | MROW | 2752 | 333.3333
[13 empty] | 52002 | 52002 | IA | MROW | 2752 | 333.3333
[13 empty] | 52003 | 52003 | IA | MROW | 2752 | 333.3333
[13 empty] | 52004 | 52004 | IA | MROW | 2752 | 333.3333
[13 empty] | 52030 | 52030 | IA | MROW | 2752 | 333.3333
[13 empty] | 52031 | 52031 | IA | MROW | 2752 | 333.3333
[13 empty] | 52032 | 52032 | IA | MROW | 2752 | 333.3333
[13 empty] | 52033 | 52033 | IA | MROW | 2752 | 333.3333
[13 empty] | 52035 | 52035 | IA | MROW | 2752 | 333.3333
[13 empty] | 52036 | 52036 | IA | MROW | 2752 | 333.3333
[13 empty] | 52037 | 52037 | IA | MROW | 2752 | 333.3333
[13 empty] | 52038 | 52038 | IA | MROW | 2752 | 333.3333
[13 empty] | 52039 | 52039 | IA | MROW | 2752 | 333.3333
[13 empty] | 52040 | 52040 | IA | MROW | 2752 | 333.3333
[13 empty] | 52041 | 52041 | IA | MROW | 2752 | 333.3333
[13 empty] | 52042 | 52042 | IA | MROW | 2752 | 333.3333
[13 empty] | 52043 | 52043 | IA | MROW | 2752 | 333.3333
[13 empty] | 52044 | 52044 | IA | MROW | 2752 | 333.3333
[13 empty] | 52045 | 52045 | IA | MROW | 2752 | 333.3333
[13 empty] | 52046 | 52046 | IA | MROW | 2752 | 333.3333
[13 empty] | 52047 | 52047 | IA | MROW | 2752 | 333.3333
[13 empty] | 52048 | 52048 | IA | MROW | 2752 | 333.3333
[13 empty] | 52049 | 52049 | IA | MROW | 2752 | 333.3333
[13 empty] | 52050 | 52050 | IA | MROW | 2752 | 333.3333
[13 empty] | 52052 | 52052 | IA | MROW | 2752 | 333.3333
[13 empty] | 52053 | 52053 | IA | MROW | 2752 | 333.3333
[13 empty] | 52054 | 52054 | IA | MROW | 2752 | 333.3333
[13 empty] | 52056 | 52056 | IA | MROW | 2752 | 333.3333
[13 empty] | 52057 | 52057 | IA | MROW | 2752 | 333.3333
[13 empty] | 52060 | 52060 | IA | MROW | 2752 | 333.3333
[13 empty] | 52064 | 52064 | IA | MROW | 2752 | 333.3333
[13 empty] | 52065 | 52065 | IA | MROW | 2752 | 333.3333
[13 empty] | 52066 | 52066 | IA | MROW | 2752 | 333.3333
[13 empty] | 52068 | 52068 | IA | MROW | 2752 | 333.3333
[13 empty] | 52069 | 52069 | IA | MROW | 2752 | 333.3333
[13 empty] | 52070 | 52070 | IA | MROW | 2752 | 333.3333
[13 empty] | 52071 | 52071 | IA | MROW | 2752 | 333.3333
[13 empty] | 52072 | 52072 | IA | MROW | 2752 | 333.3333
[13 empty] | 52073 | 52073 | IA | MROW | 2752 | 333.3333
[13 empty] | 52074 | 52074 | IA | MROW | 2752 | 333.3333
[13 empty] | 52075 | 52075 | IA | MROW | 2752 | 333.3333
[13 empty] | 52076 | 52076 | IA | MROW | 2752 | 333.3333
[13 empty] | 52077 | 52077 | IA | MROW | 2752 | 333.3333
[13 empty] | 52078 | 52078 | IA | MROW | 2752 | 333.3333
[13 empty] | 52079 | 52079 | IA | MROW | 2752 | 333.3333
[13 empty] | 52099 | 52099 | IA | MROW | 2752 | 333.3333
[13 empty] | 52101 | 52101 | IA | MROW | 2752 | 333.3333
[13 empty] | 52132 | 52132 | IA | MROW | 2752 | 333.3333
[13 empty] | 52133 | 52133 | IA | MROW | 2752 | 333.3333
[13 empty] | 52134 | 52134 | IA | MROW | 2752 | 333.3333
[13 empty] | 52135 | 52135 | IA | MROW | 2752 | 333.3333
[13 empty] | 52136 | 52136 | IA | MROW | 2752 | 333.3333
[13 empty] | 52140 | 52140 | IA | MROW | 2752 | 333.3333
[13 empty] | 52141 | 52141 | IA | MROW | 2752 | 333.3333
[13 empty] | 52142 | 52142 | IA | MROW | 2752 | 333.3333
[13 empty] | 52144 | 52144 | IA | MROW | 2752 | 333.3333
[13 empty] | 52146 | 52146 | IA | MROW | 2752 | 333.3333
[13 empty] | 52147 | 52147 | IA | MROW | 2752 | 333.3333
[13 empty] | 52149 | 52149 | IA | MROW | 2752 | 333.3333
[13 empty] | 52151 | 52151 | IA | MROW | 2752 | 333.3333
[13 empty] | 52154 | 52154 | IA | MROW | 2752 | 333.3333
[13 empty] | 52155 | 52155 | IA | MROW | 2752 | 333.3333
[13 empty] | 52156 | 52156 | IA | MROW | 2752 | 333.3333
[13 empty] | 52157 | 52157 | IA | MROW | 2752 | 333.3333
[13 empty] | 52158 | 52158 | IA | MROW | 2752 | 333.3333
[13 empty] | 52159 | 52159 | IA | MROW | 2752 | 333.3333
[13 empty] | 52160 | 52160 | IA | MROW | 2752 | 333.3333
[13 empty] | 52161 | 52161 | IA | MROW | 2752 | 333.3333
[13 empty] | 52162 | 52162 | IA | MROW | 2752 | 333.3333
[13 empty] | 52163 | 52163 | IA | MROW | 2752 | 333.3333
[13 empty] | 52164 | 52164 | IA | MROW | 2752 | 333.3333
[13 empty] | 52165 | 52165 | IA | MROW | 2752 | 333.3333
[13 empty] | 52166 | 52166 | IA | MROW | 2752 | 333.3333
[13 empty] | 52168 | 52168 | IA | MROW | 2752 | 333.3333
[13 empty] | 52169 | 52169 | IA | MROW | 2752 | 333.3333
[13 empty] | 52170 | 52170 | IA | MROW | 2752 | 333.3333
[13 empty] | 52171 | 52171 | IA | MROW | 2752 | 333.3333
[13 empty] | 52172 | 52172 | IA | MROW | 2752 | 333.3333
[13 empty] | 52175 | 52175 | IA | MROW | 2752 | 333.3333
[13 empty] | 52201 | 52201 | IA | MROW | 2752 | 333.3333
[13 empty] | 52202 | 52202 | IA | MROW | 2752 | 333.3333
[13 empty] | 52203 | 52203 | IA | MROW | 2752 | 333.3333
[13 empty] | 52204 | 52204 | IA | MROW | 2752 | 333.3333
[13 empty] | 52205 | 52205 | IA | MROW | 2752 | 333.3333
[13 empty] | 52206 | 52206 | IA | MROW | 2752 | 333.3333
[13 empty] | 52207 | 52207 | IA | MROW | 2752 | 333.3333
[13 empty] | 52208 | 52208 | IA | MROW | 2752 | 333.3333
[13 empty] | 52209 | 52209 | IA | MROW | 2752 | 333.3333
[13 empty] | 52210 | 52210 | IA | MROW | 2752 | 333.3333
[13 empty] | 52211 | 52211 | IA | MROW | 2752 | 333.3333
[13 empty] | 52212 | 52212 | IA | MROW | 2752 | 333.3333
[13 empty] | 52213 | 52213 | IA | MROW | 2752 | 333.3333
[13 empty] | 52214 | 52214 | IA | MROW | 2752 | 333.3333
[13 empty] | 52215 | 52215 | IA | MROW | 2752 | 333.3333
[13 empty] | 52216 | 52216 | IA | MROW | 2752 | 333.3333
[13 empty] | 52217 | 52217 | IA | MROW | 2752 | 333.3333
[13 empty] | 52218 | 52218 | IA | MROW | 2752 | 333.3333
[13 empty] | 52219 | 52219 | IA | MROW | 2752 | 333.3333
[13 empty] | 52220 | 52220 | IA | MROW | 2752 | 333.3333
[13 empty] | 52221 | 52221 | IA | MROW | 2752 | 333.3333
[13 empty] | 52222 | 52222 | IA | MROW | 2752 | 333.3333
[13 empty] | 52223 | 52223 | IA | MROW | 2752 | 333.3333
[13 empty] | 52224 | 52224 | IA | MROW | 2752 | 333.3333
[13 empty] | 52225 | 52225 | IA | MROW | 2752 | 333.3333
[13 empty] | 52227 | 52227 | IA | MROW | 2752 | 333.3333
[13 empty] | 52228 | 52228 | IA | MROW | 2752 | 333.3333
[13 empty] | 52229 | 52229 | IA | MROW | 2752 | 333.3333
[13 empty] | 52231 | 52231 | IA | MROW | 2752 | 333.3333
[13 empty] | 52232 | 52232 | IA | MROW | 2752 | 333.3333
[13 empty] | 52233 | 52233 | IA | MROW | 2752 | 333.3333
[13 empty] | 52235 | 52235 | IA | MROW | 2752 | 333.3333
[13 empty] | 52236 | 52236 | IA | MROW | 2752 | 333.3333
[13 empty] | 52237 | 52237 | IA | MROW | 2752 | 333.3333
[13 empty] | 52240 | 52240 | IA | MROW | 2752 | 333.3333
[13 empty] | 52241 | 52241 | IA | MROW | 2752 | 333.3333
[13 empty] | 52242 | 52242 | IA | MROW | 2752 | 333.3333
[13 empty] | 52243 | 52243 | IA | MROW | 2752 | 333.3333
[13 empty] | 52244 | 52244 | IA | MROW | 2752 | 333.3333
[13 empty] | 52245 | 52245 | IA | MROW | 2752 | 333.3333
[13 empty] | 52246 | 52246 | IA | MROW | 2752 | 333.3333
[13 empty] | 52247 | 52247 | IA | MROW | 2752 | 333.3333
[13 empty] | 52248 | 52248 | IA | MROW | 2752 | 333.3333
[13 empty] | 52249 | 52249 | IA | MROW | 2752 | 333.3333
[13 empty] | 52251 | 52251 | IA | MROW | 2752 | 333.3333
[13 empty] | 52252 | 52252 | IA | MROW | 2752 | 333.3333
[13 empty] | 52253 | 52253 | IA | MROW | 2752 | 333.3333
[13 empty] | 52254 | 52254 | IA | MROW | 2752 | 333.3333
[13 empty] | 52255 | 52255 | IA | MROW | 2752 | 333.3333
[13 empty] | 52257 | 52257 | IA | MROW | 2752 | 333.3333
[13 empty] | 52301 | 52301 | IA | MROW | 2752 | 333.3333
[13 empty] | 52302 | 52302 | IA | MROW | 2752 | 333.3333
[13 empty] | 52305 | 52305 | IA | MROW | 2752 | 333.3333
[13 empty] | 52306 | 52306 | IA | MROW | 2752 | 333.3333
[13 empty] | 52307 | 52307 | IA | MROW | 2752 | 333.3333
[13 empty] | 52308 | 52308 | IA | MROW | 2752 | 333.3333
[13 empty] | 52309 | 52309 | IA | MROW | 2752 | 333.3333
[13 empty] | 52310 | 52310 | IA | MROW | 2752 | 333.3333
[13 empty] | 52312 | 52312 | IA | MROW | 2752 | 333.3333
[13 empty] | 52313 | 52313 | IA | MROW | 2752 | 333.3333
[13 empty] | 52314 | 52314 | IA | MROW | 2752 | 333.3333
[13 empty] | 52315 | 52315 | IA | MROW | 2752 | 333.3333
[13 empty] | 52316 | 52316 | IA | MROW | 2752 | 333.3333
[13 empty] | 52317 | 52317 | IA | MROW | 2752 | 333.3333
[13 empty] | 52318 | 52318 | IA | MROW | 2752 | 333.3333
[13 empty] | 52319 | 52319 | IA | MROW | 2752 | 333.3333
[13 empty] | 52320 | 52320 | IA | MROW | 2752 | 333.3333
[13 empty] | 52321 | 52321 | IA | MROW | 2752 | 333.3333
[13 empty] | 52322 | 52322 | IA | MROW | 2752 | 333.3333
[13 empty] | 52323 | 52323 | IA | MROW | 2752 | 333.3333
[13 empty] | 52324 | 52324 | IA | MROW | 2752 | 333.3333
[13 empty] | 52325 | 52325 | IA | MROW | 2752 | 333.3333
[13 empty] | 52326 | 52326 | IA | MROW | 2752 | 333.3333
[13 empty] | 52327 | 52327 | IA | MROW | 2752 | 333.3333
[13 empty] | 52328 | 52328 | IA | MROW | 2752 | 333.3333
[13 empty] | 52329 | 52329 | IA | MROW | 2752 | 333.3333
[13 empty] | 52330 | 52330 | IA | MROW | 2752 | 333.3333
[13 empty] | 52332 | 52332 | IA | MROW | 2752 | 333.3333
[13 empty] | 52333 | 52333 | IA | MROW | 2752 | 333.3333
[13 empty] | 52334 | 52334 | IA | MROW | 2752 | 333.3333
[13 empty] | 52335 | 52335 | IA | MROW | 2752 | 333.3333
[13 empty] | 52336 | 52336 | IA | MROW | 2752 | 333.3333
[13 empty] | 52337 | 52337 | IA | MROW | 2752 | 333.3333
[13 empty] | 52338 | 52338 | IA | MROW | 2752 | 333.3333
[13 empty] | 52339 | 52339 | IA | MROW | 2752 | 333.3333
[13 empty] | 52340 | 52340 | IA | MROW | 2752 | 333.3333
[13 empty] | 52341 | 52341 | IA | MROW | 2752 | 333.3333
[13 empty] | 52342 | 52342 | IA | MROW | 2752 | 333.3333
[13 empty] | 52344 | 52344 | IA | MROW | 2752 | 333.3333
[13 empty] | 52345 | 52345 | IA | MROW | 2752 | 333.3333
[13 empty] | 52346 | 52346 | IA | MROW | 2752 | 333.3333
[13 empty] | 52347 | 52347 | IA | MROW | 2752 | 333.3333
[13 empty] | 52348 | 52348 | IA | MROW | 2752 | 333.3333
[13 empty] | 52349 | 52349 | IA | MROW | 2752 | 333.3333
[13 empty] | 52350 | 52350 | IA | MROW | 2752 | 333.3333
[13 empty] | 52351 | 52351 | IA | MROW | 2752 | 333.3333
[13 empty] | 52352 | 52352 | IA | MROW | 2752 | 333.3333
[13 empty] | 52353 | 52353 | IA | MROW | 2752 | 333.3333
[13 empty] | 52354 | 52354 | IA | MROW | 2752 | 333.3333
[13 empty] | 52355 | 52355 | IA | MROW | 2752 | 333.3333
[13 empty] | 52356 | 52356 | IA | MROW | 2752 | 333.3333
[13 empty] | 52358 | 52358 | IA | MROW | 2752 | 333.3333
[13 empty] | 52359 | 52359 | IA | MROW | 2752 | 333.3333
[13 empty] | 52361 | 52361 | IA | MROW | 2752 | 333.3333
[13 empty] | 52362 | 52362 | IA | MROW | 2752 | 333.3333
[13 empty] | 52401 | 52401 | IA | MROW | 2752 | 333.3333
[13 empty] | 52402 | 52402 | IA | MROW | 2752 | 333.3333
[13 empty] | 52403 | 52403 | IA | MROW | 2752 | 333.3333
[13 empty] | 52404 | 52404 | IA | MROW | 2752 | 333.3333
[13 empty] | 52405 | 52405 | IA | MROW | 2752 | 333.3333
[13 empty] | 52406 | 52406 | IA | MROW | 2752 | 333.3333
[13 empty] | 52407 | 52407 | IA | MROW | 2752 | 333.3333
[13 empty] | 52408 | 52408 | IA | MROW | 2752 | 333.3333
[13 empty] | 52409 | 52409 | IA | MROW | 2752 | 333.3333
[13 empty] | 52410 | 52410 | IA | MROW | 2752 | 333.3333
[13 empty] | 52411 | 52411 | IA | MROW | 2752 | 333.3333
[13 empty] | 52497 | 52497 | IA | MROW | 2752 | 333.3333
[13 empty] | 52498 | 52498 | IA | MROW | 2752 | 333.3333
[13 empty] | 52499 | 52499 | IA | MROW | 2752 | 333.3333
[13 empty] | 52501 | 52501 | IA | MROW | 2752 | 333.3333
[13 empty] | 52530 | 52530 | IA | MROW | 2752 | 333.3333
[13 empty] | 52531 | 52531 | IA | SRMW | 2752 | 333.3333
[13 empty] | 52533 | 52533 | IA | SRMW | 2752 | 333.3333
[13 empty] | 52534 | 52534 | IA | MROW | 2752 | 333.3333
[13 empty] | 52535 | 52535 | IA | SRMW | 2752 | 333.3333
[13 empty] | 52536 | 52536 | IA | SRMW | 2752 | 333.3333
[13 empty] | 52537 | 52537 | IA | SRMW | 2752 | 333.3333
[13 empty] | 52540 | 52540 | IA | SRMW | 2752 | 333.3333
[13 empty] | 52542 | 52542 | IA | SRMW | 2752 | 333.3333
[13 empty] | 52543 | 52543 | IA | MROW | 2752 | 333.3333
[13 empty] | 52544 | 52544 | IA | MROW | 2752 | 333.3333
[13 empty] | 52548 | 52548 | IA | MROW | 2752 | 333.3333
[13 empty] | 52549 | 52549 | IA | SRMW | 2752 | 333.3333
[13 empty] | 52550 | 52550 | IA | MROW | 2752 | 333.3333
[13 empty] | 52551 | 52551 | IA | SRMW | 2752 | 333.3333
[13 empty] | 52552 | 52552 | IA | SRMW | 2752 | 333.3333
[13 empty] | 52553 | 52553 | IA | MROW | 2752 | 333.3333
[13 empty] | 52554 | 52554 | IA | SRMW | 2752 | 333.3333
[13 empty] | 52555 | 52555 | IA | SRMW | 2752 | 333.3333
[13 empty] | 52556 | 52556 | IA | SRMW | 2752 | 333.3333
[13 empty] | 52557 | 52557 | IA | MROW | 2752 | 333.3333
[13 empty] | 52560 | 52560 | IA | SRMW | 2752 | 333.3333
[13 empty] | 52561 | 52561 | IA | MROW | 2752 | 333.3333
[13 empty] | 52562 | 52562 | IA | MROW | 2752 | 333.3333
[13 empty] | 52563 | 52563 | IA | MROW | 2752 | 333.3333
[13 empty] | 52565 | 52565 | IA | SRMW | 2752 | 333.3333
[13 empty] | 52566 | 52566 | IA | MROW | 2752 | 333.3333
[13 empty] | 52567 | 52567 | IA | SRMW | 2752 | 333.3333
[13 empty] | 52568 | 52568 | IA | MROW | 2752 | 333.3333
[13 empty] | 52569 | 52569 | IA | SRMW | 2752 | 333.3333
[13 empty] | 52570 | 52570 | IA | SRMW | 2752 | 333.3333
[13 empty] | 52571 | 52571 | IA | SRMW | 2752 | 333.3333
[13 empty] | 52572 | 52572 | IA | SRMW | 2752 | 333.3333
[13 empty] | 52573 | 52573 | IA | SRMW | 2752 | 333.3333
[13 empty] | 52574 | 52574 | IA | MROW | 2752 | 333.3333
[13 empty] | 52576 | 52576 | IA | MROW | 2752 | 333.3333
[13 empty] | 52577 | 52577 | IA | MROW | 2752 | 333.3333
[13 empty] | 52580 | 52580 | IA | SRMW | 2752 | 333.3333
[13 empty] | 52581 | 52581 | IA | SRMW | 2752 | 333.3333
[13 empty] | 52583 | 52583 | IA | SRMW | 2752 | 333.3333
[13 empty] | 52584 | 52584 | IA | SRMW | 2752 | 333.3333
[13 empty] | 52585 | 52585 | IA | MROW | 2752 | 333.3333
[13 empty] | 52586 | 52586 | IA | MROW | 2752 | 333.3333
[13 empty] | 52588 | 52588 | IA | SRMW | 2752 | 333.3333
[13 empty] | 52590 | 52590 | IA | SRMW | 2752 | 333.3333
[13 empty] | 52591 | 52591 | IA | MROW | 2752 | 333.3333
[13 empty] | 52593 | 52593 | IA | MROW | 2752 | 333.3333
[13 empty] | 52594 | 52594 | IA | SRMW | 2752 | 333.3333
[13 empty] | 52595 | 52595 | IA | MROW | 2752 | 333.3333
[13 empty] | 52601 | 52601 | IA | MROW | 2752 | 333.3333
[13 empty] | 52619 | 52619 | IA | MROW | 2752 | 333.3333
[13 empty] | 52620 | 52620 | IA | SRMW | 2752 | 333.3333
[13 empty] | 52621 | 52621 | IA | MROW | 2752 | 333.3333
[13 empty] | 52623 | 52623 | IA | SRMW | 2752 | 333.3333
[13 empty] | 52624 | 52624 | IA | SRMW | 2752 | 333.3333
[13 empty] | 52625 | 52625 | IA | SRMW | 2752 | 333.3333
[13 empty] | 52626 | 52626 | IA | SRMW | 2752 | 333.3333
[13 empty] | 52627 | 52627 | IA | MROW | 2752 | 333.3333
[13 empty] | 52630 | 52630 | IA | MROW | 2752 | 333.3333
[13 empty] | 52631 | 52631 | IA | SRMW | 2752 | 333.3333
[13 empty] | 52632 | 52632 | IA | MROW | 2752 | 333.3333
[13 empty] | 52635 | 52635 | IA | SRMW | 2752 | 333.3333
[13 empty] | 52637 | 52637 | IA | MROW | 2752 | 333.3333
[13 empty] | 52638 | 52638 | IA | MROW | 2752 | 333.3333
[13 empty] | 52639 | 52639 | IA | MROW | 2752 | 333.3333
[13 empty] | 52640 | 52640 | IA | MROW | 2752 | 333.3333
[13 empty] | 52641 | 52641 | IA | SRMW | 2752 | 333.3333
[13 empty] | 52642 | 52642 | IA | MROW | 2752 | 333.3333
[13 empty] | 52644 | 52644 | IA | SRMW | 2752 | 333.3333
[13 empty] | 52645 | 52645 | IA | SRMW | 2752 | 333.3333
[13 empty] | 52646 | 52646 | IA | MROW | 2752 | 333.3333
[13 empty] | 52647 | 52647 | IA | MROW | 2752 | 333.3333
[13 empty] | 52648 | 52648 | IA | MROW | 2752 | 333.3333
[13 empty] | 52649 | 52649 | IA | MROW | 2752 | 333.3333
[13 empty] | 52650 | 52650 | IA | MROW | 2752 | 333.3333
[13 empty] | 52651 | 52651 | IA | SRMW | 2752 | 333.3333
[13 empty] | 52652 | 52652 | IA | MROW | 2752 | 333.3333
[13 empty] | 52653 | 52653 | IA | MROW | 2752 | 333.3333
[13 empty] | 52654 | 52654 | IA | MROW | 2752 | 333.3333
[13 empty] | 52655 | 52655 | IA | MROW | 2752 | 333.3333
[13 empty] | 52656 | 52656 | IA | SRMW | 2752 | 333.3333
[13 empty] | 52657 | 52657 | IA | MROW | 2752 | 333.3333
[13 empty] | 52658 | 52658 | IA | SRMW | 2752 | 333.3333
[13 empty] | 52659 | 52659 | IA | MROW | 2752 | 333.3333
[13 empty] | 52660 | 52660 | IA | MROW | 2752 | 333.3333
[13 empty] | 52701 | 52701 | IA | MROW | 2752 | 333.3333
[13 empty] | 52720 | 52720 | IA | MROW | 2752 | 333.3333
[13 empty] | 52721 | 52721 | IA | MROW | 2752 | 333.3333
[13 empty] | 52722 | 52722 | IA | MROW | 2752 | 333.3333
[13 empty] | 52726 | 52726 | IA | MROW | 2752 | 333.3333
[13 empty] | 52727 | 52727 | IA | MROW | 2752 | 333.3333
[13 empty] | 52728 | 52728 | IA | MROW | 2752 | 333.3333
[13 empty] | 52729 | 52729 | IA | MROW | 2752 | 333.3333
[13 empty] | 52730 | 52730 | IA | MROW | 2752 | 333.3333
[13 empty] | 52731 | 52731 | IA | MROW | 2752 | 333.3333
[13 empty] | 52732 | 52732 | IA | MROW | 2752 | 333.3333
[13 empty] | 52733 | 52733 | IA | MROW | 2752 | 333.3333
[13 empty] | 52734 | 52734 | IA | MROW | 2752 | 333.3333
[13 empty] | 52736 | 52736 | IA | MROW | 2752 | 333.3333
[13 empty] | 52737 | 52737 | IA | MROW | 2752 | 333.3333
[13 empty] | 52738 | 52738 | IA | MROW | 2752 | 333.3333
[13 empty] | 52739 | 52739 | IA | MROW | 2752 | 333.3333
[13 empty] | 52742 | 52742 | IA | MROW | 2752 | 333.3333
[13 empty] | 52745 | 52745 | IA | MROW | 2752 | 333.3333
[13 empty] | 52746 | 52746 | IA | MROW | 2752 | 333.3333
[13 empty] | 52747 | 52747 | IA | MROW | 2752 | 333.3333
[13 empty] | 52748 | 52748 | IA | MROW | 2752 | 333.3333
[13 empty] | 52749 | 52749 | IA | MROW | 2752 | 333.3333
[13 empty] | 52750 | 52750 | IA | MROW | 2752 | 333.3333
[13 empty] | 52751 | 52751 | IA | MROW | 2752 | 333.3333
[13 empty] | 52752 | 52752 | IA | MROW | 2752 | 333.3333
[13 empty] | 52753 | 52753 | IA | MROW | 2752 | 333.3333
[13 empty] | 52754 | 52754 | IA | MROW | 2752 | 333.3333
[13 empty] | 52755 | 52755 | IA | MROW | 2752 | 333.3333
[13 empty] | 52756 | 52756 | IA | MROW | 2752 | 333.3333
[13 empty] | 52757 | 52757 | IA | MROW | 2752 | 333.3333
[13 empty] | 52758 | 52758 | IA | MROW | 2752 | 333.3333
[13 empty] | 52759 | 52759 | IA | MROW | 2752 | 333.3333
[13 empty] | 52760 | 52760 | IA | MROW | 2752 | 333.3333
[13 empty] | 52761 | 52761 | IA | MROW | 2752 | 333.3333
[13 empty] | 52765 | 52765 | IA | MROW | 2752 | 333.3333
[13 empty] | 52766 | 52766 | IA | MROW | 2752 | 333.3333
[13 empty] | 52767 | 52767 | IA | MROW | 2752 | 333.3333
[13 empty] | 52768 | 52768 | IA | MROW | 2752 | 333.3333
[13 empty] | 52769 | 52769 | IA | MROW | 2752 | 333.3333
[13 empty] | 52771 | 52771 | IA | MROW | 2752 | 333.3333
[13 empty] | 52772 | 52772 | IA | MROW | 2752 | 333.3333
[13 empty] | 52773 | 52773 | IA | MROW | 2752 | 333.3333
[13 empty] | 52774 | 52774 | IA | MROW | 2752 | 333.3333
[13 empty] | 52776 | 52776 | IA | MROW | 2752 | 333.3333
[13 empty] | 52777 | 52777 | IA | MROW | 2752 | 333.3333
[13 empty] | 52778 | 52778 | IA | MROW | 2752 | 333.3333
[13 empty] | 52801 | 52801 | IA | MROW | 2752 | 333.3333
[13 empty] | 52802 | 52802 | IA | MROW | 2752 | 333.3333
[13 empty] | 52803 | 52803 | IA | MROW | 2752 | 333.3333
[13 empty] | 52804 | 52804 | IA | MROW | 2752 | 333.3333
[13 empty] | 52805 | 52805 | IA | MROW | 2752 | 333.3333
[13 empty] | 52806 | 52806 | IA | MROW | 2752 | 333.3333
[13 empty] | 52807 | 52807 | IA | MROW | 2752 | 333.3333
[13 empty] | 52808 | 52808 | IA | MROW | 2752 | 333.3333
[13 empty] | 52809 | 52809 | IA | MROW | 2752 | 333.3333
[13 empty] | 53001 | 53001 | WI | RFCW | 2752 | 333.3333
[13 empty] | 53002 | 53002 | WI | RFCW | 2752 | 333.3333
[13 empty] | 53003 | 53003 | WI | RFCW | 2752 | 333.3333
[13 empty] | 53004 | 53004 | WI | RFCW | 2752 | 333.3333
[13 empty] | 53005 | 53005 | WI | RFCW | 2752 | 333.3333
[13 empty] | 53006 | 53006 | WI | MROE | 2752 | 333.3333
[13 empty] | 53007 | 53007 | WI | RFCW | 2752 | 333.3333
[13 empty] | 53008 | 53008 | WI | RFCW | 2752 | 333.3333
[13 empty] | 53010 | 53010 | WI | RFCW | 2752 | 333.3333
[13 empty] | 53011 | 53011 | WI | RFCW | 2752 | 333.3333
[13 empty] | 53012 | 53012 | WI | RFCW | 2752 | 333.3333
[13 empty] | 53013 | 53013 | WI | RFCW | 2752 | 333.3333
[13 empty] | 53014 | 53014 | WI | MROE | 2752 | 333.3333
[13 empty] | 53015 | 53015 | WI | MROE | 2752 | 333.3333
[13 empty] | 53016 | 53016 | WI | MROE | 2752 | 333.3333
[13 empty] | 53017 | 53017 | WI | RFCW | 2752 | 333.3333
[13 empty] | 53018 | 53018 | WI | RFCW | 2752 | 333.3333
[13 empty] | 53019 | 53019 | WI | RFCW | 2752 | 333.3333
[13 empty] | 53020 | 53020 | WI | RFCW | 2752 | 333.3333
[13 empty] | 53021 | 53021 | WI | RFCW | 2752 | 333.3333
[13 empty] | 53022 | 53022 | WI | RFCW | 2752 | 333.3333
[13 empty] | 53023 | 53023 | WI | RFCW | 2752 | 333.3333
[13 empty] | 53024 | 53024 | WI | RFCW | 2752 | 333.3333
[13 empty] | 53026 | 53026 | WI | RFCW | 2752 | 333.3333
[13 empty] | 53027 | 53027 | WI | RFCW | 2752 | 333.3333
[13 empty] | 53029 | 53029 | WI | RFCW | 2752 | 333.3333
[13 empty] | 53031 | 53031 | WI | MROE | 2752 | 333.3333
[13 empty] | 53032 | 53032 | WI | MROE | 2752 | 333.3333
[13 empty] | 53033 | 53033 | WI | RFCW | 2752 | 333.3333
[13 empty] | 53034 | 53034 | WI | MROE | 2752 | 333.3333
[13 empty] | 53035 | 53035 | WI | RFCW | 2752 | 333.3333
[13 empty] | 53036 | 53036 | WI | RFCW | 2752 | 333.3333
[13 empty] | 53037 | 53037 | WI | RFCW | 2752 | 333.3333
[13 empty] | 53038 | 53038 | WI | RFCW | 2752 | 333.3333
[13 empty] | 53039 | 53039 | WI | MROE | 2752 | 333.3333
[13 empty] | 53040 | 53040 | WI | RFCW | 2752 | 333.3333
[13 empty] | 53042 | 53042 | WI | MROE | 2752 | 333.3333
[13 empty] | 53044 | 53044 | WI | MROE | 2752 | 333.3333
[13 empty] | 53045 | 53045 | WI | RFCW | 2752 | 333.3333
[13 empty] | 53046 | 53046 | WI | RFCW | 2752 | 333.3333
[13 empty] | 53047 | 53047 | WI | RFCW | 2752 | 333.3333
[13 empty] | 53048 | 53048 | WI | RFCW | 2752 | 333.3333
[13 empty] | 53049 | 53049 | WI | MROE | 2752 | 333.3333
[13 empty] | 53050 | 53050 | WI | MROE | 2752 | 333.3333
[13 empty] | 53051 | 53051 | WI | RFCW | 2752 | 333.3333
[13 empty] | 53052 | 53052 | WI | RFCW | 2752 | 333.3333
[13 empty] | 53056 | 53056 | WI | RFCW | 2752 | 333.3333
[13 empty] | 53057 | 53057 | WI | RFCW | 2752 | 333.3333
[13 empty] | 53058 | 53058 | WI | RFCW | 2752 | 333.3333
[13 empty] | 53059 | 53059 | WI | RFCW | 2752 | 333.3333
[13 empty] | 53060 | 53060 | WI | RFCW | 2752 | 333.3333
[13 empty] | 53061 | 53061 | WI | MROE | 2752 | 333.3333
[13 empty] | 53062 | 53062 | WI | MROE | 2752 | 333.3333
[13 empty] | 53063 | 53063 | WI | MROE | 2752 | 333.3333
[13 empty] | 53064 | 53064 | WI | RFCW | 2752 | 333.3333
[13 empty] | 53065 | 53065 | WI | MROE | 2752 | 333.3333
[13 empty] | 53066 | 53066 | WI | RFCW | 2752 | 333.3333
[13 empty] | 53069 | 53069 | WI | RFCW | 2752 | 333.3333
[13 empty] | 53070 | 53070 | WI | RFCW | 2752 | 333.3333
[13 empty] | 53072 | 53072 | WI | RFCW | 2752 | 333.3333
[13 empty] | 53073 | 53073 | WI | RFCW | 2752 | 333.3333
[13 empty] | 53074 | 53074 | WI | RFCW | 2752 | 333.3333
[13 empty] | 53075 | 53075 | WI | RFCW | 2752 | 333.3333
[13 empty] | 53076 | 53076 | WI | RFCW | 2752 | 333.3333
[13 empty] | 53078 | 53078 | WI | RFCW | 2752 | 333.3333
[13 empty] | 53079 | 53079 | WI | RFCW | 2752 | 333.3333
[13 empty] | 53080 | 53080 | WI | RFCW | 2752 | 333.3333
[13 empty] | 53081 | 53081 | WI | MROE | 2752 | 333.3333
[13 empty] | 53082 | 53082 | WI | MROE | 2752 | 333.3333
[13 empty] | 53083 | 53083 | WI | MROE | 2752 | 333.3333
[13 empty] | 53085 | 53085 | WI | RFCW | 2752 | 333.3333
[13 empty] | 53086 | 53086 | WI | RFCW | 2752 | 333.3333
[13 empty] | 53088 | 53088 | WI | MROE | 2752 | 333.3333
[13 empty] | 53089 | 53089 | WI | RFCW | 2752 | 333.3333
[13 empty] | 53090 | 53090 | WI | RFCW | 2752 | 333.3333
[13 empty] | 53091 | 53091 | WI | RFCW | 2752 | 333.3333
[13 empty] | 53092 | 53092 | WI | RFCW | 2752 | 333.3333
[13 empty] | 53093 | 53093 | WI | RFCW | 2752 | 333.3333
[13 empty] | 53094 | 53094 | WI | RFCW | 2752 | 333.3333
[13 empty] | 53095 | 53095 | WI | RFCW | 2752 | 333.3333
[13 empty] | 53097 | 53097 | WI | RFCW | 2752 | 333.3333
[13 empty] | 53098 | 53098 | WI | RFCW | 2752 | 333.3333
[13 empty] | 53099 | 53099 | WI | RFCW | 2752 | 333.3333
[13 empty] | 53101 | 53101 | WI | MROE | 2752 | 333.3333
[13 empty] | 53102 | 53102 | WI | RFCW | 2752 | 333.3333
[13 empty] | 53103 | 53103 | WI | RFCW | 2752 | 333.3333
[13 empty] | 53104 | 53104 | WI | RFCW | 2752 | 333.3333
[13 empty] | 53105 | 53105 | WI | RFCW | 2752 | 333.3333
[13 empty] | 53108 | 53108 | WI | RFCW | 2752 | 333.3333
[13 empty] | 53109 | 53109 | WI | RFCW | 2752 | 333.3333
[13 empty] | 53110 | 53110 | WI | RFCW | 2752 | 333.3333
[13 empty] | 53114 | 53114 | WI | MROE | 2752 | 333.3333
[13 empty] | 53115 | 53115 | WI | RFCW | 2752 | 333.3333
[13 empty] | 53118 | 53118 | WI | RFCW | 2752 | 333.3333
[13 empty] | 53119 | 53119 | WI | RFCW | 2752 | 333.3333
[13 empty] | 53120 | 53120 | WI | RFCW | 2752 | 333.3333
[13 empty] | 53121 | 53121 | WI | RFCW | 2752 | 333.3333
[13 empty] | 53122 | 53122 | WI | RFCW | 2752 | 333.3333
[13 empty] | 53125 | 53125 | WI | MROE | 2752 | 333.3333
[13 empty] | 53126 | 53126 | WI | RFCW | 2752 | 333.3333
[13 empty] | 53127 | 53127 | WI | RFCW | 2752 | 333.3333
[13 empty] | 53128 | 53128 | WI | MROE | 2752 | 333.3333
[13 empty] | 53129 | 53129 | WI | RFCW | 2752 | 333.3333
[13 empty] | 53130 | 53130 | WI | RFCW | 2752 | 333.3333
[13 empty] | 53132 | 53132 | WI | RFCW | 2752 | 333.3333
[13 empty] | 53137 | 53137 | WI | RFCW | 2752 | 333.3333
[13 empty] | 53138 | 53138 | WI | RFCW | 2752 | 333.3333
[13 empty] | 53139 | 53139 | WI | RFCW | 2752 | 333.3333
[13 empty] | 53140 | 53140 | WI | RFCW | 2752 | 333.3333
[13 empty] | 53141 | 53141 | WI | RFCW | 2752 | 333.3333
[13 empty] | 53142 | 53142 | WI | RFCW | 2752 | 333.3333
[13 empty] | 53143 | 53143 | WI | RFCW | 2752 | 333.3333
[13 empty] | 53144 | 53144 | WI | RFCW | 2752 | 333.3333
[13 empty] | 53146 | 53146 | WI | RFCW | 2752 | 333.3333
[13 empty] | 53147 | 53147 | WI | MROE | 2752 | 333.3333
[13 empty] | 53148 | 53148 | WI | RFCW | 2752 | 333.3333
[13 empty] | 53149 | 53149 | WI | RFCW | 2752 | 333.3333
[13 empty] | 53150 | 53150 | WI | RFCW | 2752 | 333.3333
[13 empty] | 53151 | 53151 | WI | RFCW | 2752 | 333.3333
[13 empty] | 53152 | 53152 | WI | RFCW | 2752 | 333.3333
[13 empty] | 53153 | 53153 | WI | RFCW | 2752 | 333.3333
[13 empty] | 53154 | 53154 | WI | RFCW | 2752 | 333.3333
[13 empty] | 53156 | 53156 | WI | RFCW | 2752 | 333.3333
[13 empty] | 53157 | 53157 | WI | MROE | 2752 | 333.3333
[13 empty] | 53158 | 53158 | WI | RFCW | 2752 | 333.3333
[13 empty] | 53159 | 53159 | WI | MROE | 2752 | 333.3333
[13 empty] | 53167 | 53167 | WI | RFCW | 2752 | 333.3333
[13 empty] | 53168 | 53168 | WI | RFCW | 2752 | 333.3333
[13 empty] | 53170 | 53170 | WI | RFCW | 2752 | 333.3333
[13 empty] | 53171 | 53171 | WI | RFCW | 2752 | 333.3333
[13 empty] | 53172 | 53172 | WI | RFCW | 2752 | 333.3333
[13 empty] | 53176 | 53176 | WI | RFCW | 2752 | 333.3333
[13 empty] | 53177 | 53177 | WI | RFCW | 2752 | 333.3333
[13 empty] | 53178 | 53178 | WI | RFCW | 2752 | 333.3333
[13 empty] | 53179 | 53179 | WI | RFCW | 2752 | 333.3333
[13 empty] | 53181 | 53181 | WI | MROE | 2752 | 333.3333
[13 empty] | 53182 | 53182 | WI | RFCW | 2752 | 333.3333
[13 empty] | 53183 | 53183 | WI | RFCW | 2752 | 333.3333
[13 empty] | 53184 | 53184 | WI | MROE | 2752 | 333.3333
[13 empty] | 53185 | 53185 | WI | RFCW | 2752 | 333.3333
[13 empty] | 53186 | 53186 | WI | RFCW | 2752 | 333.3333
[13 empty] | 53187 | 53187 | WI | RFCW | 2752 | 333.3333
[13 empty] | 53188 | 53188 | WI | RFCW | 2752 | 333.3333
[13 empty] | 53189 | 53189 | WI | RFCW | 2752 | 333.3333
[13 empty] | 53190 | 53190 | WI | RFCW | 2752 | 333.3333
[13 empty] | 53191 | 53191 | WI | MROE | 2752 | 333.3333
[13 empty] | 53192 | 53192 | WI | RFCW | 2752 | 333.3333
[13 empty] | 53194 | 53194 | WI | RFCW | 2752 | 333.3333
[13 empty] | 53195 | 53195 | WI | MROE | 2752 | 333.3333
[13 empty] | 53199 | 53199 | WI | RFCW | 2752 | 333.3333
[13 empty] | 53201 | 53201 | WI | RFCW | 3211.3333 | 139.3333
[13 empty] | 53202 | 53202 | WI | RFCW | 3211.3333 | 139.3333
[13 empty] | 53203 | 53203 | WI | RFCW | 3211.3333 | 139.3333
[13 empty] | 53204 | 53204 | WI | RFCW | 3211.3333 | 139.3333
[13 empty] | 53205 | 53205 | WI | RFCW | 3211.3333 | 139.3333
[13 empty] | 53206 | 53206 | WI | RFCW | 3211.3333 | 139.3333
[13 empty] | 53207 | 53207 | WI | RFCW | 3211.3333 | 139.3333
[13 empty] | 53208 | 53208 | WI | RFCW | 3211.3333 | 139.3333
[13 empty] | 53209 | 53209 | WI | RFCW | 3211.3333 | 139.3333
[13 empty] | 53210 | 53210 | WI | RFCW | 3211.3333 | 139.3333
[13 empty] | 53211 | 53211 | WI | RFCW | 3211.3333 | 139.3333
[13 empty] | 53212 | 53212 | WI | RFCW | 3211.3333 | 139.3333
[13 empty] | 53213 | 53213 | WI | RFCW | 3211.3333 | 139.3333
[13 empty] | 53214 | 53214 | WI | RFCW | 3211.3333 | 139.3333
[13 empty] | 53215 | 53215 | WI | RFCW | 3211.3333 | 139.3333
[13 empty] | 53216 | 53216 | WI | RFCW | 3211.3333 | 139.3333
[13 empty] | 53217 | 53217 | WI | RFCW | 3211.3333 | 139.3333
[13 empty] | 53218 | 53218 | WI | RFCW | 3211.3333 | 139.3333
[13 empty] | 53219 | 53219 | WI | RFCW | 3211.3333 | 139.3333
[13 empty] | 53220 | 53220 | WI | RFCW | 3211.3333 | 139.3333
[13 empty] | 53221 | 53221 | WI | RFCW | 3211.3333 | 139.3333
[13 empty] | 53222 | 53222 | WI | RFCW | 3211.3333 | 139.3333
[13 empty] | 53223 | 53223 | WI | RFCW | 3211.3333 | 139.3333
[13 empty] | 53224 | 53224 | WI | RFCW | 3211.3333 | 139.3333
[13 empty] | 53225 | 53225 | WI | RFCW | 3211.3333 | 139.3333
[13 empty] | 53226 | 53226 | WI | RFCW | 3211.3333 | 139.3333
[13 empty] | 53227 | 53227 | WI | RFCW | 3211.3333 | 139.3333
[13 empty] | 53228 | 53228 | WI | RFCW | 3211.3333 | 139.3333
[13 empty] | 53233 | 53233 | WI | RFCW | 3211.3333 | 139.3333
[13 empty] | 53234 | 53234 | WI | RFCW | 3211.3333 | 139.3333
[13 empty] | 53235 | 53235 | WI | RFCW | 3211.3333 | 139.3333
[13 empty] | 53237 | 53237 | WI | RFCW | 3211.3333 | 139.3333
[13 empty] | 53244 | 53244 | WI | RFCW | 3211.3333 | 139.3333
[13 empty] | 53259 | 53259 | WI | RFCW | 3211.3333 | 139.3333
[13 empty] | 53263 | 53263 | WI | RFCW | 3211.3333 | 139.3333
[13 empty] | 53267 | 53267 | WI | RFCW | 3211.3333 | 139.3333
[13 empty] | 53268 | 53268 | WI | RFCW | 3211.3333 | 139.3333
[13 empty] | 53274 | 53274 | WI | RFCW | 3211.3333 | 139.3333
[13 empty] | 53278 | 53278 | WI | RFCW | 3211.3333 | 139.3333
[13 empty] | 53288 | 53288 | WI | RFCW | 3211.3333 | 139.3333
[13 empty] | 53290 | 53290 | WI | RFCW | 3211.3333 | 139.3333
[13 empty] | 53293 | 53293 | WI | RFCW | 3211.3333 | 139.3333
[13 empty] | 53295 | 53295 | WI | RFCW | 3211.3333 | 139.3333
[13 empty] | 53401 | 53401 | WI | RFCW | 3211.3333 | 139.3333
[13 empty] | 53402 | 53402 | WI | RFCW | 3211.3333 | 139.3333
[13 empty] | 53403 | 53403 | WI | RFCW | 3211.3333 | 139.3333
[13 empty] | 53404 | 53404 | WI | RFCW | 3211.3333 | 139.3333
[13 empty] | 53405 | 53405 | WI | RFCW | 3211.3333 | 139.3333
[13 empty] | 53406 | 53406 | WI | RFCW | 3211.3333 | 139.3333
[13 empty] | 53407 | 53407 | WI | RFCW | 3211.3333 | 139.3333
[13 empty] | 53408 | 53408 | WI | RFCW | 3211.3333 | 139.3333
[13 empty] | 53501 | 53501 | WI | MROE | 3211.3333 | 139.3333
[13 empty] | 53502 | 53502 | WI | MROE | 3211.3333 | 139.3333
[13 empty] | 53503 | 53503 | WI | MROE | 3211.3333 | 139.3333
[13 empty] | 53504 | 53504 | WI | MROW | 3211.3333 | 139.3333
[13 empty] | 53505 | 53505 | WI | MROE | 3211.3333 | 139.3333
[13 empty] | 53506 | 53506 | WI | MROE | 3211.3333 | 139.3333
[13 empty] | 53507 | 53507 | WI | MROE | 3211.3333 | 139.3333
[13 empty] | 53508 | 53508 | WI | MROE | 3211.3333 | 139.3333
[13 empty] | 53510 | 53510 | WI | MROE | 3211.3333 | 139.3333
[13 empty] | 53511 | 53511 | WI | MROE | 3211.3333 | 139.3333
[13 empty] | 53512 | 53512 | WI | MROE | 3211.3333 | 139.3333
[13 empty] | 53515 | 53515 | WI | MROE | 3211.3333 | 139.3333
[13 empty] | 53516 | 53516 | WI | MROE | 3211.3333 | 139.3333
[13 empty] | 53517 | 53517 | WI | MROE | 3211.3333 | 139.3333
[13 empty] | 53518 | 53518 | WI | MROW | 3211.3333 | 139.3333
[13 empty] | 53520 | 53520 | WI | MROE | 3211.3333 | 139.3333
[13 empty] | 53521 | 53521 | WI | MROE | 3211.3333 | 139.3333
[13 empty] | 53522 | 53522 | WI | MROE | 3211.3333 | 139.3333
[13 empty] | 53523 | 53523 | WI | MROE | 3211.3333 | 139.3333
[13 empty] | 53525 | 53525 | WI | MROE | 3211.3333 | 139.3333
[13 empty] | 53526 | 53526 | WI | MROE | 3211.3333 | 139.3333
[13 empty] | 53527 | 53527 | WI | MROE | 3211.3333 | 139.3333
[13 empty] | 53528 | 53528 | WI | MROE | 3211.3333 | 139.3333
[13 empty] | 53529 | 53529 | WI | MROE | 3211.3333 | 139.3333
[13 empty] | 53530 | 53530 | WI | MROW | 3211.3333 | 139.3333
[13 empty] | 53531 | 53531 | WI | RFCW | 3211.3333 | 139.3333
[13 empty] | 53532 | 53532 | WI | MROE | 3211.3333 | 139.3333
[13 empty] | 53533 | 53533 | WI | MROE | 3211.3333 | 139.3333
[13 empty] | 53534 | 53534 | WI | MROE | 3211.3333 | 139.3333
[13 empty] | 53535 | 53535 | WI | MROE | 3211.3333 | 139.3333
[13 empty] | 53536 | 53536 | WI | MROE | 3211.3333 | 139.3333
[13 empty] | 53537 | 53537 | WI | MROE | 3211.3333 | 139.3333
[13 empty] | 53538 | 53538 | WI | RFCW | 3211.3333 | 139.3333
[13 empty] | 53540 | 53540 | WI | MROE | 3211.3333 | 139.3333
[13 empty] | 53541 | 53541 | WI | MROW | 3211.3333 | 139.3333
[13 empty] | 53542 | 53542 | WI | MROE | 3211.3333 | 139.3333
[13 empty] | 53543 | 53543 | WI | MROE | 3211.3333 | 139.3333
[13 empty] | 53544 | 53544 | WI | MROE | 3211.3333 | 139.3333
[13 empty] | 53545 | 53545 | WI | MROE | 3211.3333 | 139.3333
[13 empty] | 53546 | 53546 | WI | MROE | 3211.3333 | 139.3333
[13 empty] | 53547 | 53547 | WI | MROE | 3211.3333 | 139.3333
[13 empty] | 53548 | 53548 | WI | MROE | 3211.3333 | 139.3333
[13 empty] | 53549 | 53549 | WI | RFCW | 3211.3333 | 139.3333
[13 empty] | 53550 | 53550 | WI | MROE | 3211.3333 | 139.3333
[13 empty] | 53551 | 53551 | WI | RFCW | 3211.3333 | 139.3333
[13 empty] | 53553 | 53553 | WI | MROE | 3211.3333 | 139.3333
[13 empty] | 53554 | 53554 | WI | MROE | 3211.3333 | 139.3333
[13 empty] | 53555 | 53555 | WI | MROE | 3211.3333 | 139.3333
[13 empty] | 53556 | 53556 | WI | MROE | 3211.3333 | 139.3333
[13 empty] | 53557 | 53557 | WI | RFCW | 3211.3333 | 139.3333
[13 empty] | 53558 | 53558 | WI | MROE | 3211.3333 | 139.3333
[13 empty] | 53559 | 53559 | WI | RFCW | 3211.3333 | 139.3333
[13 empty] | 53560 | 53560 | WI | MROE | 3211.3333 | 139.3333
[13 empty] | 53561 | 53561 | WI | MROE | 3211.3333 | 139.3333
[13 empty] | 53562 | 53562 | WI | MROE | 3211.3333 | 139.3333
[13 empty] | 53563 | 53563 | WI | MROE | 3211.3333 | 139.3333
[13 empty] | 53565 | 53565 | WI | MROE | 3211.3333 | 139.3333
[13 empty] | 53566 | 53566 | WI | MROE | 3211.3333 | 139.3333
[13 empty] | 53569 | 53569 | WI | MROE | 3211.3333 | 139.3333
[13 empty] | 53570 | 53570 | WI | MROE | 3211.3333 | 139.3333
[13 empty] | 53571 | 53571 | WI | MROE | 3211.3333 | 139.3333
[13 empty] | 53572 | 53572 | WI | MROE | 3211.3333 | 139.3333
[13 empty] | 53573 | 53573 | WI | MROE | 3211.3333 | 139.3333
[13 empty] | 53574 | 53574 | WI | MROE | 3211.3333 | 139.3333
[13 empty] | 53575 | 53575 | WI | MROE | 3211.3333 | 139.3333
[13 empty] | 53576 | 53576 | WI | MROE | 3211.3333 | 139.3333
[13 empty] | 53577 | 53577 | WI | MROE | 3211.3333 | 139.3333
[13 empty] | 53578 | 53578 | WI | MROE | 3211.3333 | 139.3333
[13 empty] | 53579 | 53579 | WI | RFCW | 3211.3333 | 139.3333
[13 empty] | 53580 | 53580 | WI | MROE | 3211.3333 | 139.3333
[13 empty] | 53581 | 53581 | WI | MROW | 3211.3333 | 139.3333
[13 empty] | 53582 | 53582 | WI | MROE | 3211.3333 | 139.3333
[13 empty] | 53583 | 53583 | WI | MROE | 3211.3333 | 139.3333
[13 empty] | 53584 | 53584 | WI | MROE | 3211.3333 | 139.3333
[13 empty] | 53585 | 53585 | WI | MROE | 3211.3333 | 139.3333
[13 empty] | 53586 | 53586 | WI | MROW | 3211.3333 | 139.3333
[13 empty] | 53587 | 53587 | WI | MROE | 3211.3333 | 139.3333
[13 empty] | 53588 | 53588 | WI | MROE | 3211.3333 | 139.3333
[13 empty] | 53589 | 53589 | WI | MROE | 3211.3333 | 139.3333
[13 empty] | 53590 | 53590 | WI | MROE | 3211.3333 | 139.3333
[13 empty] | 53593 | 53593 | WI | MROE | 3211.3333 | 139.3333
[13 empty] | 53594 | 53594 | WI | RFCW | 3211.3333 | 139.3333
[13 empty] | 53595 | 53595 | WI | MROE | 3211.3333 | 139.3333
[13 empty] | 53596 | 53596 | WI | MROE | 3211.3333 | 139.3333
[13 empty] | 53597 | 53597 | WI | MROE | 3211.3333 | 139.3333
[13 empty] | 53598 | 53598 | WI | MROE | 3211.3333 | 139.3333
[13 empty] | 53599 | 53599 | WI | MROE | 3211.3333 | 139.3333
[13 empty] | 53701 | 53701 | WI | MROE | 3357.6667 | 189.3333
[13 empty] | 53702 | 53702 | WI | MROE | 3357.6667 | 189.3333
[13 empty] | 53703 | 53703 | WI | MROE | 3357.6667 | 189.3333
[13 empty] | 53704 | 53704 | WI | MROE | 3357.6667 | 189.3333
[13 empty] | 53705 | 53705 | WI | MROE | 3357.6667 | 189.3333
[13 empty] | 53706 | 53706 | WI | MROE | 3357.6667 | 189.3333
[13 empty] | 53707 | 53707 | WI | MROE | 3357.6667 | 189.3333
[13 empty] | 53708 | 53708 | WI | MROE | 3357.6667 | 189.3333
[13 empty] | 53711 | 53711 | WI | MROE | 3357.6667 | 189.3333
[13 empty] | 53713 | 53713 | WI | MROE | 3357.6667 | 189.3333
[13 empty] | 53714 | 53714 | WI | MROE | 3357.6667 | 189.3333
[13 empty] | 53715 | 53715 | WI | MROE | 3357.6667 | 189.3333
[13 empty] | 53716 | 53716 | WI | MROE | 3357.6667 | 189.3333
[13 empty] | 53717 | 53717 | WI | MROE | 3357.6667 | 189.3333
[13 empty] | 53718 | 53718 | WI | MROE | 3357.6667 | 189.3333
[13 empty] | 53719 | 53719 | WI | MROE | 3357.6667 | 189.3333
[13 empty] | 53725 | 53725 | WI | MROE | 3357.6667 | 189.3333
[13 empty] | 53726 | 53726 | WI | MROE | 3357.6667 | 189.3333
[13 empty] | 53744 | 53744 | WI | MROE | 3357.6667 | 189.3333
[13 empty] | 53774 | 53774 | WI | MROE | 3357.6667 | 189.3333
[13 empty] | 53777 | 53777 | WI | MROE | 3357.6667 | 189.3333
[13 empty] | 53778 | 53778 | WI | MROE | 3357.6667 | 189.3333
[13 empty] | 53779 | 53779 | WI | MROE | 3357.6667 | 189.3333
[13 empty] | 53782 | 53782 | WI | MROE | 3357.6667 | 189.3333
[13 empty] | 53783 | 53783 | WI | MROE | 3357.6667 | 189.3333
[13 empty] | 53784 | 53784 | WI | MROE | 3357.6667 | 189.3333
[13 empty] | 53785 | 53785 | WI | MROE | 3357.6667 | 189.3333
[13 empty] | 53786 | 53786 | WI | MROE | 3357.6667 | 189.3333
[13 empty] | 53788 | 53788 | WI | MROE | 3357.6667 | 189.3333
[13 empty] | 53789 | 53789 | WI | MROE | 3357.6667 | 189.3333
[13 empty] | 53790 | 53790 | WI | MROE | 3357.6667 | 189.3333
[13 empty] | 53791 | 53791 | WI | MROE | 3357.6667 | 189.3333
[13 empty] | 53792 | 53792 | WI | MROE | 3357.6667 | 189.3333
[13 empty] | 53793 | 53793 | WI | MROE | 3357.6667 | 189.3333
[13 empty] | 53794 | 53794 | WI | MROE | 3357.6667 | 189.3333
[13 empty] | 53801 | 53801 | WI | MROE | 3357.6667 | 189.3333
[13 empty] | 53802 | 53802 | WI | MROW | 3357.6667 | 189.3333
[13 empty] | 53803 | 53803 | WI | MROE | 3357.6667 | 189.3333
[13 empty] | 53804 | 53804 | WI | MROW | 3357.6667 | 189.3333
[13 empty] | 53805 | 53805 | WI | MROW | 3357.6667 | 189.3333
[13 empty] | 53806 | 53806 | WI | MROW | 3357.6667 | 189.3333
[13 empty] | 53807 | 53807 | WI | MROE | 3357.6667 | 189.3333
[13 empty] | 53808 | 53808 | WI | MROE | 3357.6667 | 189.3333
[13 empty] | 53809 | 53809 | WI | MROW | 3357.6667 | 189.3333
[13 empty] | 53810 | 53810 | WI | MROE | 3357.6667 | 189.3333
[13 empty] | 53811 | 53811 | WI | MROE | 3357.6667 | 189.3333
[13 empty] | 53812 | 53812 | WI | MROE | 3357.6667 | 189.3333
[13 empty] | 53813 | 53813 | WI | MROE | 3357.6667 | 189.3333
[13 empty] | 53816 | 53816 | WI | MROE | 3357.6667 | 189.3333
[13 empty] | 53817 | 53817 | WI | MROE | 3357.6667 | 189.3333
[13 empty] | 53818 | 53818 | WI | MROW | 3357.6667 | 189.3333
[13 empty] | 53820 | 53820 | WI | MROE | 3357.6667 | 189.3333
[13 empty] | 53821 | 53821 | WI | MROE | 3357.6667 | 189.3333
[13 empty] | 53824 | 53824 | WI | MROW | 3357.6667 | 189.3333
[13 empty] | 53825 | 53825 | WI | MROE | 3357.6667 | 189.3333
[13 empty] | 53826 | 53826 | WI | MROW | 3357.6667 | 189.3333
[13 empty] | 53827 | 53827 | WI | MROW | 3357.6667 | 189.3333
[13 empty] | 53901 | 53901 | WI | MROE | 3357.6667 | 189.3333
[13 empty] | 53910 | 53910 | WI | MROE | 3357.6667 | 189.3333
[13 empty] | 53911 | 53911 | WI | MROE | 3357.6667 | 189.3333
[13 empty] | 53913 | 53913 | WI | MROE | 3357.6667 | 189.3333
[13 empty] | 53916 | 53916 | WI | MROE | 3357.6667 | 189.3333
[13 empty] | 53919 | 53919 | WI | MROE | 3357.6667 | 189.3333
[13 empty] | 53920 | 53920 | WI | MROE | 3357.6667 | 189.3333
[13 empty] | 53922 | 53922 | WI | MROE | 3357.6667 | 189.3333
[13 empty] | 53923 | 53923 | WI | MROE | 3357.6667 | 189.3333
[13 empty] | 53924 | 53924 | WI | MROW | 3357.6667 | 189.3333
[13 empty] | 53925 | 53925 | WI | MROE | 3357.6667 | 189.3333
[13 empty] | 53926 | 53926 | WI | MROE | 3357.6667 | 189.3333
[13 empty] | 53927 | 53927 | WI | MROE | 3357.6667 | 189.3333
[13 empty] | 53928 | 53928 | WI | MROE | 3357.6667 | 189.3333
[13 empty] | 53929 | 53929 | WI | MROW | 3357.6667 | 189.3333
[13 empty] | 53930 | 53930 | WI | MROE | 3357.6667 | 189.3333
[13 empty] | 53931 | 53931 | WI | MROE | 3357.6667 | 189.3333
[13 empty] | 53932 | 53932 | WI | MROE | 3357.6667 | 189.3333
[13 empty] | 53933 | 53933 | WI | MROE | 3357.6667 | 189.3333
[13 empty] | 53934 | 53934 | WI | MROE | 3357.6667 | 189.3333
[13 empty] | 53935 | 53935 | WI | MROE | 3357.6667 | 189.3333
[13 empty] | 53936 | 53936 | WI | MROE | 3357.6667 | 189.3333
[13 empty] | 53937 | 53937 | WI | MROE | 3357.6667 | 189.3333
[13 empty] | 53939 | 53939 | WI | MROE | 3357.6667 | 189.3333
[13 empty] | 53940 | 53940 | WI | MROE | 3357.6667 | 189.3333
[13 empty] | 53941 | 53941 | WI | MROW | 3357.6667 | 189.3333
[13 empty] | 53942 | 53942 | WI | MROE | 3357.6667 | 189.3333
[13 empty] | 53943 | 53943 | WI | MROE | 3357.6667 | 189.3333
[13 empty] | 53944 | 53944 | WI | MROW | 3357.6667 | 189.3333
[13 empty] | 53946 | 53946 | WI | MROE | 3357.6667 | 189.3333
[13 empty] | 53947 | 53947 | WI | MROE | 3357.6667 | 189.3333
[13 empty] | 53948 | 53948 | WI | MROW | 3357.6667 | 189.3333
[13 empty] | 53949 | 53949 | WI | MROE | 3357.6667 | 189.3333
[13 empty] | 53950 | 53950 | WI | MROW | 3357.6667 | 189.3333
[13 empty] | 53951 | 53951 | WI | MROE | 3357.6667 | 189.3333
[13 empty] | 53952 | 53952 | WI | MROE | 3357.6667 | 189.3333
[13 empty] | 53953 | 53953 | WI | MROE | 3357.6667 | 189.3333
[13 empty] | 53954 | 53954 | WI | MROE | 3357.6667 | 189.3333
[13 empty] | 53955 | 53955 | WI | MROE | 3357.6667 | 189.3333
[13 empty] | 53956 | 53956 | WI | MROE | 3357.6667 | 189.3333
[13 empty] | 53957 | 53957 | WI | MROE | 3357.6667 | 189.3333
[13 empty] | 53958 | 53958 | WI | MROE | 3357.6667 | 189.3333
[13 empty] | 53959 | 53959 | WI | MROE | 3357.6667 | 189.3333
[13 empty] | 53960 | 53960 | WI | MROE | 3357.6667 | 189.3333
[13 empty] | 53961 | 53961 | WI | MROE | 3357.6667 | 189.3333
[13 empty] | 53962 | 53962 | WI | MROE | 3357.6667 | 189.3333
[13 empty] | 53963 | 53963 | WI | MROE | 3357.6667 | 189.3333
[13 empty] | 53964 | 53964 | WI | MROE | 3357.6667 | 189.3333
[13 empty] | 53965 | 53965 | WI | MROE | 3357.6667 | 189.3333
[13 empty] | 53968 | 53968 | WI | MROW | 3357.6667 | 189.3333
[13 empty] | 53969 | 53969 | WI | MROE | 3357.6667 | 189.3333
[13 empty] | 54001 | 54001 | WI | MROW | 3357.6667 | 189.3333
[13 empty] | 54002 | 54002 | WI | MROW | 3357.6667 | 189.3333
[13 empty] | 54003 | 54003 | WI | MROW | 3357.6667 | 189.3333
[13 empty] | 54004 | 54004 | WI | MROW | 3357.6667 | 189.3333
[13 empty] | 54005 | 54005 | WI | MROW | 3357.6667 | 189.3333
[13 empty] | 54006 | 54006 | WI | MROW | 3357.6667 | 189.3333
[13 empty] | 54007 | 54007 | WI | MROW | 3357.6667 | 189.3333
[13 empty] | 54009 | 54009 | WI | MROW | 3357.6667 | 189.3333
[13 empty] | 54010 | 54010 | WI | MROW | 3357.6667 | 189.3333
[13 empty] | 54011 | 54011 | WI | MROW | 3357.6667 | 189.3333
[13 empty] | 54013 | 54013 | WI | MROW | 3357.6667 | 189.3333
[13 empty] | 54014 | 54014 | WI | MROW | 3357.6667 | 189.3333
[13 empty] | 54015 | 54015 | WI | MROW | 3357.6667 | 189.3333
[13 empty] | 54016 | 54016 | WI | MROW | 3357.6667 | 189.3333
[13 empty] | 54017 | 54017 | WI | MROW | 3357.6667 | 189.3333
[13 empty] | 54020 | 54020 | WI | MROW | 3357.6667 | 189.3333
[13 empty] | 54021 | 54021 | WI | MROW | 3357.6667 | 189.3333
[13 empty] | 54022 | 54022 | WI | MROW | 3357.6667 | 189.3333
[13 empty] | 54023 | 54023 | WI | MROW | 3357.6667 | 189.3333
[13 empty] | 54024 | 54024 | WI | MROW | 3357.6667 | 189.3333
[13 empty] | 54025 | 54025 | WI | MROW | 3357.6667 | 189.3333
[13 empty] | 54026 | 54026 | WI | MROW | 3357.6667 | 189.3333
[13 empty] | 54027 | 54027 | WI | MROW | 3357.6667 | 189.3333
[13 empty] | 54028 | 54028 | WI | MROW | 3357.6667 | 189.3333
[13 empty] | 54082 | 54082 | WI | MROW | 3357.6667 | 189.3333
[13 empty] | 54101 | 54101 | WI | MROE | 3357.6667 | 189.3333
[13 empty] | 54102 | 54102 | WI | MROE | 3357.6667 | 189.3333
[13 empty] | 54103 | 54103 | WI | MROE | 3357.6667 | 189.3333
[13 empty] | 54104 | 54104 | WI | MROE | 3357.6667 | 189.3333
[13 empty] | 54106 | 54106 | WI | RFCW | 3357.6667 | 189.3333
[13 empty] | 54107 | 54107 | WI | RFCW | 3357.6667 | 189.3333
[13 empty] | 54110 | 54110 | WI | MROE | 3357.6667 | 189.3333
[13 empty] | 54111 | 54111 | WI | RFCW | 3357.6667 | 189.3333
[13 empty] | 54112 | 54112 | WI | MROE | 3357.6667 | 189.3333
[13 empty] | 54113 | 54113 | WI | RFCW | 3357.6667 | 189.3333
[13 empty] | 54114 | 54114 | WI | MROE | 3357.6667 | 189.3333
[13 empty] | 54115 | 54115 | WI | MROE | 3357.6667 | 189.3333
[13 empty] | 54119 | 54119 | WI | MROE | 3357.6667 | 189.3333
[13 empty] | 54120 | 54120 | WI | MROE | 3357.6667 | 189.3333
[13 empty] | 54121 | 54121 | WI | MROE | 3357.6667 | 189.3333
[13 empty] | 54123 | 54123 | WI | MROE | 3357.6667 | 189.3333
[13 empty] | 54124 | 54124 | WI | RFCW | 3357.6667 | 189.3333
[13 empty] | 54125 | 54125 | WI | MROE | 3357.6667 | 189.3333
[13 empty] | 54126 | 54126 | WI | MROE | 3357.6667 | 189.3333
[13 empty] | 54127 | 54127 | WI | RFCW | 3357.6667 | 189.3333
[13 empty] | 54128 | 54128 | WI | MROE | 3357.6667 | 189.3333
[13 empty] | 54129 | 54129 | WI | MROE | 3357.6667 | 189.3333
[13 empty] | 54130 | 54130 | WI | RFCW | 3357.6667 | 189.3333
[13 empty] | 54131 | 54131 | WI | RFCW | 3357.6667 | 189.3333
[13 empty] | 54135 | 54135 | WI | MROE | 3357.6667 | 189.3333
[13 empty] | 54136 | 54136 | WI | RFCW | 3357.6667 | 189.3333
[13 empty] | 54137 | 54137 | WI | RFCW | 3357.6667 | 189.3333
[13 empty] | 54138 | 54138 | WI | MROE | 3357.6667 | 189.3333
[13 empty] | 54139 | 54139 | WI | MROE | 3357.6667 | 189.3333
[13 empty] | 54140 | 54140 | WI | RFCW | 3357.6667 | 189.3333
[13 empty] | 54141 | 54141 | WI | MROE | 3357.6667 | 189.3333
[13 empty] | 54143 | 54143 | WI | MROE | 3357.6667 | 189.3333
[13 empty] | 54149 | 54149 | WI | MROE | 3357.6667 | 189.3333
[13 empty] | 54150 | 54150 | WI | MROE | 3357.6667 | 189.3333
[13 empty] | 54151 | 54151 | WI | MROE | 3357.6667 | 189.3333
[13 empty] | 54152 | 54152 | WI | RFCW | 3357.6667 | 189.3333
[13 empty] | 54153 | 54153 | WI | MROE | 3357.6667 | 189.3333
[13 empty] | 54154 | 54154 | WI | MROE | 3357.6667 | 189.3333
[13 empty] | 54155 | 54155 | WI | MROE | 3357.6667 | 189.3333
[13 empty] | 54156 | 54156 | WI | MROE | 3357.6667 | 189.3333
[13 empty] | 54157 | 54157 | WI | MROE | 3357.6667 | 189.3333
[13 empty] | 54159 | 54159 | WI | MROE | 3357.6667 | 189.3333
[13 empty] | 54160 | 54160 | WI | MROE | 3357.6667 | 189.3333
[13 empty] | 54161 | 54161 | WI | MROE | 3357.6667 | 189.3333
[13 empty] | 54162 | 54162 | WI | RFCW | 3357.6667 | 189.3333
[13 empty] | 54165 | 54165 | WI | RFCW | 3357.6667 | 189.3333
[13 empty] | 54166 | 54166 | WI | MROE | 3357.6667 | 189.3333
[13 empty] | 54169 | 54169 | WI | RFCW | 3357.6667 | 189.3333
[13 empty] | 54170 | 54170 | WI | RFCW | 3357.6667 | 189.3333
[13 empty] | 54171 | 54171 | WI | MROE | 3357.6667 | 189.3333
[13 empty] | 54173 | 54173 | WI | MROE | 3357.6667 | 189.3333
[13 empty] | 54174 | 54174 | WI | MROE | 3357.6667 | 189.3333
[13 empty] | 54175 | 54175 | WI | MROE | 3357.6667 | 189.3333
[13 empty] | 54177 | 54177 | WI | MROE | 3357.6667 | 189.3333
[13 empty] | 54180 | 54180 | WI | MROE | 3357.6667 | 189.3333
[13 empty] | 54182 | 54182 | WI | RFCW | 3357.6667 | 189.3333
[13 empty] | 54201 | 54201 | WI | MROE | 3357.6667 | 189.3333
[13 empty] | 54202 | 54202 | WI | MROE | 3357.6667 | 189.3333
[13 empty] | 54204 | 54204 | WI | MROE | 3357.6667 | 189.3333
[13 empty] | 54205 | 54205 | WI | MROE | 3357.6667 | 189.3333
[13 empty] | 54207 | 54207 | WI | MROE | 3357.6667 | 189.3333
[13 empty] | 54208 | 54208 | WI | MROE | 3357.6667 | 189.3333
[13 empty] | 54209 | 54209 | WI | MROE | 3357.6667 | 189.3333
[13 empty] | 54210 | 54210 | WI | MROE | 3357.6667 | 189.3333
[13 empty] | 54211 | 54211 | WI | MROE | 3357.6667 | 189.3333
[13 empty] | 54212 | 54212 | WI | MROE | 3357.6667 | 189.3333
[13 empty] | 54213 | 54213 | WI | MROE | 3357.6667 | 189.3333
[13 empty] | 54214 | 54214 | WI | MROE | 3357.6667 | 189.3333
[13 empty] | 54215 | 54215 | WI | MROE | 3357.6667 | 189.3333
[13 empty] | 54216 | 54216 | WI | MROE | 3357.6667 | 189.3333
[13 empty] | 54217 | 54217 | WI | MROE | 3357.6667 | 189.3333
[13 empty] | 54220 | 54220 | WI | MROE | 3357.6667 | 189.3333
[13 empty] | 54221 | 54221 | WI | MROE | 3357.6667 | 189.3333
[13 empty] | 54226 | 54226 | WI | MROE | 3357.6667 | 189.3333
[13 empty] | 54227 | 54227 | WI | MROE | 3357.6667 | 189.3333
[13 empty] | 54228 | 54228 | WI | MROE | 3357.6667 | 189.3333
[13 empty] | 54229 | 54229 | WI | MROE | 3357.6667 | 189.3333
[13 empty] | 54230 | 54230 | WI | MROE | 3357.6667 | 189.3333
[13 empty] | 54232 | 54232 | WI | MROE | 3357.6667 | 189.3333
[13 empty] | 54234 | 54234 | WI | MROE | 3357.6667 | 189.3333
[13 empty] | 54235 | 54235 | WI | MROE | 3357.6667 | 189.3333
[13 empty] | 54240 | 54240 | WI | MROE | 3357.6667 | 189.3333
[13 empty] | 54241 | 54241 | WI | MROE | 3357.6667 | 189.3333
[13 empty] | 54245 | 54245 | WI | MROE | 3357.6667 | 189.3333
[13 empty] | 54246 | 54246 | WI | MROE | 3357.6667 | 189.3333
[13 empty] | 54247 | 54247 | WI | MROE | 3357.6667 | 189.3333
[13 empty] | 54301 | 54301 | WI | MROE | 3357.6667 | 189.3333
[13 empty] | 54302 | 54302 | WI | MROE | 3357.6667 | 189.3333
[13 empty] | 54303 | 54303 | WI | MROE | 3357.6667 | 189.3333
[13 empty] | 54304 | 54304 | WI | MROE | 3357.6667 | 189.3333
[13 empty] | 54305 | 54305 | WI | MROE | 3357.6667 | 189.3333
[13 empty] | 54306 | 54306 | WI | MROE | 3357.6667 | 189.3333
[13 empty] | 54307 | 54307 | WI | MROE | 3357.6667 | 189.3333
[13 empty] | 54308 | 54308 | WI | MROE | 3357.6667 | 189.3333
[13 empty] | 54311 | 54311 | WI | MROE | 3357.6667 | 189.3333
[13 empty] | 54313 | 54313 | WI | MROE | 3357.6667 | 189.3333
[13 empty] | 54324 | 54324 | WI | MROE | 3357.6667 | 189.3333
[13 empty] | 54344 | 54344 | WI | MROE | 3357.6667 | 189.3333
[13 empty] | 54401 | 54401 | WI | MROE | 3357.6667 | 189.3333
[13 empty] | 54402 | 54402 | WI | MROE | 3357.6667 | 189.3333
[13 empty] | 54403 | 54403 | WI | MROE | 3357.6667 | 189.3333
[13 empty] | 54404 | 54404 | WI | MROE | 3357.6667 | 189.3333
[13 empty] | 54405 | 54405 | WI | MROW | 3357.6667 | 189.3333
[13 empty] | 54406 | 54406 | WI | MROE | 3357.6667 | 189.3333
[13 empty] | 54407 | 54407 | WI | MROE | 3357.6667 | 189.3333
[13 empty] | 54408 | 54408 | WI | MROE | 3357.6667 | 189.3333
[13 empty] | 54409 | 54409 | WI | MROE | 3357.6667 | 189.3333
[13 empty] | 54410 | 54410 | WI | MROE | 3357.6667 | 189.3333
[13 empty] | 54411 | 54411 | WI | MROE | 3357.6667 | 189.3333
[13 empty] | 54412 | 54412 | WI | MROE | 3357.6667 | 189.3333
[13 empty] | 54413 | 54413 | WI | MROW | 3357.6667 | 189.3333
[13 empty] | 54414 | 54414 | WI | MROE | 3357.6667 | 189.3333
[13 empty] | 54415 | 54415 | WI | MROE | 3357.6667 | 189.3333
[13 empty] | 54416 | 54416 | WI | MROE | 3357.6667 | 189.3333
[13 empty] | 54417 | 54417 | WI | MROE | 3357.6667 | 189.3333
[13 empty] | 54418 | 54418 | WI | MROE | 3357.6667 | 189.3333
[13 empty] | 54420 | 54420 | WI | MROW | 3357.6667 | 189.3333
[13 empty] | 54421 | 54421 | WI | MROW | 3357.6667 | 189.3333
[13 empty] | 54422 | 54422 | WI | MROW | 3357.6667 | 189.3333
[13 empty] | 54423 | 54423 | WI | MROE | 3357.6667 | 189.3333
[13 empty] | 54424 | 54424 | WI | MROE | 3357.6667 | 189.3333
[13 empty] | 54425 | 54425 | WI | MROW | 3357.6667 | 189.3333
[13 empty] | 54426 | 54426 | WI | MROE | 3357.6667 | 189.3333
[13 empty] | 54427 | 54427 | WI | MROE | 3357.6667 | 189.3333
[13 empty] | 54428 | 54428 | WI | MROE | 3357.6667 | 189.3333
[13 empty] | 54429 | 54429 | WI | MROE | 3357.6667 | 189.3333
[13 empty] | 54430 | 54430 | WI | MROE | 3357.6667 | 189.3333
[13 empty] | 54432 | 54432 | WI | MROE | 3357.6667 | 189.3333
[13 empty] | 54433 | 54433 | WI | MROW | 3357.6667 | 189.3333
[13 empty] | 54434 | 54434 | WI | MROW | 3357.6667 | 189.3333
[13 empty] | 54435 | 54435 | WI | MROE | 3357.6667 | 189.3333
[13 empty] | 54436 | 54436 | WI | MROW | 3357.6667 | 189.3333
[13 empty] | 54437 | 54437 | WI | MROW | 3357.6667 | 189.3333
[13 empty] | 54439 | 54439 | WI | MROW | 3357.6667 | 189.3333
[13 empty] | 54440 | 54440 | WI | MROE | 3357.6667 | 189.3333
[13 empty] | 54441 | 54441 | WI | MROE | 3357.6667 | 189.3333
[13 empty] | 54442 | 54442 | WI | MROE | 3357.6667 | 189.3333
[13 empty] | 54443 | 54443 | WI | MROE | 3357.6667 | 189.3333
[13 empty] | 54446 | 54446 | WI | MROW | 3357.6667 | 189.3333
[13 empty] | 54447 | 54447 | WI | MROW | 3357.6667 | 189.3333
[13 empty] | 54448 | 54448 | WI | MROE | 3357.6667 | 189.3333
[13 empty] | 54449 | 54449 | WI | MROE | 3357.6667 | 189.3333
[13 empty] | 54450 | 54450 | WI | MROE | 3357.6667 | 189.3333
[13 empty] | 54451 | 54451 | WI | MROW | 3357.6667 | 189.3333
[13 empty] | 54452 | 54452 | WI | MROE | 3357.6667 | 189.3333
[13 empty] | 54454 | 54454 | WI | MROE | 3357.6667 | 189.3333
[13 empty] | 54455 | 54455 | WI | MROE | 3357.6667 | 189.3333
[13 empty] | 54456 | 54456 | WI | MROW | 3357.6667 | 189.3333
[13 empty] | 54457 | 54457 | WI | MROW | 3357.6667 | 189.3333
[13 empty] | 54458 | 54458 | WI | MROE | 3357.6667 | 189.3333
[13 empty] | 54459 | 54459 | WI | MROW | 3357.6667 | 189.3333
[13 empty] | 54460 | 54460 | WI | MROW | 3357.6667 | 189.3333
[13 empty] | 54462 | 54462 | WI | MROE | 3357.6667 | 189.3333
[13 empty] | 54463 | 54463 | WI | MROE | 3357.6667 | 189.3333
[13 empty] | 54464 | 54464 | WI | MROE | 3357.6667 | 189.3333
[13 empty] | 54465 | 54465 | WI | MROE | 3357.6667 | 189.3333
[13 empty] | 54466 | 54466 | WI | MROW | 3357.6667 | 189.3333
[13 empty] | 54467 | 54467 | WI | MROE | 3357.6667 | 189.3333
[13 empty] | 54469 | 54469 | WI | MROE | 3357.6667 | 189.3333
[13 empty] | 54470 | 54470 | WI | MROW | 3357.6667 | 189.3333
[13 empty] | 54471 | 54471 | WI | MROE | 3357.6667 | 189.3333
[13 empty] | 54472 | 54472 | WI | MROE | 3357.6667 | 189.3333
[13 empty] | 54473 | 54473 | WI | MROE | 3357.6667 | 189.3333
[13 empty] | 54474 | 54474 | WI | MROE | 3357.6667 | 189.3333
[13 empty] | 54475 | 54475 | WI | MROE | 3357.6667 | 189.3333
[13 empty] | 54476 | 54476 | WI | MROE | 3357.6667 | 189.3333
[13 empty] | 54479 | 54479 | WI | MROW | 3357.6667 | 189.3333
[13 empty] | 54480 | 54480 | WI | MROW | 3357.6667 | 189.3333
[13 empty] | 54481 | 54481 | WI | MROE | 3357.6667 | 189.3333
[13 empty] | 54482 | 54482 | WI | MROE | 3357.6667 | 189.3333
[13 empty] | 54484 | 54484 | WI | MROE | 3357.6667 | 189.3333
[13 empty] | 54485 | 54485 | WI | MROE | 3357.6667 | 189.3333
[13 empty] | 54486 | 54486 | WI | MROE | 3357.6667 | 189.3333
[13 empty] | 54487 | 54487 | WI | MROE | 3357.6667 | 189.3333
[13 empty] | 54488 | 54488 | WI | MROW | 3357.6667 | 189.3333
[13 empty] | 54489 | 54489 | WI | MROE | 3357.6667 | 189.3333
[13 empty] | 54490 | 54490 | WI | MROW | 3357.6667 | 189.3333
[13 empty] | 54491 | 54491 | WI | MROE | 3357.6667 | 189.3333
[13 empty] | 54492 | 54492 | WI | MROE | 3357.6667 | 189.3333
[13 empty] | 54493 | 54493 | WI | MROW | 3357.6667 | 189.3333
[13 empty] | 54494 | 54494 | WI | MROE | 3357.6667 | 189.3333
[13 empty] | 54495 | 54495 | WI | MROE | 3357.6667 | 189.3333
[13 empty] | 54498 | 54498 | WI | MROW | 3357.6667 | 189.3333
[13 empty] | 54499 | 54499 | WI | MROE | 3357.6667 | 189.3333
[13 empty] | 54501 | 54501 | WI | MROE | 3357.6667 | 189.3333
[13 empty] | 54511 | 54511 | WI | MROE | 3357.6667 | 189.3333
[13 empty] | 54512 | 54512 | WI | MROE | 3357.6667 | 189.3333
[13 empty] | 54513 | 54513 | WI | MROW | 3357.6667 | 189.3333
[13 empty] | 54514 | 54514 | WI | MROW | 3357.6667 | 189.3333
[13 empty] | 54515 | 54515 | WI | MROW | 3357.6667 | 189.3333
[13 empty] | 54517 | 54517 | WI | MROW | 3357.6667 | 189.3333
[13 empty] | 54519 | 54519 | WI | RFCW | 3357.6667 | 189.3333
[13 empty] | 54520 | 54520 | WI | MROE | 3357.6667 | 189.3333
[13 empty] | 54521 | 54521 | WI | MROE | 3357.6667 | 189.3333
[13 empty] | 54524 | 54524 | WI | MROW | 3357.6667 | 189.3333
[13 empty] | 54525 | 54525 | WI | MROW | 3357.6667 | 189.3333
[13 empty] | 54526 | 54526 | WI | MROW | 3357.6667 | 189.3333
[13 empty] | 54527 | 54527 | WI | MROW | 3357.6667 | 189.3333
[13 empty] | 54529 | 54529 | WI | MROE | 3357.6667 | 189.3333
[13 empty] | 54530 | 54530 | WI | MROW | 3357.6667 | 189.3333
[13 empty] | 54531 | 54531 | WI | MROE | 3357.6667 | 189.3333
[13 empty] | 54532 | 54532 | WI | MROE | 3357.6667 | 189.3333
[13 empty] | 54534 | 54534 | WI | MROW | 3357.6667 | 189.3333
[13 empty] | 54536 | 54536 | WI | MROW | 3357.6667 | 189.3333
[13 empty] | 54537 | 54537 | WI | MROW | 3357.6667 | 189.3333
[13 empty] | 54538 | 54538 | WI | MROE | 3357.6667 | 189.3333
[13 empty] | 54539 | 54539 | WI | MROE | 3357.6667 | 189.3333
[13 empty] | 54540 | 54540 | WI | RFCW | 3357.6667 | 189.3333
[13 empty] | 54541 | 54541 | WI | MROE | 3357.6667 | 189.3333
[13 empty] | 54542 | 54542 | WI | MROE | 3357.6667 | 189.3333
[13 empty] | 54543 | 54543 | WI | MROE | 3357.6667 | 189.3333
[13 empty] | 54545 | 54545 | WI | MROW | 3357.6667 | 189.3333
[13 empty] | 54546 | 54546 | WI | MROW | 3357.6667 | 189.3333
[13 empty] | 54547 | 54547 | WI | MROW | 3357.6667 | 189.3333
[13 empty] | 54548 | 54548 | WI | MROE | 3357.6667 | 189.3333
[13 empty] | 54550 | 54550 | WI | MROW | 3357.6667 | 189.3333
[13 empty] | 54552 | 54552 | WI | MROW | 3357.6667 | 189.3333
[13 empty] | 54554 | 54554 | WI | RFCW | 3357.6667 | 189.3333
[13 empty] | 54555 | 54555 | WI | MROW | 3357.6667 | 189.3333
[13 empty] | 54556 | 54556 | WI | MROW | 3357.6667 | 189.3333
[13 empty] | 54557 | 54557 | WI | MROW | 3357.6667 | 189.3333
[13 empty] | 54558 | 54558 | WI | MROE | 3357.6667 | 189.3333
[13 empty] | 54559 | 54559 | WI | MROW | 3357.6667 | 189.3333
[13 empty] | 54560 | 54560 | WI | MROE | 3357.6667 | 189.3333
[13 empty] | 54561 | 54561 | WI | MROE | 3357.6667 | 189.3333
[13 empty] | 54562 | 54562 | WI | MROE | 3357.6667 | 189.3333
[13 empty] | 54563 | 54563 | WI | MROW | 3357.6667 | 189.3333
[13 empty] | 54564 | 54564 | WI | MROW | 3357.6667 | 189.3333
[13 empty] | 54565 | 54565 | WI | MROW | 3357.6667 | 189.3333
[13 empty] | 54566 | 54566 | WI | MROE | 3357.6667 | 189.3333
[13 empty] | 54568 | 54568 | WI | MROE | 3357.6667 | 189.3333
[13 empty] | 54601 | 54601 | WI | MROW | 3357.6667 | 189.3333
[13 empty] | 54602 | 54602 | WI | MROW | 3357.6667 | 189.3333
[13 empty] | 54603 | 54603 | WI | MROW | 3357.6667 | 189.3333
[13 empty] | 54610 | 54610 | WI | MROW | 3357.6667 | 189.3333
[13 empty] | 54611 | 54611 | WI | MROW | 3357.6667 | 189.3333
[13 empty] | 54612 | 54612 | WI | MROW | 3357.6667 | 189.3333
[13 empty] | 54613 | 54613 | WI | MROE | 3357.6667 | 189.3333
[13 empty] | 54614 | 54614 | WI | MROW | 3357.6667 | 189.3333
[13 empty] | 54615 | 54615 | WI | MROW | 3357.6667 | 189.3333
[13 empty] | 54616 | 54616 | WI | MROW | 3357.6667 | 189.3333
[13 empty] | 54618 | 54618 | WI | MROW | 3357.6667 | 189.3333
[13 empty] | 54619 | 54619 | WI | MROW | 3357.6667 | 189.3333
[13 empty] | 54620 | 54620 | WI | MROW | 3357.6667 | 189.3333
[13 empty] | 54621 | 54621 | WI | MROW | 3357.6667 | 189.3333
[13 empty] | 54622 | 54622 | WI | MROW | 3357.6667 | 189.3333
[13 empty] | 54623 | 54623 | WI | MROW | 3357.6667 | 189.3333
[13 empty] | 54624 | 54624 | WI | MROW | 3357.6667 | 189.3333
[13 empty] | 54625 | 54625 | WI | MROW | 3357.6667 | 189.3333
[13 empty] | 54626 | 54626 | WI | MROE | 3357.6667 | 189.3333
[13 empty] | 54627 | 54627 | WI | MROW | 3357.6667 | 189.3333
[13 empty] | 54628 | 54628 | WI | MROW | 3357.6667 | 189.3333
[13 empty] | 54629 | 54629 | WI | MROW | 3357.6667 | 189.3333
[13 empty] | 54630 | 54630 | WI | MROW | 3357.6667 | 189.3333
[13 empty] | 54631 | 54631 | WI | MROE | 3357.6667 | 189.3333
[13 empty] | 54632 | 54632 | WI | MROW | 3357.6667 | 189.3333
[13 empty] | 54634 | 54634 | WI | MROW | 3357.6667 | 189.3333
[13 empty] | 54635 | 54635 | WI | MROW | 3357.6667 | 189.3333
[13 empty] | 54636 | 54636 | WI | MROW | 3357.6667 | 189.3333
[13 empty] | 54637 | 54637 | WI | MROE | 3357.6667 | 189.3333
[13 empty] | 54638 | 54638 | WI | MROW | 3357.6667 | 189.3333
[13 empty] | 54639 | 54639 | WI | MROW | 3357.6667 | 189.3333
[13 empty] | 54640 | 54640 | WI | MROE | 3357.6667 | 189.3333
[13 empty] | 54641 | 54641 | WI | MROW | 3357.6667 | 189.3333
[13 empty] | 54642 | 54642 | WI | MROW | 3357.6667 | 189.3333
[13 empty] | 54643 | 54643 | WI | MROW | 3357.6667 | 189.3333
[13 empty] | 54644 | 54644 | WI | MROW | 3357.6667 | 189.3333
[13 empty] | 54645 | 54645 | WI | MROE | 3357.6667 | 189.3333
[13 empty] | 54646 | 54646 | WI | MROW | 3357.6667 | 189.3333
[13 empty] | 54648 | 54648 | WI | MROE | 3357.6667 | 189.3333
[13 empty] | 54649 | 54649 | WI | MROE | 3357.6667 | 189.3333
[13 empty] | 54650 | 54650 | WI | MROW | 3357.6667 | 189.3333
[13 empty] | 54651 | 54651 | WI | MROW | 3357.6667 | 189.3333
[13 empty] | 54652 | 54652 | WI | MROW | 3357.6667 | 189.3333
[13 empty] | 54653 | 54653 | WI | MROW | 3357.6667 | 189.3333
[13 empty] | 54654 | 54654 | WI | MROE | 3357.6667 | 189.3333
[13 empty] | 54655 | 54655 | WI | MROW | 3357.6667 | 189.3333
[13 empty] | 54656 | 54656 | WI | MROW | 3357.6667 | 189.3333
[13 empty] | 54657 | 54657 | WI | MROW | 3357.6667 | 189.3333
[13 empty] | 54658 | 54658 | WI | MROW | 3357.6667 | 189.3333
[13 empty] | 54659 | 54659 | WI | MROW | 3357.6667 | 189.3333
[13 empty] | 54660 | 54660 | WI | MROW | 3357.6667 | 189.3333
[13 empty] | 54661 | 54661 | WI | MROW | 3357.6667 | 189.3333
[13 empty] | 54662 | 54662 | WI | MROE | 3357.6667 | 189.3333
[13 empty] | 54664 | 54664 | WI | MROW | 3357.6667 | 189.3333
[13 empty] | 54665 | 54665 | WI | MROW | 3357.6667 | 189.3333
[13 empty] | 54666 | 54666 | WI | MROW | 3357.6667 | 189.3333
[13 empty] | 54667 | 54667 | WI | MROW | 3357.6667 | 189.3333
[13 empty] | 54669 | 54669 | WI | MROW | 3357.6667 | 189.3333
[13 empty] | 54670 | 54670 | WI | MROE | 3357.6667 | 189.3333
[13 empty] | 54701 | 54701 | WI | MROW | 3357.6667 | 189.3333
[13 empty] | 54702 | 54702 | WI | MROW | 3357.6667 | 189.3333
[13 empty] | 54703 | 54703 | WI | MROW | 3357.6667 | 189.3333
[13 empty] | 54720 | 54720 | WI | MROW | 3357.6667 | 189.3333
[13 empty] | 54721 | 54721 | WI | MROW | 3357.6667 | 189.3333
[13 empty] | 54722 | 54722 | WI | MROW | 3357.6667 | 189.3333
[13 empty] | 54723 | 54723 | WI | MROW | 3357.6667 | 189.3333
[13 empty] | 54724 | 54724 | WI | MROW | 3357.6667 | 189.3333
[13 empty] | 54725 | 54725 | WI | MROW | 3357.6667 | 189.3333
[13 empty] | 54726 | 54726 | WI | MROW | 3357.6667 | 189.3333
[13 empty] | 54727 | 54727 | WI | MROW | 3357.6667 | 189.3333
[13 empty] | 54728 | 54728 | WI | MROW | 3357.6667 | 189.3333
[13 empty] | 54729 | 54729 | WI | MROW | 3357.6667 | 189.3333
[13 empty] | 54730 | 54730 | WI | MROW | 3357.6667 | 189.3333
[13 empty] | 54731 | 54731 | WI | MROW | 3357.6667 | 189.3333
[13 empty] | 54732 | 54732 | WI | MROW | 3357.6667 | 189.3333
[13 empty] | 54733 | 54733 | WI | MROW | 3357.6667 | 189.3333
[13 empty] | 54734 | 54734 | WI | MROW | 3357.6667 | 189.3333
[13 empty] | 54735 | 54735 | WI | MROW | 3357.6667 | 189.3333
[13 empty] | 54736 | 54736 | WI | MROW | 3357.6667 | 189.3333
[13 empty] | 54737 | 54737 | WI | MROW | 3357.6667 | 189.3333
[13 empty] | 54738 | 54738 | WI | MROW | 3357.6667 | 189.3333
[13 empty] | 54739 | 54739 | WI | MROW | 3357.6667 | 189.3333
[13 empty] | 54740 | 54740 | WI | MROW | 3357.6667 | 189.3333
[13 empty] | 54741 | 54741 | WI | MROW | 3357.6667 | 189.3333
[13 empty] | 54742 | 54742 | WI | MROW | 3357.6667 | 189.3333
[13 empty] | 54743 | 54743 | WI | MROW | 3357.6667 | 189.3333
[13 empty] | 54745 | 54745 | WI | MROW | 3357.6667 | 189.3333
[13 empty] | 54746 | 54746 | WI | MROW | 3357.6667 | 189.3333
[13 empty] | 54747 | 54747 | WI | MROW | 3357.6667 | 189.3333
[13 empty] | 54748 | 54748 | WI | MROW | 3357.6667 | 189.3333
[13 empty] | 54749 | 54749 | WI | MROW | 3357.6667 | 189.3333
[13 empty] | 54750 | 54750 | WI | MROW | 3357.6667 | 189.3333
[13 empty] | 54751 | 54751 | WI | MROW | 3357.6667 | 189.3333
[13 empty] | 54754 | 54754 | WI | MROW | 3357.6667 | 189.3333
[13 empty] | 54755 | 54755 | WI | MROW | 3357.6667 | 189.3333
[13 empty] | 54756 | 54756 | WI | MROW | 3357.6667 | 189.3333
[13 empty] | 54757 | 54757 | WI | MROW | 3357.6667 | 189.3333
[13 empty] | 54758 | 54758 | WI | MROW | 3357.6667 | 189.3333
[13 empty] | 54759 | 54759 | WI | MROW | 3357.6667 | 189.3333
[13 empty] | 54760 | 54760 | WI | MROW | 3357.6667 | 189.3333
[13 empty] | 54761 | 54761 | WI | MROW | 3357.6667 | 189.3333
[13 empty] | 54762 | 54762 | WI | MROW | 3357.6667 | 189.3333
[13 empty] | 54763 | 54763 | WI | MROW | 3357.6667 | 189.3333
[13 empty] | 54764 | 54764 | WI | MROW | 3357.6667 | 189.3333
[13 empty] | 54765 | 54765 | WI | MROW | 3357.6667 | 189.3333
[13 empty] | 54766 | 54766 | WI | MROW | 3357.6667 | 189.3333
[13 empty] | 54767 | 54767 | WI | MROW | 3357.6667 | 189.3333
[13 empty] | 54768 | 54768 | WI | MROW | 3357.6667 | 189.3333
[13 empty] | 54769 | 54769 | WI | MROW | 3357.6667 | 189.3333
[13 empty] | 54770 | 54770 | WI | MROW | 3357.6667 | 189.3333
[13 empty] | 54771 | 54771 | WI | MROW | 3357.6667 | 189.3333
[13 empty] | 54772 | 54772 | WI | MROW | 3357.6667 | 189.3333
[13 empty] | 54773 | 54773 | WI | MROW | 3357.6667 | 189.3333
[13 empty] | 54774 | 54774 | WI | MROW | 3357.6667 | 189.3333
[13 empty] | 54801 | 54801 | WI | MROW | 3357.6667 | 189.3333
[13 empty] | 54805 | 54805 | WI | MROW | 3357.6667 | 189.3333
[13 empty] | 54806 | 54806 | WI | MROW | 3357.6667 | 189.3333
[13 empty] | 54810 | 54810 | WI | MROW | 3357.6667 | 189.3333
[13 empty] | 54812 | 54812 | WI | MROW | 3357.6667 | 189.3333
[13 empty] | 54813 | 54813 | WI | MROW | 3357.6667 | 189.3333
[13 empty] | 54814 | 54814 | WI | MROW | 3357.6667 | 189.3333
[13 empty] | 54816 | 54816 | WI | MROW | 3357.6667 | 189.3333
[13 empty] | 54817 | 54817 | WI | MROW | 3357.6667 | 189.3333
[13 empty] | 54818 | 54818 | WI | MROW | 3357.6667 | 189.3333
[13 empty] | 54819 | 54819 | WI | MROW | 3357.6667 | 189.3333
[13 empty] | 54820 | 54820 | WI | MROW | 3357.6667 | 189.3333
[13 empty] | 54821 | 54821 | WI | MROW | 3357.6667 | 189.3333
[13 empty] | 54822 | 54822 | WI | MROW | 3357.6667 | 189.3333
[13 empty] | 54824 | 54824 | WI | MROW | 3357.6667 | 189.3333
[13 empty] | 54826 | 54826 | WI | MROW | 3357.6667 | 189.3333
[13 empty] | 54827 | 54827 | WI | MROW | 3357.6667 | 189.3333
[13 empty] | 54828 | 54828 | WI | MROW | 3357.6667 | 189.3333
[13 empty] | 54829 | 54829 | WI | MROW | 3357.6667 | 189.3333
[13 empty] | 54830 | 54830 | WI | MROW | 3357.6667 | 189.3333
[13 empty] | 54832 | 54832 | WI | MROW | 3357.6667 | 189.3333
[13 empty] | 54834 | 54834 | WI | MROW | 3357.6667 | 189.3333
[13 empty] | 54835 | 54835 | WI | MROW | 3357.6667 | 189.3333
[13 empty] | 54836 | 54836 | WI | MROW | 3357.6667 | 189.3333
[13 empty] | 54837 | 54837 | WI | MROW | 3357.6667 | 189.3333
[13 empty] | 54838 | 54838 | WI | MROW | 3357.6667 | 189.3333
[13 empty] | 54839 | 54839 | WI | MROW | 3357.6667 | 189.3333
[13 empty] | 54840 | 54840 | WI | MROW | 3357.6667 | 189.3333
[13 empty] | 54841 | 54841 | WI | MROW | 3357.6667 | 189.3333
[13 empty] | 54842 | 54842 | WI | MROW | 3357.6667 | 189.3333
[13 empty] | 54843 | 54843 | WI | MROW | 3357.6667 | 189.3333
[13 empty] | 54844 | 54844 | WI | MROW | 3357.6667 | 189.3333
[13 empty] | 54845 | 54845 | WI | MROW | 3357.6667 | 189.3333
[13 empty] | 54846 | 54846 | WI | MROW | 3357.6667 | 189.3333
[13 empty] | 54847 | 54847 | WI | MROW | 3357.6667 | 189.3333
[13 empty] | 54848 | 54848 | WI | MROW | 3357.6667 | 189.3333
[13 empty] | 54849 | 54849 | WI | MROW | 3357.6667 | 189.3333
[13 empty] | 54850 | 54850 | WI | MROW | 3357.6667 | 189.3333
[13 empty] | 54853 | 54853 | WI | MROW | 3357.6667 | 189.3333
[13 empty] | 54854 | 54854 | WI | MROW | 3357.6667 | 189.3333
[13 empty] | 54855 | 54855 | WI | MROW | 3357.6667 | 189.3333
[13 empty] | 54856 | 54856 | WI | MROW | 3357.6667 | 189.3333
[13 empty] | 54857 | 54857 | WI | MROW | 3357.6667 | 189.3333
[13 empty] | 54858 | 54858 | WI | MROW | 3357.6667 | 189.3333
[13 empty] | 54859 | 54859 | WI | MROW | 3357.6667 | 189.3333
[13 empty] | 54861 | 54861 | WI | MROW | 3357.6667 | 189.3333
[13 empty] | 54862 | 54862 | WI | MROW | 3357.6667 | 189.3333
[13 empty] | 54864 | 54864 | WI | MROW | 3357.6667 | 189.3333
[13 empty] | 54865 | 54865 | WI | MROW | 3357.6667 | 189.3333
[13 empty] | 54867 | 54867 | WI | MROW | 3357.6667 | 189.3333
[13 empty] | 54868 | 54868 | WI | MROW | 3357.6667 | 189.3333
[13 empty] | 54870 | 54870 | WI | MROW | 3357.6667 | 189.3333
[13 empty] | 54871 | 54871 | WI | MROW | 3357.6667 | 189.3333
[13 empty] | 54872 | 54872 | WI | MROW | 3357.6667 | 189.3333
[13 empty] | 54873 | 54873 | WI | MROW | 3357.6667 | 189.3333
[13 empty] | 54874 | 54874 | WI | MROW | 3357.6667 | 189.3333
[13 empty] | 54875 | 54875 | WI | MROW | 3357.6667 | 189.3333
[13 empty] | 54876 | 54876 | WI | MROW | 3357.6667 | 189.3333
[13 empty] | 54880 | 54880 | WI | MROW | 3357.6667 | 189.3333
[13 empty] | 54888 | 54888 | WI | MROW | 3357.6667 | 189.3333
[13 empty] | 54889 | 54889 | WI | MROW | 3357.6667 | 189.3333
[13 empty] | 54890 | 54890 | WI | MROW | 3357.6667 | 189.3333
[13 empty] | 54891 | 54891 | WI | MROW | 3357.6667 | 189.3333
[13 empty] | 54893 | 54893 | WI | MROW | 3357.6667 | 189.3333
[13 empty] | 54895 | 54895 | WI | MROW | 3357.6667 | 189.3333
[13 empty] | 54896 | 54896 | WI | MROW | 3357.6667 | 189.3333
[13 empty] | 54901 | 54901 | WI | MROE | 3357.6667 | 189.3333
[13 empty] | 54902 | 54902 | WI | MROE | 3357.6667 | 189.3333
[13 empty] | 54903 | 54903 | WI | MROE | 3357.6667 | 189.3333
[13 empty] | 54904 | 54904 | WI | MROE | 3357.6667 | 189.3333
[13 empty] | 54906 | 54906 | WI | MROE | 3357.6667 | 189.3333
[13 empty] | 54909 | 54909 | WI | MROE | 3357.6667 | 189.3333
[13 empty] | 54911 | 54911 | WI | RFCW | 3357.6667 | 189.3333
[13 empty] | 54912 | 54912 | WI | RFCW | 3357.6667 | 189.3333
[13 empty] | 54913 | 54913 | WI | RFCW | 3357.6667 | 189.3333
[13 empty] | 54914 | 54914 | WI | RFCW | 3357.6667 | 189.3333
[13 empty] | 54915 | 54915 | WI | RFCW | 3357.6667 | 189.3333
[13 empty] | 54919 | 54919 | WI | RFCW | 3357.6667 | 189.3333
[13 empty] | 54921 | 54921 | WI | MROE | 3357.6667 | 189.3333
[13 empty] | 54922 | 54922 | WI | RFCW | 3357.6667 | 189.3333
[13 empty] | 54923 | 54923 | WI | MROE | 3357.6667 | 189.3333
[13 empty] | 54926 | 54926 | WI | MROE | 3357.6667 | 189.3333
[13 empty] | 54927 | 54927 | WI | MROE | 3357.6667 | 189.3333
[13 empty] | 54928 | 54928 | WI | MROE | 3357.6667 | 189.3333
[13 empty] | 54929 | 54929 | WI | MROE | 3357.6667 | 189.3333
[13 empty] | 54930 | 54930 | WI | MROE | 3357.6667 | 189.3333
[13 empty] | 54931 | 54931 | WI | RFCW | 3357.6667 | 189.3333
[13 empty] | 54932 | 54932 | WI | MROE | 3357.6667 | 189.3333
[13 empty] | 54933 | 54933 | WI | MROE | 3357.6667 | 189.3333
[13 empty] | 54934 | 54934 | WI | MROE | 3357.6667 | 189.3333
[13 empty] | 54935 | 54935 | WI | MROE | 3357.6667 | 189.3333
[13 empty] | 54936 | 54936 | WI | MROE | 3357.6667 | 189.3333
[13 empty] | 54937 | 54937 | WI | MROE | 3357.6667 | 189.3333
[13 empty] | 54940 | 54940 | WI | RFCW | 3357.6667 | 189.3333
[13 empty] | 54941 | 54941 | WI | MROE | 3357.6667 | 189.3333
[13 empty] | 54942 | 54942 | WI | RFCW | 3357.6667 | 189.3333
[13 empty] | 54943 | 54943 | WI | MROE | 3357.6667 | 189.3333
[13 empty] | 54944 | 54944 | WI | RFCW | 3357.6667 | 189.3333
[13 empty] | 54945 | 54945 | WI | MROE | 3357.6667 | 189.3333
[13 empty] | 54946 | 54946 | WI | MROE | 3357.6667 | 189.3333
[13 empty] | 54947 | 54947 | WI | MROE | 3357.6667 | 189.3333
[13 empty] | 54948 | 54948 | WI | MROE | 3357.6667 | 189.3333
[13 empty] | 54949 | 54949 | WI | MROE | 3357.6667 | 189.3333
[13 empty] | 54950 | 54950 | WI | MROE | 3357.6667 | 189.3333
[13 empty] | 54952 | 54952 | WI | RFCW | 3357.6667 | 189.3333
[13 empty] | 54956 | 54956 | WI | RFCW | 3357.6667 | 189.3333
[13 empty] | 54957 | 54957 | WI | RFCW | 3357.6667 | 189.3333
[13 empty] | 54960 | 54960 | WI | MROE | 3357.6667 | 189.3333
[13 empty] | 54961 | 54961 | WI | RFCW | 3357.6667 | 189.3333
[13 empty] | 54962 | 54962 | WI | MROE | 3357.6667 | 189.3333
[13 empty] | 54963 | 54963 | WI | MROE | 3357.6667 | 189.3333
[13 empty] | 54964 | 54964 | WI | MROE | 3357.6667 | 189.3333
[13 empty] | 54965 | 54965 | WI | RFCW | 3357.6667 | 189.3333
[13 empty] | 54966 | 54966 | WI | MROE | 3357.6667 | 189.3333
[13 empty] | 54967 | 54967 | WI | MROE | 3357.6667 | 189.3333
[13 empty] | 54968 | 54968 | WI | MROE | 3357.6667 | 189.3333
[13 empty] | 54969 | 54969 | WI | RFCW | 3357.6667 | 189.3333
[13 empty] | 54970 | 54970 | WI | MROE | 3357.6667 | 189.3333
[13 empty] | 54971 | 54971 | WI | MROE | 3357.6667 | 189.3333
[13 empty] | 54974 | 54974 | WI | MROE | 3357.6667 | 189.3333
[13 empty] | 54976 | 54976 | WI | MROE | 3357.6667 | 189.3333
[13 empty] | 54977 | 54977 | WI | MROE | 3357.6667 | 189.3333
[13 empty] | 54978 | 54978 | WI | MROE | 3357.6667 | 189.3333
[13 empty] | 54979 | 54979 | WI | MROE | 3357.6667 | 189.3333
[13 empty] | 54980 | 54980 | WI | MROE | 3357.6667 | 189.3333
[13 empty] | 54981 | 54981 | WI | MROE | 3357.6667 | 189.3333
[13 empty] | 54982 | 54982 | WI | MROE | 3357.6667 | 189.3333
[13 empty] | 54983 | 54983 | WI | RFCW | 3357.6667 | 189.3333
[13 empty] | 54984 | 54984 | WI | MROE | 3357.6667 | 189.3333
[13 empty] | 54985 | 54985 | WI | MROE | 3357.6667 | 189.3333
[13 empty] | 54986 | 54986 | WI | MROE | 3357.6667 | 189.3333
[13 empty] | 54990 | 54990 | WI | MROE | 3357.6667 | 189.3333
[13 empty] | 55001 | 55001 | MN | MROW | 3357.6667 | 189.3333
[13 empty] | 55002 | 55002 | MN | MROW | 3357.6667 | 189.3333
[13 empty] | 55003 | 55003 | MN | MROW | 3357.6667 | 189.3333
[13 empty] | 55005 | 55005 | MN | MROW | 3357.6667 | 189.3333
[13 empty] | 55006 | 55006 | MN | MROW | 3357.6667 | 189.3333
[13 empty] | 55007 | 55007 | MN | MROW | 3357.6667 | 189.3333
[13 empty] | 55008 | 55008 | MN | MROW | 3357.6667 | 189.3333
[13 empty] | 55009 | 55009 | MN | MROW | 3357.6667 | 189.3333
[13 empty] | 55010 | 55010 | MN | MROW | 3357.6667 | 189.3333
[13 empty] | 55011 | 55011 | MN | MROW | 3357.6667 | 189.3333
[13 empty] | 55012 | 55012 | MN | MROW | 3357.6667 | 189.3333
[13 empty] | 55013 | 55013 | MN | MROW | 3357.6667 | 189.3333
[13 empty] | 55014 | 55014 | MN | MROW | 3357.6667 | 189.3333
[13 empty] | 55016 | 55016 | MN | MROW | 3357.6667 | 189.3333
[13 empty] | 55017 | 55017 | MN | MROW | 3357.6667 | 189.3333
[13 empty] | 55018 | 55018 | MN | MROW | 3357.6667 | 189.3333
[13 empty] | 55019 | 55019 | MN | MROW | 3357.6667 | 189.3333
[13 empty] | 55020 | 55020 | MN | MROW | 3357.6667 | 189.3333
[13 empty] | 55021 | 55021 | MN | MROW | 3357.6667 | 189.3333
[13 empty] | 55024 | 55024 | MN | MROW | 3357.6667 | 189.3333
[13 empty] | 55025 | 55025 | MN | MROW | 3357.6667 | 189.3333
[13 empty] | 55026 | 55026 | MN | MROW | 3357.6667 | 189.3333
[13 empty] | 55027 | 55027 | MN | MROW | 3357.6667 | 189.3333
[13 empty] | 55029 | 55029 | MN | MROW | 3357.6667 | 189.3333
[13 empty] | 55030 | 55030 | MN | MROW | 3357.6667 | 189.3333
[13 empty] | 55031 | 55031 | MN | MROW | 3357.6667 | 189.3333
[13 empty] | 55032 | 55032 | MN | MROW | 3357.6667 | 189.3333
[13 empty] | 55033 | 55033 | MN | MROW | 3357.6667 | 189.3333
[13 empty] | 55036 | 55036 | MN | MROW | 3357.6667 | 189.3333
[13 empty] | 55037 | 55037 | MN | MROW | 3357.6667 | 189.3333
[13 empty] | 55038 | 55038 | MN | MROW | 3357.6667 | 189.3333
[13 empty] | 55040 | 55040 | MN | MROW | 3357.6667 | 189.3333
[13 empty] | 55041 | 55041 | MN | MROW | 3357.6667 | 189.3333
[13 empty] | 55042 | 55042 | MN | MROW | 3357.6667 | 189.3333
[13 empty] | 55043 | 55043 | MN | MROW | 3357.6667 | 189.3333
[13 empty] | 55044 | 55044 | MN | MROW | 3357.6667 | 189.3333
[13 empty] | 55045 | 55045 | MN | MROW | 3357.6667 | 189.3333
[13 empty] | 55046 | 55046 | MN | MROW | 3357.6667 | 189.3333
[13 empty] | 55047 | 55047 | MN | MROW | 3357.6667 | 189.3333
[13 empty] | 55049 | 55049 | MN | MROW | 3357.6667 | 189.3333
[13 empty] | 55051 | 55051 | MN | MROW | 3357.6667 | 189.3333
[13 empty] | 55052 | 55052 | MN | MROW | 3357.6667 | 189.3333
[13 empty] | 55053 | 55053 | MN | MROW | 3357.6667 | 189.3333
[13 empty] | 55054 | 55054 | MN | MROW | 3357.6667 | 189.3333
[13 empty] | 55055 | 55055 | MN | MROW | 3357.6667 | 189.3333
[13 empty] | 55056 | 55056 | MN | MROW | 3357.6667 | 189.3333
[13 empty] | 55057 | 55057 | MN | MROW | 3357.6667 | 189.3333
[13 empty] | 55060 | 55060 | MN | MROW | 3357.6667 | 189.3333
[13 empty] | 55063 | 55063 | MN | MROW | 3357.6667 | 189.3333
[13 empty] | 55065 | 55065 | MN | MROW | 3357.6667 | 189.3333
[13 empty] | 55066 | 55066 | MN | MROW | 3357.6667 | 189.3333
[13 empty] | 55067 | 55067 | MN | MROW | 3357.6667 | 189.3333
[13 empty] | 55068 | 55068 | MN | MROW | 3357.6667 | 189.3333
[13 empty] | 55069 | 55069 | MN | MROW | 3357.6667 | 189.3333
[13 empty] | 55070 | 55070 | MN | MROW | 3357.6667 | 189.3333
[13 empty] | 55071 | 55071 | MN | MROW | 3357.6667 | 189.3333
[13 empty] | 55072 | 55072 | MN | MROW | 3357.6667 | 189.3333
[13 empty] | 55073 | 55073 | MN | MROW | 3357.6667 | 189.3333
[13 empty] | 55074 | 55074 | MN | MROW | 3357.6667 | 189.3333
[13 empty] | 55075 | 55075 | MN | MROW | 3357.6667 | 189.3333
[13 empty] | 55076 | 55076 | MN | MROW | 3357.6667 | 189.3333
[13 empty] | 55077 | 55077 | MN | MROW | 3357.6667 | 189.3333
[13 empty] | 55078 | 55078 | MN | MROW | 3357.6667 | 189.3333
[13 empty] | 55079 | 55079 | MN | MROW | 3357.6667 | 189.3333
[13 empty] | 55080 | 55080 | MN | MROW | 3357.6667 | 189.3333
[13 empty] | 55082 | 55082 | MN | MROW | 3357.6667 | 189.3333
[13 empty] | 55083 | 55083 | MN | MROW | 3357.6667 | 189.3333
[13 empty] | 55084 | 55084 | MN | MROW | 3357.6667 | 189.3333
[13 empty] | 55085 | 55085 | MN | MROW | 3357.6667 | 189.3333
[13 empty] | 55087 | 55087 | MN | MROW | 3357.6667 | 189.3333
[13 empty] | 55088 | 55088 | MN | MROW | 3357.6667 | 189.3333
[13 empty] | 55089 | 55089 | MN | MROW | 3357.6667 | 189.3333
[13 empty] | 55090 | 55090 | MN | MROW | 3357.6667 | 189.3333
[13 empty] | 55092 | 55092 | MN | MROW | 3357.6667 | 189.3333
[13 empty] | 55101 | 55101 | MN | MROW | 3568.3333 | 184
[13 empty] | 55102 | 55102 | MN | MROW | 3568.3333 | 184
[13 empty] | 55103 | 55103 | MN | MROW | 3568.3333 | 184
[13 empty] | 55104 | 55104 | MN | MROW | 3568.3333 | 184
[13 empty] | 55105 | 55105 | MN | MROW | 3568.3333 | 184
[13 empty] | 55106 | 55106 | MN | MROW | 3568.3333 | 184
[13 empty] | 55107 | 55107 | MN | MROW | 3568.3333 | 184
[13 empty] | 55108 | 55108 | MN | MROW | 3568.3333 | 184
[13 empty] | 55109 | 55109 | MN | MROW | 3568.3333 | 184
[13 empty] | 55110 | 55110 | MN | MROW | 3568.3333 | 184
[13 empty] | 55111 | 55111 | MN | MROW | 3568.3333 | 184
[13 empty] | 55112 | 55112 | MN | MROW | 3568.3333 | 184
[13 empty] | 55113 | 55113 | MN | MROW | 3568.3333 | 184
[13 empty] | 55114 | 55114 | MN | MROW | 3568.3333 | 184
[13 empty] | 55115 | 55115 | MN | MROW | 3568.3333 | 184
[13 empty] | 55116 | 55116 | MN | MROW | 3568.3333 | 184
[13 empty] | 55117 | 55117 | MN | MROW | 3568.3333 | 184
[13 empty] | 55118 | 55118 | MN | MROW | 3568.3333 | 184
[13 empty] | 55119 | 55119 | MN | MROW | 3568.3333 | 184
[13 empty] | 55120 | 55120 | MN | MROW | 3568.3333 | 184
[13 empty] | 55121 | 55121 | MN | MROW | 3568.3333 | 184
[13 empty] | 55122 | 55122 | MN | MROW | 3568.3333 | 184
[13 empty] | 55123 | 55123 | MN | MROW | 3568.3333 | 184
[13 empty] | 55124 | 55124 | MN | MROW | 3568.3333 | 184
[13 empty] | 55125 | 55125 | MN | MROW | 3568.3333 | 184
[13 empty] | 55126 | 55126 | MN | MROW | 3568.3333 | 184
[13 empty] | 55127 | 55127 | MN | MROW | 3568.3333 | 184
[13 empty] | 55128 | 55128 | MN | MROW | 3568.3333 | 184
[13 empty] | 55129 | 55129 | MN | MROW | 3568.3333 | 184
[13 empty] | 55130 | 55130 | MN | MROW | 3568.3333 | 184
[13 empty] | 55133 | 55133 | MN | MROW | 3568.3333 | 184
[13 empty] | 55144 | 55144 | MN | MROW | 3568.3333 | 184
[13 empty] | 55145 | 55145 | MN | MROW | 3568.3333 | 184
[13 empty] | 55146 | 55146 | MN | MROW | 3568.3333 | 184
[13 empty] | 55150 | 55150 | MN | MROW | 3568.3333 | 184
[13 empty] | 55155 | 55155 | MN | MROW | 3568.3333 | 184
[13 empty] | 55164 | 55164 | MN | MROW | 3568.3333 | 184
[13 empty] | 55165 | 55165 | MN | MROW | 3568.3333 | 184
[13 empty] | 55166 | 55166 | MN | MROW | 3568.3333 | 184
[13 empty] | 55168 | 55168 | MN | MROW | 3568.3333 | 184
[13 empty] | 55169 | 55169 | MN | MROW | 3568.3333 | 184
[13 empty] | 55170 | 55170 | MN | MROW | 3568.3333 | 184
[13 empty] | 55171 | 55171 | MN | MROW | 3568.3333 | 184
[13 empty] | 55172 | 55172 | MN | MROW | 3568.3333 | 184
[13 empty] | 55175 | 55175 | MN | MROW | 3568.3333 | 184
[13 empty] | 55187 | 55187 | MN | MROW | 3568.3333 | 184
[13 empty] | 55188 | 55188 | MN | MROW | 3568.3333 | 184
[13 empty] | 55301 | 55301 | MN | MROW | 3568.3333 | 184
[13 empty] | 55302 | 55302 | MN | MROW | 3568.3333 | 184
[13 empty] | 55303 | 55303 | MN | MROW | 3568.3333 | 184
[13 empty] | 55304 | 55304 | MN | MROW | 3568.3333 | 184
[13 empty] | 55305 | 55305 | MN | MROW | 3568.3333 | 184
[13 empty] | 55306 | 55306 | MN | MROW | 3568.3333 | 184
[13 empty] | 55307 | 55307 | MN | MROW | 3568.3333 | 184
[13 empty] | 55308 | 55308 | MN | MROW | 3568.3333 | 184
[13 empty] | 55309 | 55309 | MN | MROW | 3568.3333 | 184
[13 empty] | 55310 | 55310 | MN | MROW | 3568.3333 | 184
[13 empty] | 55311 | 55311 | MN | MROW | 3568.3333 | 184
[13 empty] | 55312 | 55312 | MN | MROW | 3568.3333 | 184
[13 empty] | 55313 | 55313 | MN | MROW | 3568.3333 | 184
[13 empty] | 55314 | 55314 | MN | MROW | 3568.3333 | 184
[13 empty] | 55315 | 55315 | MN | MROW | 3568.3333 | 184
[13 empty] | 55316 | 55316 | MN | MROW | 3568.3333 | 184
[13 empty] | 55317 | 55317 | MN | MROW | 3568.3333 | 184
[13 empty] | 55318 | 55318 | MN | MROW | 3568.3333 | 184
[13 empty] | 55319 | 55319 | MN | MROW | 3568.3333 | 184
[13 empty] | 55320 | 55320 | MN | MROW | 3568.3333 | 184
[13 empty] | 55321 | 55321 | MN | MROW | 3568.3333 | 184
[13 empty] | 55322 | 55322 | MN | MROW | 3568.3333 | 184
[13 empty] | 55323 | 55323 | MN | MROW | 3568.3333 | 184
[13 empty] | 55324 | 55324 | MN | MROW | 3568.3333 | 184
[13 empty] | 55325 | 55325 | MN | MROW | 3568.3333 | 184
[13 empty] | 55327 | 55327 | MN | MROW | 3568.3333 | 184
[13 empty] | 55328 | 55328 | MN | MROW | 3568.3333 | 184
[13 empty] | 55329 | 55329 | MN | MROW | 3568.3333 | 184
[13 empty] | 55330 | 55330 | MN | MROW | 3568.3333 | 184
[13 empty] | 55331 | 55331 | MN | MROW | 3568.3333 | 184
[13 empty] | 55332 | 55332 | MN | MROW | 3568.3333 | 184
[13 empty] | 55333 | 55333 | MN | MROW | 3568.3333 | 184
[13 empty] | 55334 | 55334 | MN | MROW | 3568.3333 | 184
[13 empty] | 55335 | 55335 | MN | MROW | 3568.3333 | 184
[13 empty] | 55336 | 55336 | MN | MROW | 3568.3333 | 184
[13 empty] | 55337 | 55337 | MN | MROW | 3568.3333 | 184
[13 empty] | 55338 | 55338 | MN | MROW | 3568.3333 | 184
[13 empty] | 55339 | 55339 | MN | MROW | 3568.3333 | 184
[13 empty] | 55340 | 55340 | MN | MROW | 3568.3333 | 184
[13 empty] | 55341 | 55341 | MN | MROW | 3568.3333 | 184
[13 empty] | 55342 | 55342 | MN | MROW | 3568.3333 | 184
[13 empty] | 55343 | 55343 | MN | MROW | 3568.3333 | 184
[13 empty] | 55344 | 55344 | MN | MROW | 3568.3333 | 184
[13 empty] | 55345 | 55345 | MN | MROW | 3568.3333 | 184
[13 empty] | 55346 | 55346 | MN | MROW | 3568.3333 | 184
[13 empty] | 55347 | 55347 | MN | MROW | 3568.3333 | 184
[13 empty] | 55348 | 55348 | MN | MROW | 3568.3333 | 184
[13 empty] | 55349 | 55349 | MN | MROW | 3568.3333 | 184
[13 empty] | 55350 | 55350 | MN | MROW | 3568.3333 | 184
[13 empty] | 55352 | 55352 | MN | MROW | 3568.3333 | 184
[13 empty] | 55353 | 55353 | MN | MROW | 3568.3333 | 184
[13 empty] | 55354 | 55354 | MN | MROW | 3568.3333 | 184
[13 empty] | 55355 | 55355 | MN | MROW | 3568.3333 | 184
[13 empty] | 55356 | 55356 | MN | MROW | 3568.3333 | 184
[13 empty] | 55357 | 55357 | MN | MROW | 3568.3333 | 184
[13 empty] | 55358 | 55358 | MN | MROW | 3568.3333 | 184
[13 empty] | 55359 | 55359 | MN | MROW | 3568.3333 | 184
[13 empty] | 55360 | 55360 | MN | MROW | 3568.3333 | 184
[13 empty] | 55361 | 55361 | MN | MROW | 3568.3333 | 184
[13 empty] | 55362 | 55362 | MN | MROW | 3568.3333 | 184
[13 empty] | 55363 | 55363 | MN | MROW | 3568.3333 | 184
[13 empty] | 55364 | 55364 | MN | MROW | 3568.3333 | 184
[13 empty] | 55365 | 55365 | MN | MROW | 3568.3333 | 184
[13 empty] | 55366 | 55366 | MN | MROW | 3568.3333 | 184
[13 empty] | 55367 | 55367 | MN | MROW | 3568.3333 | 184
[13 empty] | 55368 | 55368 | MN | MROW | 3568.3333 | 184
[13 empty] | 55369 | 55369 | MN | MROW | 3568.3333 | 184
[13 empty] | 55370 | 55370 | MN | MROW | 3568.3333 | 184
[13 empty] | 55371 | 55371 | MN | MROW | 3568.3333 | 184
[13 empty] | 55372 | 55372 | MN | MROW | 3568.3333 | 184
[13 empty] | 55373 | 55373 | MN | MROW | 3568.3333 | 184
[13 empty] | 55374 | 55374 | MN | MROW | 3568.3333 | 184
[13 empty] | 55375 | 55375 | MN | MROW | 3568.3333 | 184
[13 empty] | 55376 | 55376 | MN | MROW | 3568.3333 | 184
[13 empty] | 55377 | 55377 | MN | MROW | 3568.3333 | 184
[13 empty] | 55378 | 55378 | MN | MROW | 3568.3333 | 184
[13 empty] | 55379 | 55379 | MN | MROW | 3568.3333 | 184
[13 empty] | 55380 | 55380 | MN | MROW | 3568.3333 | 184
[13 empty] | 55381 | 55381 | MN | MROW | 3568.3333 | 184
[13 empty] | 55382 | 55382 | MN | MROW | 3568.3333 | 184
[13 empty] | 55383 | 55383 | MN | MROW | 3568.3333 | 184
[13 empty] | 55384 | 55384 | MN | MROW | 3568.3333 | 184
[13 empty] | 55385 | 55385 | MN | MROW | 3568.3333 | 184
[13 empty] | 55386 | 55386 | MN | MROW | 3568.3333 | 184
[13 empty] | 55387 | 55387 | MN | MROW | 3568.3333 | 184
[13 empty] | 55388 | 55388 | MN | MROW | 3568.3333 | 184
[13 empty] | 55389 | 55389 | MN | MROW | 3568.3333 | 184
[13 empty] | 55390 | 55390 | MN | MROW | 3568.3333 | 184
[13 empty] | 55391 | 55391 | MN | MROW | 3568.3333 | 184
[13 empty] | 55392 | 55392 | MN | MROW | 3568.3333 | 184
[13 empty] | 55393 | 55393 | MN | MROW | 3568.3333 | 184
[13 empty] | 55394 | 55394 | MN | MROW | 3568.3333 | 184
[13 empty] | 55395 | 55395 | MN | MROW | 3568.3333 | 184
[13 empty] | 55396 | 55396 | MN | MROW | 3568.3333 | 184
[13 empty] | 55397 | 55397 | MN | MROW | 3568.3333 | 184
[13 empty] | 55398 | 55398 | MN | MROW | 3568.3333 | 184
[13 empty] | 55399 | 55399 | MN | MROW | 3568.3333 | 184
[13 empty] | 55401 | 55401 | MN | MROW | 3568.3333 | 184
[13 empty] | 55402 | 55402 | MN | MROW | 3568.3333 | 184
[13 empty] | 55403 | 55403 | MN | MROW | 3568.3333 | 184
[13 empty] | 55404 | 55404 | MN | MROW | 3568.3333 | 184
[13 empty] | 55405 | 55405 | MN | MROW | 3568.3333 | 184
[13 empty] | 55406 | 55406 | MN | MROW | 3568.3333 | 184
[13 empty] | 55407 | 55407 | MN | MROW | 3568.3333 | 184
[13 empty] | 55408 | 55408 | MN | MROW | 3568.3333 | 184
[13 empty] | 55409 | 55409 | MN | MROW | 3568.3333 | 184
[13 empty] | 55410 | 55410 | MN | MROW | 3568.3333 | 184
[13 empty] | 55411 | 55411 | MN | MROW | 3568.3333 | 184
[13 empty] | 55412 | 55412 | MN | MROW | 3568.3333 | 184
[13 empty] | 55413 | 55413 | MN | MROW | 3568.3333 | 184
[13 empty] | 55414 | 55414 | MN | MROW | 3568.3333 | 184
[13 empty] | 55415 | 55415 | MN | MROW | 3568.3333 | 184
[13 empty] | 55416 | 55416 | MN | MROW | 3568.3333 | 184
[13 empty] | 55417 | 55417 | MN | MROW | 3568.3333 | 184
[13 empty] | 55418 | 55418 | MN | MROW | 3568.3333 | 184
[13 empty] | 55419 | 55419 | MN | MROW | 3568.3333 | 184
[13 empty] | 55420 | 55420 | MN | MROW | 3568.3333 | 184
[13 empty] | 55421 | 55421 | MN | MROW | 3568.3333 | 184
[13 empty] | 55422 | 55422 | MN | MROW | 3568.3333 | 184
[13 empty] | 55423 | 55423 | MN | MROW | 3568.3333 | 184
[13 empty] | 55424 | 55424 | MN | MROW | 3568.3333 | 184
[13 empty] | 55425 | 55425 | MN | MROW | 3568.3333 | 184
[13 empty] | 55426 | 55426 | MN | MROW | 3568.3333 | 184
[13 empty] | 55427 | 55427 | MN | MROW | 3568.3333 | 184
[13 empty] | 55428 | 55428 | MN | MROW | 3568.3333 | 184
[13 empty] | 55429 | 55429 | MN | MROW | 3568.3333 | 184
[13 empty] | 55430 | 55430 | MN | MROW | 3568.3333 | 184
[13 empty] | 55431 | 55431 | MN | MROW | 3568.3333 | 184
[13 empty] | 55432 | 55432 | MN | MROW | 3568.3333 | 184
[13 empty] | 55433 | 55433 | MN | MROW | 3568.3333 | 184
[13 empty] | 55434 | 55434 | MN | MROW | 3568.3333 | 184
[13 empty] | 55435 | 55435 | MN | MROW | 3568.3333 | 184
[13 empty] | 55436 | 55436 | MN | MROW | 3568.3333 | 184
[13 empty] | 55437 | 55437 | MN | MROW | 3568.3333 | 184
[13 empty] | 55438 | 55438 | MN | MROW | 3568.3333 | 184
[13 empty] | 55439 | 55439 | MN | MROW | 3568.3333 | 184
[13 empty] | 55440 | 55440 | MN | MROW | 3568.3333 | 184
[13 empty] | 55441 | 55441 | MN | MROW | 3568.3333 | 184
[13 empty] | 55442 | 55442 | MN | MROW | 3568.3333 | 184
[13 empty] | 55443 | 55443 | MN | MROW | 3568.3333 | 184
[13 empty] | 55444 | 55444 | MN | MROW | 3568.3333 | 184
[13 empty] | 55445 | 55445 | MN | MROW | 3568.3333 | 184
[13 empty] | 55446 | 55446 | MN | MROW | 3568.3333 | 184
[13 empty] | 55447 | 55447 | MN | MROW | 3568.3333 | 184
[13 empty] | 55448 | 55448 | MN | MROW | 3568.3333 | 184
[13 empty] | 55449 | 55449 | MN | MROW | 3568.3333 | 184
[13 empty] | 55450 | 55450 | MN | MROW | 3568.3333 | 184
[13 empty] | 55454 | 55454 | MN | MROW | 3568.3333 | 184
[13 empty] | 55455 | 55455 | MN | MROW | 3568.3333 | 184
[13 empty] | 55458 | 55458 | MN | MROW | 3568.3333 | 184
[13 empty] | 55459 | 55459 | MN | MROW | 3568.3333 | 184
[13 empty] | 55460 | 55460 | MN | MROW | 3568.3333 | 184
[13 empty] | 55467 | 55467 | MN | MROW | 3568.3333 | 184
[13 empty] | 55470 | 55470 | MN | MROW | 3568.3333 | 184
[13 empty] | 55472 | 55472 | MN | MROW | 3568.3333 | 184
[13 empty] | 55473 | 55473 | MN | MROW | 3568.3333 | 184
[13 empty] | 55474 | 55474 | MN | MROW | 3568.3333 | 184
[13 empty] | 55478 | 55478 | MN | MROW | 3568.3333 | 184
[13 empty] | 55479 | 55479 | MN | MROW | 3568.3333 | 184
[13 empty] | 55480 | 55480 | MN | MROW | 3568.3333 | 184
[13 empty] | 55483 | 55483 | MN | MROW | 3568.3333 | 184
[13 empty] | 55484 | 55484 | MN | MROW | 3568.3333 | 184
[13 empty] | 55485 | 55485 | MN | MROW | 3568.3333 | 184
[13 empty] | 55486 | 55486 | MN | MROW | 3568.3333 | 184
[13 empty] | 55487 | 55487 | MN | MROW | 3568.3333 | 184
[13 empty] | 55488 | 55488 | MN | MROW | 3568.3333 | 184
[13 empty] | 55550 | 55550 | MN | MROW | 3568.3333 | 184
[13 empty] | 55551 | 55551 | MN | MROW | 3568.3333 | 184
[13 empty] | 55552 | 55552 | MN | MROW | 3568.3333 | 184
[13 empty] | 55553 | 55553 | MN | MROW | 3568.3333 | 184
[13 empty] | 55554 | 55554 | MN | MROW | 3568.3333 | 184
[13 empty] | 55555 | 55555 | MN | MROW | 3568.3333 | 184
[13 empty] | 55556 | 55556 | MN | MROW | 3568.3333 | 184
[13 empty] | 55557 | 55557 | MN | MROW | 3568.3333 | 184
[13 empty] | 55558 | 55558 | MN | MROW | 3568.3333 | 184
[13 empty] | 55559 | 55559 | MN | MROW | 3568.3333 | 184
[13 empty] | 55560 | 55560 | MN | MROW | 3568.3333 | 184
[13 empty] | 55561 | 55561 | MN | MROW | 3568.3333 | 184
[13 empty] | 55562 | 55562 | MN | MROW | 3568.3333 | 184
[13 empty] | 55563 | 55563 | MN | MROW | 3568.3333 | 184
[13 empty] | 55564 | 55564 | MN | MROW | 3568.3333 | 184
[13 empty] | 55565 | 55565 | MN | MROW | 3568.3333 | 184
[13 empty] | 55566 | 55566 | MN | MROW | 3568.3333 | 184
[13 empty] | 55567 | 55567 | MN | MROW | 3568.3333 | 184
[13 empty] | 55568 | 55568 | MN | MROW | 3568.3333 | 184
[13 empty] | 55569 | 55569 | MN | MROW | 3568.3333 | 184
[13 empty] | 55570 | 55570 | MN | MROW | 3568.3333 | 184
[13 empty] | 55571 | 55571 | MN | MROW | 3568.3333 | 184
[13 empty] | 55572 | 55572 | MN | MROW | 3568.3333 | 184
[13 empty] | 55573 | 55573 | MN | MROW | 3568.3333 | 184
[13 empty] | 55574 | 55574 | MN | MROW | 3568.3333 | 184
[13 empty] | 55575 | 55575 | MN | MROW | 3568.3333 | 184
[13 empty] | 55576 | 55576 | MN | MROW | 3568.3333 | 184
[13 empty] | 55577 | 55577 | MN | MROW | 3568.3333 | 184
[13 empty] | 55578 | 55578 | MN | MROW | 3568.3333 | 184
[13 empty] | 55579 | 55579 | MN | MROW | 3568.3333 | 184
[13 empty] | 55580 | 55580 | MN | MROW | 3568.3333 | 184
[13 empty] | 55581 | 55581 | MN | MROW | 3568.3333 | 184
[13 empty] | 55582 | 55582 | MN | MROW | 3568.3333 | 184
[13 empty] | 55583 | 55583 | MN | MROW | 3568.3333 | 184
[13 empty] | 55584 | 55584 | MN | MROW | 3568.3333 | 184
[13 empty] | 55585 | 55585 | MN | MROW | 3568.3333 | 184
[13 empty] | 55586 | 55586 | MN | MROW | 3568.3333 | 184
[13 empty] | 55587 | 55587 | MN | MROW | 3568.3333 | 184
[13 empty] | 55588 | 55588 | MN | MROW | 3568.3333 | 184
[13 empty] | 55589 | 55589 | MN | MROW | 3568.3333 | 184
[13 empty] | 55590 | 55590 | MN | MROW | 3568.3333 | 184
[13 empty] | 55591 | 55591 | MN | MROW | 3568.3333 | 184
[13 empty] | 55592 | 55592 | MN | MROW | 3568.3333 | 184
[13 empty] | 55593 | 55593 | MN | MROW | 3568.3333 | 184
[13 empty] | 55594 | 55594 | MN | MROW | 3568.3333 | 184
[13 empty] | 55595 | 55595 | MN | MROW | 3568.3333 | 184
[13 empty] | 55596 | 55596 | MN | MROW | 3568.3333 | 184
[13 empty] | 55597 | 55597 | MN | MROW | 3568.3333 | 184
[13 empty] | 55598 | 55598 | MN | MROW | 3568.3333 | 184
[13 empty] | 55599 | 55599 | MN | MROW | 3568.3333 | 184
[13 empty] | 55601 | 55601 | MN | MROW | 3568.3333 | 184
[13 empty] | 55602 | 55602 | MN | MROW | 3568.3333 | 184
[13 empty] | 55603 | 55603 | MN | MROW | 3568.3333 | 184
[13 empty] | 55604 | 55604 | MN | MROW | 3568.3333 | 184
[13 empty] | 55605 | 55605 | MN | MROW | 3568.3333 | 184
[13 empty] | 55606 | 55606 | MN | MROW | 3568.3333 | 184
[13 empty] | 55607 | 55607 | MN | MROW | 3568.3333 | 184
[13 empty] | 55609 | 55609 | MN | MROW | 3568.3333 | 184
[13 empty] | 55612 | 55612 | MN | MROW | 3568.3333 | 184
[13 empty] | 55613 | 55613 | MN | MROW | 3568.3333 | 184
[13 empty] | 55614 | 55614 | MN | MROW | 3568.3333 | 184
[13 empty] | 55615 | 55615 | MN | MROW | 3568.3333 | 184
[13 empty] | 55616 | 55616 | MN | MROW | 3568.3333 | 184
[13 empty] | 55701 | 55701 | MN | MROW | 3568.3333 | 184
[13 empty] | 55702 | 55702 | MN | MROW | 3568.3333 | 184
[13 empty] | 55703 | 55703 | MN | MROW | 3568.3333 | 184
[13 empty] | 55704 | 55704 | MN | MROW | 3568.3333 | 184
[13 empty] | 55705 | 55705 | MN | MROW | 3568.3333 | 184
[13 empty] | 55706 | 55706 | MN | MROW | 3568.3333 | 184
[13 empty] | 55707 | 55707 | MN | MROW | 3568.3333 | 184
[13 empty] | 55708 | 55708 | MN | MROW | 3568.3333 | 184
[13 empty] | 55709 | 55709 | MN | MROW | 3568.3333 | 184
[13 empty] | 55710 | 55710 | MN | MROW | 3568.3333 | 184
[13 empty] | 55711 | 55711 | MN | MROW | 3568.3333 | 184
[13 empty] | 55712 | 55712 | MN | MROW | 3568.3333 | 184
[13 empty] | 55713 | 55713 | MN | MROW | 3568.3333 | 184
[13 empty] | 55716 | 55716 | MN | MROW | 3568.3333 | 184
[13 empty] | 55717 | 55717 | MN | MROW | 3568.3333 | 184
[13 empty] | 55718 | 55718 | MN | MROW | 3568.3333 | 184
[13 empty] | 55719 | 55719 | MN | MROW | 3568.3333 | 184
[13 empty] | 55720 | 55720 | MN | MROW | 3568.3333 | 184
[13 empty] | 55721 | 55721 | MN | MROW | 3568.3333 | 184
[13 empty] | 55722 | 55722 | MN | MROW | 3568.3333 | 184
[13 empty] | 55723 | 55723 | MN | MROW | 3568.3333 | 184
[13 empty] | 55724 | 55724 | MN | MROW | 3568.3333 | 184
[13 empty] | 55725 | 55725 | MN | MROW | 3568.3333 | 184
[13 empty] | 55726 | 55726 | MN | MROW | 3568.3333 | 184
[13 empty] | 55730 | 55730 | MN | MROW | 3568.3333 | 184
[13 empty] | 55731 | 55731 | MN | MROW | 3568.3333 | 184
[13 empty] | 55732 | 55732 | MN | MROW | 3568.3333 | 184
[13 empty] | 55733 | 55733 | MN | MROW | 3568.3333 | 184
[13 empty] | 55734 | 55734 | MN | MROW | 3568.3333 | 184
[13 empty] | 55735 | 55735 | MN | MROW | 3568.3333 | 184
[13 empty] | 55736 | 55736 | MN | MROW | 3568.3333 | 184
[13 empty] | 55738 | 55738 | MN | MROW | 3568.3333 | 184
[13 empty] | 55741 | 55741 | MN | MROW | 3568.3333 | 184
[13 empty] | 55742 | 55742 | MN | MROW | 3568.3333 | 184
[13 empty] | 55744 | 55744 | MN | MROW | 3568.3333 | 184
[13 empty] | 55745 | 55745 | MN | MROW | 3568.3333 | 184
[13 empty] | 55746 | 55746 | MN | MROW | 3568.3333 | 184
[13 empty] | 55747 | 55747 | MN | MROW | 3568.3333 | 184
[13 empty] | 55748 | 55748 | MN | MROW | 3568.3333 | 184
[13 empty] | 55749 | 55749 | MN | MROW | 3568.3333 | 184
[13 empty] | 55750 | 55750 | MN | MROW | 3568.3333 | 184
[13 empty] | 55751 | 55751 | MN | MROW | 3568.3333 | 184
[13 empty] | 55752 | 55752 | MN | MROW | 3568.3333 | 184
[13 empty] | 55753 | 55753 | MN | MROW | 3568.3333 | 184
[13 empty] | 55756 | 55756 | MN | MROW | 3568.3333 | 184
[13 empty] | 55757 | 55757 | MN | MROW | 3568.3333 | 184
[13 empty] | 55758 | 55758 | MN | MROW | 3568.3333 | 184
[13 empty] | 55760 | 55760 | MN | MROW | 3568.3333 | 184
[13 empty] | 55763 | 55763 | MN | MROW | 3568.3333 | 184
[13 empty] | 55764 | 55764 | MN | MROW | 3568.3333 | 184
[13 empty] | 55765 | 55765 | MN | MROW | 3568.3333 | 184
[13 empty] | 55766 | 55766 | MN | MROW | 3568.3333 | 184
[13 empty] | 55767 | 55767 | MN | MROW | 3568.3333 | 184
[13 empty] | 55768 | 55768 | MN | MROW | 3568.3333 | 184
[13 empty] | 55769 | 55769 | MN | MROW | 3568.3333 | 184
[13 empty] | 55771 | 55771 | MN | MROW | 3568.3333 | 184
[13 empty] | 55772 | 55772 | MN | MROW | 3568.3333 | 184
[13 empty] | 55775 | 55775 | MN | MROW | 3568.3333 | 184
[13 empty] | 55777 | 55777 | MN | MROW | 3568.3333 | 184
[13 empty] | 55779 | 55779 | MN | MROW | 3568.3333 | 184
[13 empty] | 55780 | 55780 | MN | MROW | 3568.3333 | 184
[13 empty] | 55781 | 55781 | MN | MROW | 3568.3333 | 184
[13 empty] | 55782 | 55782 | MN | MROW | 3568.3333 | 184
[13 empty] | 55783 | 55783 | MN | MROW | 3568.3333 | 184
[13 empty] | 55784 | 55784 | MN | MROW | 3568.3333 | 184
[13 empty] | 55785 | 55785 | MN | MROW | 3568.3333 | 184
[13 empty] | 55786 | 55786 | MN | MROW | 3568.3333 | 184
[13 empty] | 55787 | 55787 | MN | MROW | 3568.3333 | 184
[13 empty] | 55790 | 55790 | MN | MROW | 3568.3333 | 184
[13 empty] | 55791 | 55791 | MN | MROW | 3568.3333 | 184
[13 empty] | 55792 | 55792 | MN | MROW | 3568.3333 | 184
[13 empty] | 55793 | 55793 | MN | MROW | 3568.3333 | 184
[13 empty] | 55795 | 55795 | MN | MROW | 3568.3333 | 184
[13 empty] | 55796 | 55796 | MN | MROW | 3568.3333 | 184
[13 empty] | 55797 | 55797 | MN | MROW | 3568.3333 | 184
[13 empty] | 55798 | 55798 | MN | MROW | 3568.3333 | 184
[13 empty] | 55801 | 55801 | MN | MROW | 3568.3333 | 184
[13 empty] | 55802 | 55802 | MN | MROW | 3568.3333 | 184
[13 empty] | 55803 | 55803 | MN | MROW | 3568.3333 | 184
[13 empty] | 55804 | 55804 | MN | MROW | 3568.3333 | 184
[13 empty] | 55805 | 55805 | MN | MROW | 3568.3333 | 184
[13 empty] | 55806 | 55806 | MN | MROW | 3568.3333 | 184
[13 empty] | 55807 | 55807 | MN | MROW | 3568.3333 | 184
[13 empty] | 55808 | 55808 | MN | MROW | 3568.3333 | 184
[13 empty] | 55810 | 55810 | MN | MROW | 3568.3333 | 184
[13 empty] | 55811 | 55811 | MN | MROW | 3568.3333 | 184
[13 empty] | 55812 | 55812 | MN | MROW | 3568.3333 | 184
[13 empty] | 55814 | 55814 | MN | MROW | 3568.3333 | 184
[13 empty] | 55815 | 55815 | MN | MROW | 3568.3333 | 184
[13 empty] | 55816 | 55816 | MN | MROW | 3568.3333 | 184
[13 empty] | 55901 | 55901 | MN | MROW | 3568.3333 | 184
[13 empty] | 55902 | 55902 | MN | MROW | 3568.3333 | 184
[13 empty] | 55903 | 55903 | MN | MROW | 3568.3333 | 184
[13 empty] | 55904 | 55904 | MN | MROW | 3568.3333 | 184
[13 empty] | 55905 | 55905 | MN | MROW | 3568.3333 | 184
[13 empty] | 55906 | 55906 | MN | MROW | 3568.3333 | 184
[13 empty] | 55909 | 55909 | MN | MROW | 3568.3333 | 184
[13 empty] | 55910 | 55910 | MN | MROW | 3568.3333 | 184
[13 empty] | 55912 | 55912 | MN | MROW | 3568.3333 | 184
[13 empty] | 55917 | 55917 | MN | MROW | 3568.3333 | 184
[13 empty] | 55918 | 55918 | MN | MROW | 3568.3333 | 184
[13 empty] | 55919 | 55919 | MN | MROW | 3568.3333 | 184
[13 empty] | 55920 | 55920 | MN | MROW | 3568.3333 | 184
[13 empty] | 55921 | 55921 | MN | MROW | 3568.3333 | 184
[13 empty] | 55922 | 55922 | MN | MROW | 3568.3333 | 184
[13 empty] | 55923 | 55923 | MN | MROW | 3568.3333 | 184
[13 empty] | 55924 | 55924 | MN | MROW | 3568.3333 | 184
[13 empty] | 55925 | 55925 | MN | MROW | 3568.3333 | 184
[13 empty] | 55926 | 55926 | MN | MROW | 3568.3333 | 184
[13 empty] | 55927 | 55927 | MN | MROW | 3568.3333 | 184
[13 empty] | 55929 | 55929 | MN | MROW | 3568.3333 | 184
[13 empty] | 55931 | 55931 | MN | MROW | 3568.3333 | 184
[13 empty] | 55932 | 55932 | MN | MROW | 3568.3333 | 184
[13 empty] | 55933 | 55933 | MN | MROW | 3568.3333 | 184
[13 empty] | 55934 | 55934 | MN | MROW | 3568.3333 | 184
[13 empty] | 55935 | 55935 | MN | MROW | 3568.3333 | 184
[13 empty] | 55936 | 55936 | MN | MROW | 3568.3333 | 184
[13 empty] | 55939 | 55939 | MN | MROW | 3568.3333 | 184
[13 empty] | 55940 | 55940 | MN | MROW | 3568.3333 | 184
[13 empty] | 55941 | 55941 | MN | MROW | 3568.3333 | 184
[13 empty] | 55942 | 55942 | MN | MROW | 3568.3333 | 184
[13 empty] | 55943 | 55943 | MN | MROW | 3568.3333 | 184
[13 empty] | 55944 | 55944 | MN | MROW | 3568.3333 | 184
[13 empty] | 55945 | 55945 | MN | MROW | 3568.3333 | 184
[13 empty] | 55946 | 55946 | MN | MROW | 3568.3333 | 184
[13 empty] | 55947 | 55947 | MN | MROW | 3568.3333 | 184
[13 empty] | 55949 | 55949 | MN | MROW | 3568.3333 | 184
[13 empty] | 55950 | 55950 | MN | MROW | 3568.3333 | 184
[13 empty] | 55951 | 55951 | MN | MROW | 3568.3333 | 184
[13 empty] | 55952 | 55952 | MN | MROW | 3568.3333 | 184
[13 empty] | 55953 | 55953 | MN | MROW | 3568.3333 | 184
[13 empty] | 55954 | 55954 | MN | MROW | 3568.3333 | 184
[13 empty] | 55955 | 55955 | MN | MROW | 3568.3333 | 184
[13 empty] | 55956 | 55956 | MN | MROW | 3568.3333 | 184
[13 empty] | 55957 | 55957 | MN | MROW | 3568.3333 | 184
[13 empty] | 55959 | 55959 | MN | MROW | 3568.3333 | 184
[13 empty] | 55960 | 55960 | MN | MROW | 3568.3333 | 184
[13 empty] | 55961 | 55961 | MN | MROW | 3568.3333 | 184
[13 empty] | 55962 | 55962 | MN | MROW | 3568.3333 | 184
[13 empty] | 55963 | 55963 | MN | MROW | 3568.3333 | 184
[13 empty] | 55964 | 55964 | MN | MROW | 3568.3333 | 184
[13 empty] | 55965 | 55965 | MN | MROW | 3568.3333 | 184
[13 empty] | 55967 | 55967 | MN | MROW | 3568.3333 | 184
[13 empty] | 55968 | 55968 | MN | MROW | 3568.3333 | 184
[13 empty] | 55969 | 55969 | MN | MROW | 3568.3333 | 184
[13 empty] | 55970 | 55970 | MN | MROW | 3568.3333 | 184
[13 empty] | 55971 | 55971 | MN | MROW | 3568.3333 | 184
[13 empty] | 55972 | 55972 | MN | MROW | 3568.3333 | 184
[13 empty] | 55973 | 55973 | MN | MROW | 3568.3333 | 184
[13 empty] | 55974 | 55974 | MN | MROW | 3568.3333 | 184
[13 empty] | 55975 | 55975 | MN | MROW | 3568.3333 | 184
[13 empty] | 55976 | 55976 | MN | MROW | 3568.3333 | 184
[13 empty] | 55977 | 55977 | MN | MROW | 3568.3333 | 184
[13 empty] | 55979 | 55979 | MN | MROW | 3568.3333 | 184
[13 empty] | 55981 | 55981 | MN | MROW | 3568.3333 | 184
[13 empty] | 55982 | 55982 | MN | MROW | 3568.3333 | 184
[13 empty] | 55983 | 55983 | MN | MROW | 3568.3333 | 184
[13 empty] | 55985 | 55985 | MN | MROW | 3568.3333 | 184
[13 empty] | 55987 | 55987 | MN | MROW | 3568.3333 | 184
[13 empty] | 55988 | 55988 | MN | MROW | 3568.3333 | 184
[13 empty] | 55990 | 55990 | MN | MROW | 3568.3333 | 184
[13 empty] | 55991 | 55991 | MN | MROW | 3568.3333 | 184
[13 empty] | 55992 | 55992 | MN | MROW | 3568.3333 | 184
[13 empty] | 56001 | 56001 | MN | MROW | 3568.3333 | 184
[13 empty] | 56002 | 56002 | MN | MROW | 3568.3333 | 184
[13 empty] | 56003 | 56003 | MN | MROW | 3568.3333 | 184
[13 empty] | 56006 | 56006 | MN | MROW | 3568.3333 | 184
[13 empty] | 56007 | 56007 | MN | MROW | 3568.3333 | 184
[13 empty] | 56009 | 56009 | MN | MROW | 3568.3333 | 184
[13 empty] | 56010 | 56010 | MN | MROW | 3568.3333 | 184
[13 empty] | 56011 | 56011 | MN | MROW | 3568.3333 | 184
[13 empty] | 56013 | 56013 | MN | MROW | 3568.3333 | 184
[13 empty] | 56014 | 56014 | MN | MROW | 3568.3333 | 184
[13 empty] | 56016 | 56016 | MN | MROW | 3568.3333 | 184
[13 empty] | 56017 | 56017 | MN | MROW | 3568.3333 | 184
[13 empty] | 56019 | 56019 | MN | MROW | 3568.3333 | 184
[13 empty] | 56020 | 56020 | MN | MROW | 3568.3333 | 184
[13 empty] | 56021 | 56021 | MN | MROW | 3568.3333 | 184
[13 empty] | 56022 | 56022 | MN | MROW | 3568.3333 | 184
[13 empty] | 56023 | 56023 | MN | MROW | 3568.3333 | 184
[13 empty] | 56024 | 56024 | MN | MROW | 3568.3333 | 184
[13 empty] | 56025 | 56025 | MN | MROW | 3568.3333 | 184
[13 empty] | 56026 | 56026 | MN | MROW | 3568.3333 | 184
[13 empty] | 56027 | 56027 | MN | MROW | 3568.3333 | 184
[13 empty] | 56028 | 56028 | MN | MROW | 3568.3333 | 184
[13 empty] | 56029 | 56029 | MN | MROW | 3568.3333 | 184
[13 empty] | 56030 | 56030 | MN | MROW | 3568.3333 | 184
[13 empty] | 56031 | 56031 | MN | MROW | 3568.3333 | 184
[13 empty] | 56032 | 56032 | MN | MROW | 3568.3333 | 184
[13 empty] | 56033 | 56033 | MN | MROW | 3568.3333 | 184
[13 empty] | 56034 | 56034 | MN | MROW | 3568.3333 | 184
[13 empty] | 56035 | 56035 | MN | MROW | 3568.3333 | 184
[13 empty] | 56036 | 56036 | MN | MROW | 3568.3333 | 184
[13 empty] | 56037 | 56037 | MN | MROW | 3568.3333 | 184
[13 empty] | 56039 | 56039 | MN | MROW | 3568.3333 | 184
[13 empty] | 56041 | 56041 | MN | MROW | 3568.3333 | 184
[13 empty] | 56042 | 56042 | MN | MROW | 3568.3333 | 184
[13 empty] | 56043 | 56043 | MN | MROW | 3568.3333 | 184
[13 empty] | 56044 | 56044 | MN | MROW | 3568.3333 | 184
[13 empty] | 56045 | 56045 | MN | MROW | 3568.3333 | 184
[13 empty] | 56046 | 56046 | MN | MROW | 3568.3333 | 184
[13 empty] | 56047 | 56047 | MN | MROW | 3568.3333 | 184
[13 empty] | 56048 | 56048 | MN | MROW | 3568.3333 | 184
[13 empty] | 56050 | 56050 | MN | MROW | 3568.3333 | 184
[13 empty] | 56051 | 56051 | MN | MROW | 3568.3333 | 184
[13 empty] | 56052 | 56052 | MN | MROW | 3568.3333 | 184
[13 empty] | 56054 | 56054 | MN | MROW | 3568.3333 | 184
[13 empty] | 56055 | 56055 | MN | MROW | 3568.3333 | 184
[13 empty] | 56056 | 56056 | MN | MROW | 3568.3333 | 184
[13 empty] | 56057 | 56057 | MN | MROW | 3568.3333 | 184
[13 empty] | 56058 | 56058 | MN | MROW | 3568.3333 | 184
[13 empty] | 56060 | 56060 | MN | MROW | 3568.3333 | 184
[13 empty] | 56062 | 56062 | MN | MROW | 3568.3333 | 184
[13 empty] | 56063 | 56063 | MN | MROW | 3568.3333 | 184
[13 empty] | 56065 | 56065 | MN | MROW | 3568.3333 | 184
[13 empty] | 56068 | 56068 | MN | MROW | 3568.3333 | 184
[13 empty] | 56069 | 56069 | MN | MROW | 3568.3333 | 184
[13 empty] | 56071 | 56071 | MN | MROW | 3568.3333 | 184
[13 empty] | 56072 | 56072 | MN | MROW | 3568.3333 | 184
[13 empty] | 56073 | 56073 | MN | MROW | 3568.3333 | 184
[13 empty] | 56074 | 56074 | MN | MROW | 3568.3333 | 184
[13 empty] | 56075 | 56075 | MN | MROW | 3568.3333 | 184
[13 empty] | 56078 | 56078 | MN | MROW | 3568.3333 | 184
[13 empty] | 56080 | 56080 | MN | MROW | 3568.3333 | 184
[13 empty] | 56081 | 56081 | MN | MROW | 3568.3333 | 184
[13 empty] | 56082 | 56082 | MN | MROW | 3568.3333 | 184
[13 empty] | 56083 | 56083 | MN | MROW | 3568.3333 | 184
[13 empty] | 56084 | 56084 | MN | MROW | 3568.3333 | 184
[13 empty] | 56085 | 56085 | MN | MROW | 3568.3333 | 184
[13 empty] | 56087 | 56087 | MN | MROW | 3568.3333 | 184
[13 empty] | 56088 | 56088 | MN | MROW | 3568.3333 | 184
[13 empty] | 56089 | 56089 | MN | MROW | 3568.3333 | 184
[13 empty] | 56090 | 56090 | MN | MROW | 3568.3333 | 184
[13 empty] | 56091 | 56091 | MN | MROW | 3568.3333 | 184
[13 empty] | 56093 | 56093 | MN | MROW | 3568.3333 | 184
[13 empty] | 56096 | 56096 | MN | MROW | 3568.3333 | 184
[13 empty] | 56097 | 56097 | MN | MROW | 3568.3333 | 184
[13 empty] | 56098 | 56098 | MN | MROW | 3568.3333 | 184
[13 empty] | 56101 | 56101 | MN | MROW | 3568.3333 | 184
[13 empty] | 56110 | 56110 | MN | MROW | 3568.3333 | 184
[13 empty] | 56111 | 56111 | MN | MROW | 3568.3333 | 184
[13 empty] | 56113 | 56113 | MN | MROW | 3568.3333 | 184
[13 empty] | 56114 | 56114 | MN | MROW | 3568.3333 | 184
[13 empty] | 56115 | 56115 | MN | MROW | 3568.3333 | 184
[13 empty] | 56116 | 56116 | MN | MROW | 3568.3333 | 184
[13 empty] | 56117 | 56117 | MN | MROW | 3568.3333 | 184
[13 empty] | 56118 | 56118 | MN | MROW | 3568.3333 | 184
[13 empty] | 56119 | 56119 | MN | MROW | 3568.3333 | 184
[13 empty] | 56120 | 56120 | MN | MROW | 3568.3333 | 184
[13 empty] | 56121 | 56121 | MN | MROW | 3568.3333 | 184
[13 empty] | 56122 | 56122 | MN | MROW | 3568.3333 | 184
[13 empty] | 56123 | 56123 | MN | MROW | 3568.3333 | 184
[13 empty] | 56125 | 56125 | MN | MROW | 3568.3333 | 184
[13 empty] | 56127 | 56127 | MN | MROW | 3568.3333 | 184
[13 empty] | 56128 | 56128 | MN | MROW | 3568.3333 | 184
[13 empty] | 56129 | 56129 | MN | MROW | 3568.3333 | 184
[13 empty] | 56131 | 56131 | MN | MROW | 3568.3333 | 184
[13 empty] | 56132 | 56132 | MN | MROW | 3568.3333 | 184
[13 empty] | 56134 | 56134 | MN | MROW | 3568.3333 | 184
[13 empty] | 56136 | 56136 | MN | MROW | 3568.3333 | 184
[13 empty] | 56137 | 56137 | MN | MROW | 3568.3333 | 184
[13 empty] | 56138 | 56138 | MN | MROW | 3568.3333 | 184
[13 empty] | 56139 | 56139 | MN | MROW | 3568.3333 | 184
[13 empty] | 56140 | 56140 | MN | MROW | 3568.3333 | 184
[13 empty] | 56141 | 56141 | MN | MROW | 3568.3333 | 184
[13 empty] | 56142 | 56142 | MN | MROW | 3568.3333 | 184
[13 empty] | 56143 | 56143 | MN | MROW | 3568.3333 | 184
[13 empty] | 56144 | 56144 | MN | MROW | 3568.3333 | 184
[13 empty] | 56145 | 56145 | MN | MROW | 3568.3333 | 184
[13 empty] | 56146 | 56146 | MN | MROW | 3568.3333 | 184
[13 empty] | 56147 | 56147 | MN | MROW | 3568.3333 | 184
[13 empty] | 56149 | 56149 | MN | MROW | 3568.3333 | 184
[13 empty] | 56150 | 56150 | MN | MROW | 3568.3333 | 184
[13 empty] | 56151 | 56151 | MN | MROW | 3568.3333 | 184
[13 empty] | 56152 | 56152 | MN | MROW | 3568.3333 | 184
[13 empty] | 56153 | 56153 | MN | MROW | 3568.3333 | 184
[13 empty] | 56155 | 56155 | MN | MROW | 3568.3333 | 184
[13 empty] | 56156 | 56156 | MN | MROW | 3568.3333 | 184
[13 empty] | 56157 | 56157 | MN | MROW | 3568.3333 | 184
[13 empty] | 56158 | 56158 | MN | MROW | 3568.3333 | 184
[13 empty] | 56159 | 56159 | MN | MROW | 3568.3333 | 184
[13 empty] | 56160 | 56160 | MN | MROW | 3568.3333 | 184
[13 empty] | 56161 | 56161 | MN | MROW | 3568.3333 | 184
[13 empty] | 56162 | 56162 | MN | MROW | 3568.3333 | 184
[13 empty] | 56164 | 56164 | MN | MROW | 3568.3333 | 184
[13 empty] | 56165 | 56165 | MN | MROW | 3568.3333 | 184
[13 empty] | 56166 | 56166 | MN | MROW | 3568.3333 | 184
[13 empty] | 56167 | 56167 | MN | MROW | 3568.3333 | 184
[13 empty] | 56168 | 56168 | MN | MROW | 3568.3333 | 184
[13 empty] | 56169 | 56169 | MN | MROW | 3568.3333 | 184
[13 empty] | 56170 | 56170 | MN | MROW | 3568.3333 | 184
[13 empty] | 56171 | 56171 | MN | MROW | 3568.3333 | 184
[13 empty] | 56172 | 56172 | MN | MROW | 3568.3333 | 184
[13 empty] | 56173 | 56173 | MN | MROW | 3568.3333 | 184
[13 empty] | 56174 | 56174 | MN | MROW | 3568.3333 | 184
[13 empty] | 56175 | 56175 | MN | MROW | 3568.3333 | 184
[13 empty] | 56176 | 56176 | MN | MROW | 3568.3333 | 184
[13 empty] | 56177 | 56177 | MN | MROW | 3568.3333 | 184
[13 empty] | 56178 | 56178 | MN | MROW | 3568.3333 | 184
[13 empty] | 56180 | 56180 | MN | MROW | 3568.3333 | 184
[13 empty] | 56181 | 56181 | MN | MROW | 3568.3333 | 184
[13 empty] | 56183 | 56183 | MN | MROW | 3568.3333 | 184
[13 empty] | 56185 | 56185 | MN | MROW | 3568.3333 | 184
[13 empty] | 56186 | 56186 | MN | MROW | 3568.3333 | 184
[13 empty] | 56187 | 56187 | MN | MROW | 3568.3333 | 184
[13 empty] | 56201 | 56201 | MN | MROW | 3568.3333 | 184
[13 empty] | 56207 | 56207 | MN | MROW | 3568.3333 | 184
[13 empty] | 56208 | 56208 | MN | MROW | 3568.3333 | 184
[13 empty] | 56209 | 56209 | MN | MROW | 3568.3333 | 184
[13 empty] | 56210 | 56210 | MN | MROW | 3568.3333 | 184
[13 empty] | 56211 | 56211 | MN | MROW | 3568.3333 | 184
[13 empty] | 56212 | 56212 | MN | MROW | 3568.3333 | 184
[13 empty] | 56214 | 56214 | MN | MROW | 3568.3333 | 184
[13 empty] | 56215 | 56215 | MN | MROW | 3568.3333 | 184
[13 empty] | 56216 | 56216 | MN | MROW | 3568.3333 | 184
[13 empty] | 56218 | 56218 | MN | MROW | 3568.3333 | 184
[13 empty] | 56219 | 56219 | MN | MROW | 3568.3333 | 184
[13 empty] | 56220 | 56220 | MN | MROW | 3568.3333 | 184
[13 empty] | 56221 | 56221 | MN | MROW | 3568.3333 | 184
[13 empty] | 56222 | 56222 | MN | MROW | 3568.3333 | 184
[13 empty] | 56223 | 56223 | MN | MROW | 3568.3333 | 184
[13 empty] | 56224 | 56224 | MN | MROW | 3568.3333 | 184
[13 empty] | 56225 | 56225 | MN | MROW | 3568.3333 | 184
[13 empty] | 56226 | 56226 | MN | MROW | 3568.3333 | 184
[13 empty] | 56227 | 56227 | MN | MROW | 3568.3333 | 184
[13 empty] | 56228 | 56228 | MN | MROW | 3568.3333 | 184
[13 empty] | 56229 | 56229 | MN | MROW | 3568.3333 | 184
[13 empty] | 56230 | 56230 | MN | MROW | 3568.3333 | 184
[13 empty] | 56231 | 56231 | MN | MROW | 3568.3333 | 184
[13 empty] | 56232 | 56232 | MN | MROW | 3568.3333 | 184
[13 empty] | 56235 | 56235 | MN | MROW | 3568.3333 | 184
[13 empty] | 56236 | 56236 | MN | MROW | 3568.3333 | 184
[13 empty] | 56237 | 56237 | MN | MROW | 3568.3333 | 184
[13 empty] | 56239 | 56239 | MN | MROW | 3568.3333 | 184
[13 empty] | 56240 | 56240 | MN | MROW | 3568.3333 | 184
[13 empty] | 56241 | 56241 | MN | MROW | 3568.3333 | 184
[13 empty] | 56243 | 56243 | MN | MROW | 3568.3333 | 184
[13 empty] | 56244 | 56244 | MN | MROW | 3568.3333 | 184
[13 empty] | 56245 | 56245 | MN | MROW | 3568.3333 | 184
[13 empty] | 56248 | 56248 | MN | MROW | 3568.3333 | 184
[13 empty] | 56249 | 56249 | MN | MROW | 3568.3333 | 184
[13 empty] | 56251 | 56251 | MN | MROW | 3568.3333 | 184
[13 empty] | 56252 | 56252 | MN | MROW | 3568.3333 | 184
[13 empty] | 56253 | 56253 | MN | MROW | 3568.3333 | 184
[13 empty] | 56255 | 56255 | MN | MROW | 3568.3333 | 184
[13 empty] | 56256 | 56256 | MN | MROW | 3568.3333 | 184
[13 empty] | 56257 | 56257 | MN | MROW | 3568.3333 | 184
[13 empty] | 56258 | 56258 | MN | MROW | 3568.3333 | 184
[13 empty] | 56260 | 56260 | MN | MROW | 3568.3333 | 184
[13 empty] | 56262 | 56262 | MN | MROW | 3568.3333 | 184
[13 empty] | 56263 | 56263 | MN | MROW | 3568.3333 | 184
[13 empty] | 56264 | 56264 | MN | MROW | 3568.3333 | 184
[13 empty] | 56265 | 56265 | MN | MROW | 3568.3333 | 184
[13 empty] | 56266 | 56266 | MN | MROW | 3568.3333 | 184
[13 empty] | 56267 | 56267 | MN | MROW | 3568.3333 | 184
[13 empty] | 56270 | 56270 | MN | MROW | 3568.3333 | 184
[13 empty] | 56271 | 56271 | MN | MROW | 3568.3333 | 184
[13 empty] | 56273 | 56273 | MN | MROW | 3568.3333 | 184
[13 empty] | 56274 | 56274 | MN | MROW | 3568.3333 | 184
[13 empty] | 56276 | 56276 | MN | MROW | 3568.3333 | 184
[13 empty] | 56277 | 56277 | MN | MROW | 3568.3333 | 184
[13 empty] | 56278 | 56278 | MN | MROW | 3568.3333 | 184
[13 empty] | 56279 | 56279 | MN | MROW | 3568.3333 | 184
[13 empty] | 56280 | 56280 | MN | MROW | 3568.3333 | 184
[13 empty] | 56281 | 56281 | MN | MROW | 3568.3333 | 184
[13 empty] | 56282 | 56282 | MN | MROW | 3568.3333 | 184
[13 empty] | 56283 | 56283 | MN | MROW | 3568.3333 | 184
[13 empty] | 56284 | 56284 | MN | MROW | 3568.3333 | 184
[13 empty] | 56285 | 56285 | MN | MROW | 3568.3333 | 184
[13 empty] | 56287 | 56287 | MN | MROW | 3568.3333 | 184
[13 empty] | 56288 | 56288 | MN | MROW | 3568.3333 | 184
[13 empty] | 56289 | 56289 | MN | MROW | 3568.3333 | 184
[13 empty] | 56291 | 56291 | MN | MROW | 3568.3333 | 184
[13 empty] | 56292 | 56292 | MN | MROW | 3568.3333 | 184
[13 empty] | 56293 | 56293 | MN | MROW | 3568.3333 | 184
[13 empty] | 56294 | 56294 | MN | MROW | 3568.3333 | 184
[13 empty] | 56295 | 56295 | MN | MROW | 3568.3333 | 184
[13 empty] | 56296 | 56296 | MN | MROW | 3568.3333 | 184
[13 empty] | 56297 | 56297 | MN | MROW | 3568.3333 | 184
[13 empty] | 56301 | 56301 | MN | MROW | 3568.3333 | 184
[13 empty] | 56302 | 56302 | MN | MROW | 3568.3333 | 184
[13 empty] | 56303 | 56303 | MN | MROW | 3568.3333 | 184
[13 empty] | 56304 | 56304 | MN | MROW | 3568.3333 | 184
[13 empty] | 56307 | 56307 | MN | MROW | 3568.3333 | 184
[13 empty] | 56308 | 56308 | MN | MROW | 3568.3333 | 184
[13 empty] | 56309 | 56309 | MN | MROW | 3568.3333 | 184
[13 empty] | 56310 | 56310 | MN | MROW | 3568.3333 | 184
[13 empty] | 56311 | 56311 | MN | MROW | 3568.3333 | 184
[13 empty] | 56312 | 56312 | MN | MROW | 3568.3333 | 184
[13 empty] | 56313 | 56313 | MN | MROW | 3568.3333 | 184
[13 empty] | 56314 | 56314 | MN | MROW | 3568.3333 | 184
[13 empty] | 56315 | 56315 | MN | MROW | 3568.3333 | 184
[13 empty] | 56316 | 56316 | MN | MROW | 3568.3333 | 184
[13 empty] | 56317 | 56317 | MN | MROW | 3568.3333 | 184
[13 empty] | 56318 | 56318 | MN | MROW | 3568.3333 | 184
[13 empty] | 56319 | 56319 | MN | MROW | 3568.3333 | 184
[13 empty] | 56320 | 56320 | MN | MROW | 3568.3333 | 184
[13 empty] | 56321 | 56321 | MN | MROW | 3568.3333 | 184
[13 empty] | 56323 | 56323 | MN | MROW | 3568.3333 | 184
[13 empty] | 56324 | 56324 | MN | MROW | 3568.3333 | 184
[13 empty] | 56325 | 56325 | MN | MROW | 3568.3333 | 184
[13 empty] | 56326 | 56326 | MN | MROW | 3568.3333 | 184
[13 empty] | 56327 | 56327 | MN | MROW | 3568.3333 | 184
[13 empty] | 56328 | 56328 | MN | MROW | 3568.3333 | 184
[13 empty] | 56329 | 56329 | MN | MROW | 3568.3333 | 184
[13 empty] | 56330 | 56330 | MN | MROW | 3568.3333 | 184
[13 empty] | 56331 | 56331 | MN | MROW | 3568.3333 | 184
[13 empty] | 56332 | 56332 | MN | MROW | 3568.3333 | 184
[13 empty] | 56333 | 56333 | MN | MROW | 3568.3333 | 184
[13 empty] | 56334 | 56334 | MN | MROW | 3568.3333 | 184
[13 empty] | 56335 | 56335 | MN | MROW | 3568.3333 | 184
[13 empty] | 56336 | 56336 | MN | MROW | 3568.3333 | 184
[13 empty] | 56338 | 56338 | MN | MROW | 3568.3333 | 184
[13 empty] | 56339 | 56339 | MN | MROW | 3568.3333 | 184
[13 empty] | 56340 | 56340 | MN | MROW | 3568.3333 | 184
[13 empty] | 56341 | 56341 | MN | MROW | 3568.3333 | 184
[13 empty] | 56342 | 56342 | MN | MROW | 3568.3333 | 184
[13 empty] | 56343 | 56343 | MN | MROW | 3568.3333 | 184
[13 empty] | 56344 | 56344 | MN | MROW | 3568.3333 | 184
[13 empty] | 56345 | 56345 | MN | MROW | 3568.3333 | 184
[13 empty] | 56347 | 56347 | MN | MROW | 3568.3333 | 184
[13 empty] | 56349 | 56349 | MN | MROW | 3568.3333 | 184
[13 empty] | 56350 | 56350 | MN | MROW | 3568.3333 | 184
[13 empty] | 56352 | 56352 | MN | MROW | 3568.3333 | 184
[13 empty] | 56353 | 56353 | MN | MROW | 3568.3333 | 184
[13 empty] | 56354 | 56354 | MN | MROW | 3568.3333 | 184
[13 empty] | 56355 | 56355 | MN | MROW | 3568.3333 | 184
[13 empty] | 56356 | 56356 | MN | MROW | 3568.3333 | 184
[13 empty] | 56357 | 56357 | MN | MROW | 3568.3333 | 184
[13 empty] | 56358 | 56358 | MN | MROW | 3568.3333 | 184
[13 empty] | 56359 | 56359 | MN | MROW | 3568.3333 | 184
[13 empty] | 56360 | 56360 | MN | MROW | 3568.3333 | 184
[13 empty] | 56361 | 56361 | MN | MROW | 3568.3333 | 184
[13 empty] | 56362 | 56362 | MN | MROW | 3568.3333 | 184
[13 empty] | 56363 | 56363 | MN | MROW | 3568.3333 | 184
[13 empty] | 56364 | 56364 | MN | MROW | 3568.3333 | 184
[13 empty] | 56367 | 56367 | MN | MROW | 3568.3333 | 184
[13 empty] | 56368 | 56368 | MN | MROW | 3568.3333 | 184
[13 empty] | 56369 | 56369 | MN | MROW | 3568.3333 | 184
[13 empty] | 56371 | 56371 | MN | MROW | 3568.3333 | 184
[13 empty] | 56372 | 56372 | MN | MROW | 3568.3333 | 184
[13 empty] | 56373 | 56373 | MN | MROW | 3568.3333 | 184
[13 empty] | 56374 | 56374 | MN | MROW | 3568.3333 | 184
[13 empty] | 56375 | 56375 | MN | MROW | 3568.3333 | 184
[13 empty] | 56376 | 56376 | MN | MROW | 3568.3333 | 184
[13 empty] | 56377 | 56377 | MN | MROW | 3568.3333 | 184
[13 empty] | 56378 | 56378 | MN | MROW | 3568.3333 | 184
[13 empty] | 56379 | 56379 | MN | MROW | 3568.3333 | 184
[13 empty] | 56381 | 56381 | MN | MROW | 3568.3333 | 184
[13 empty] | 56382 | 56382 | MN | MROW | 3568.3333 | 184
[13 empty] | 56384 | 56384 | MN | MROW | 3568.3333 | 184
[13 empty] | 56385 | 56385 | MN | MROW | 3568.3333 | 184
[13 empty] | 56386 | 56386 | MN | MROW | 3568.3333 | 184
[13 empty] | 56387 | 56387 | MN | MROW | 3568.3333 | 184
[13 empty] | 56388 | 56388 | MN | MROW | 3568.3333 | 184
[13 empty] | 56389 | 56389 | MN | MROW | 3568.3333 | 184
[13 empty] | 56393 | 56393 | MN | MROW | 3568.3333 | 184
[13 empty] | 56395 | 56395 | MN | MROW | 3568.3333 | 184
[13 empty] | 56396 | 56396 | MN | MROW | 3568.3333 | 184
[13 empty] | 56397 | 56397 | MN | MROW | 3568.3333 | 184
[13 empty] | 56398 | 56398 | MN | MROW | 3568.3333 | 184
[13 empty] | 56399 | 56399 | MN | MROW | 3568.3333 | 184
[13 empty] | 56401 | 56401 | MN | MROW | 3568.3333 | 184
[13 empty] | 56425 | 56425 | MN | MROW | 3568.3333 | 184
[13 empty] | 56430 | 56430 | MN | MROW | 3568.3333 | 184
[13 empty] | 56431 | 56431 | MN | MROW | 3568.3333 | 184
[13 empty] | 56433 | 56433 | MN | MROW | 3568.3333 | 184
[13 empty] | 56434 | 56434 | MN | MROW | 3568.3333 | 184
[13 empty] | 56435 | 56435 | MN | MROW | 3568.3333 | 184
[13 empty] | 56436 | 56436 | MN | MROW | 3568.3333 | 184
[13 empty] | 56437 | 56437 | MN | MROW | 3568.3333 | 184
[13 empty] | 56438 | 56438 | MN | MROW | 3568.3333 | 184
[13 empty] | 56440 | 56440 | MN | MROW | 3568.3333 | 184
[13 empty] | 56441 | 56441 | MN | MROW | 3568.3333 | 184
[13 empty] | 56442 | 56442 | MN | MROW | 3568.3333 | 184
[13 empty] | 56443 | 56443 | MN | MROW | 3568.3333 | 184
[13 empty] | 56444 | 56444 | MN | MROW | 3568.3333 | 184
[13 empty] | 56446 | 56446 | MN | MROW | 3568.3333 | 184
[13 empty] | 56447 | 56447 | MN | MROW | 3568.3333 | 184
[13 empty] | 56448 | 56448 | MN | MROW | 3568.3333 | 184
[13 empty] | 56449 | 56449 | MN | MROW | 3568.3333 | 184
[13 empty] | 56450 | 56450 | MN | MROW | 3568.3333 | 184
[13 empty] | 56452 | 56452 | MN | MROW | 3568.3333 | 184
[13 empty] | 56453 | 56453 | MN | MROW | 3568.3333 | 184
[13 empty] | 56455 | 56455 | MN | MROW | 3568.3333 | 184
[13 empty] | 56456 | 56456 | MN | MROW | 3568.3333 | 184
[13 empty] | 56458 | 56458 | MN | MROW | 3568.3333 | 184
[13 empty] | 56459 | 56459 | MN | MROW | 3568.3333 | 184
[13 empty] | 56461 | 56461 | MN | MROW | 3568.3333 | 184
[13 empty] | 56464 | 56464 | MN | MROW | 3568.3333 | 184
[13 empty] | 56465 | 56465 | MN | MROW | 3568.3333 | 184
[13 empty] | 56466 | 56466 | MN | MROW | 3568.3333 | 184
[13 empty] | 56467 | 56467 | MN | MROW | 3568.3333 | 184
[13 empty] | 56468 | 56468 | MN | MROW | 3568.3333 | 184
[13 empty] | 56469 | 56469 | MN | MROW | 3568.3333 | 184
[13 empty] | 56470 | 56470 | MN | MROW | 3568.3333 | 184
[13 empty] | 56472 | 56472 | MN | MROW | 3568.3333 | 184
[13 empty] | 56473 | 56473 | MN | MROW | 3568.3333 | 184
[13 empty] | 56474 | 56474 | MN | MROW | 3568.3333 | 184
[13 empty] | 56475 | 56475 | MN | MROW | 3568.3333 | 184
[13 empty] | 56477 | 56477 | MN | MROW | 3568.3333 | 184
[13 empty] | 56478 | 56478 | MN | MROW | 3568.3333 | 184
[13 empty] | 56479 | 56479 | MN | MROW | 3568.3333 | 184
[13 empty] | 56481 | 56481 | MN | MROW | 3568.3333 | 184
[13 empty] | 56482 | 56482 | MN | MROW | 3568.3333 | 184
[13 empty] | 56484 | 56484 | MN | MROW | 3568.3333 | 184
[13 empty] | 56501 | 56501 | MN | MROW | 3568.3333 | 184
[13 empty] | 56502 | 56502 | MN | MROW | 3568.3333 | 184
[13 empty] | 56510 | 56510 | MN | MROW | 3568.3333 | 184
[13 empty] | 56511 | 56511 | MN | MROW | 3568.3333 | 184
[13 empty] | 56514 | 56514 | MN | MROW | 3568.3333 | 184
[13 empty] | 56515 | 56515 | MN | MROW | 3568.3333 | 184
[13 empty] | 56516 | 56516 | MN | MROW | 3568.3333 | 184
[13 empty] | 56517 | 56517 | MN | MROW | 3568.3333 | 184
[13 empty] | 56518 | 56518 | MN | MROW | 3568.3333 | 184
[13 empty] | 56519 | 56519 | MN | MROW | 3568.3333 | 184
[13 empty] | 56520 | 56520 | MN | MROW | 3568.3333 | 184
[13 empty] | 56521 | 56521 | MN | MROW | 3568.3333 | 184
[13 empty] | 56522 | 56522 | MN | MROW | 3568.3333 | 184
[13 empty] | 56523 | 56523 | MN | MROW | 3568.3333 | 184
[13 empty] | 56524 | 56524 | MN | MROW | 3568.3333 | 184
[13 empty] | 56525 | 56525 | MN | MROW | 3568.3333 | 184
[13 empty] | 56527 | 56527 | MN | MROW | 3568.3333 | 184
[13 empty] | 56528 | 56528 | MN | MROW | 3568.3333 | 184
[13 empty] | 56529 | 56529 | MN | MROW | 3568.3333 | 184
[13 empty] | 56531 | 56531 | MN | MROW | 3568.3333 | 184
[13 empty] | 56533 | 56533 | MN | MROW | 3568.3333 | 184
[13 empty] | 56534 | 56534 | MN | MROW | 3568.3333 | 184
[13 empty] | 56535 | 56535 | MN | MROW | 3568.3333 | 184
[13 empty] | 56536 | 56536 | MN | MROW | 3568.3333 | 184
[13 empty] | 56537 | 56537 | MN | MROW | 3568.3333 | 184
[13 empty] | 56538 | 56538 | MN | MROW | 3568.3333 | 184
[13 empty] | 56540 | 56540 | MN | MROW | 3568.3333 | 184
[13 empty] | 56541 | 56541 | MN | MROW | 3568.3333 | 184
[13 empty] | 56542 | 56542 | MN | MROW | 3568.3333 | 184
[13 empty] | 56543 | 56543 | MN | MROW | 3568.3333 | 184
[13 empty] | 56544 | 56544 | MN | MROW | 3568.3333 | 184
[13 empty] | 56545 | 56545 | MN | MROW | 3568.3333 | 184
[13 empty] | 56546 | 56546 | MN | MROW | 3568.3333 | 184
[13 empty] | 56547 | 56547 | MN | MROW | 3568.3333 | 184
[13 empty] | 56548 | 56548 | MN | MROW | 3568.3333 | 184
[13 empty] | 56549 | 56549 | MN | MROW | 3568.3333 | 184
[13 empty] | 56550 | 56550 | MN | MROW | 3568.3333 | 184
[13 empty] | 56551 | 56551 | MN | MROW | 3568.3333 | 184
[13 empty] | 56552 | 56552 | MN | MROW | 3568.3333 | 184
[13 empty] | 56553 | 56553 | MN | MROW | 3568.3333 | 184
[13 empty] | 56554 | 56554 | MN | MROW | 3568.3333 | 184
[13 empty] | 56556 | 56556 | MN | MROW | 3568.3333 | 184
[13 empty] | 56557 | 56557 | MN | MROW | 3568.3333 | 184
[13 empty] | 56560 | 56560 | MN | MROW | 3568.3333 | 184
[13 empty] | 56561 | 56561 | MN | MROW | 3568.3333 | 184
[13 empty] | 56562 | 56562 | MN | MROW | 3568.3333 | 184
[13 empty] | 56563 | 56563 | MN | MROW | 3568.3333 | 184
[13 empty] | 56565 | 56565 | MN | MROW | 3568.3333 | 184
[13 empty] | 56566 | 56566 | MN | MROW | 3568.3333 | 184
[13 empty] | 56567 | 56567 | MN | MROW | 3568.3333 | 184
[13 empty] | 56568 | 56568 | MN | MROW | 3568.3333 | 184
[13 empty] | 56569 | 56569 | MN | MROW | 3568.3333 | 184
[13 empty] | 56570 | 56570 | MN | MROW | 3568.3333 | 184
[13 empty] | 56571 | 56571 | MN | MROW | 3568.3333 | 184
[13 empty] | 56572 | 56572 | MN | MROW | 3568.3333 | 184
[13 empty] | 56573 | 56573 | MN | MROW | 3568.3333 | 184
[13 empty] | 56574 | 56574 | MN | MROW | 3568.3333 | 184
[13 empty] | 56575 | 56575 | MN | MROW | 3568.3333 | 184
[13 empty] | 56576 | 56576 | MN | MROW | 3568.3333 | 184
[13 empty] | 56577 | 56577 | MN | MROW | 3568.3333 | 184
[13 empty] | 56578 | 56578 | MN | MROW | 3568.3333 | 184
[13 empty] | 56579 | 56579 | MN | MROW | 3568.3333 | 184
[13 empty] | 56580 | 56580 | MN | MROW | 3568.3333 | 184
[13 empty] | 56581 | 56581 | MN | MROW | 3568.3333 | 184
[13 empty] | 56583 | 56583 | MN | MROW | 3568.3333 | 184
[13 empty] | 56584 | 56584 | MN | MROW | 3568.3333 | 184
[13 empty] | 56585 | 56585 | MN | MROW | 3568.3333 | 184
[13 empty] | 56586 | 56586 | MN | MROW | 3568.3333 | 184
[13 empty] | 56587 | 56587 | MN | MROW | 3568.3333 | 184
[13 empty] | 56588 | 56588 | MN | MROW | 3568.3333 | 184
[13 empty] | 56589 | 56589 | MN | MROW | 3568.3333 | 184
[13 empty] | 56590 | 56590 | MN | MROW | 3568.3333 | 184
[13 empty] | 56591 | 56591 | MN | MROW | 3568.3333 | 184
[13 empty] | 56592 | 56592 | MN | MROW | 3568.3333 | 184
[13 empty] | 56593 | 56593 | MN | MROW | 3568.3333 | 184
[13 empty] | 56594 | 56594 | MN | MROW | 3568.3333 | 184
[13 empty] | 56601 | 56601 | MN | MROW | 3568.3333 | 184
[13 empty] | 56619 | 56619 | MN | MROW | 3568.3333 | 184
[13 empty] | 56621 | 56621 | MN | MROW | 3568.3333 | 184
[13 empty] | 56623 | 56623 | MN | MROW | 3568.3333 | 184
[13 empty] | 56626 | 56626 | MN | MROW | 3568.3333 | 184
[13 empty] | 56627 | 56627 | MN | MROW | 3568.3333 | 184
[13 empty] | 56628 | 56628 | MN | MROW | 3568.3333 | 184
[13 empty] | 56629 | 56629 | MN | MROW | 3568.3333 | 184
[13 empty] | 56630 | 56630 | MN | MROW | 3568.3333 | 184
[13 empty] | 56631 | 56631 | MN | MROW | 3568.3333 | 184
[13 empty] | 56633 | 56633 | MN | MROW | 3568.3333 | 184
[13 empty] | 56634 | 56634 | MN | MROW | 3568.3333 | 184
[13 empty] | 56636 | 56636 | MN | MROW | 3568.3333 | 184
[13 empty] | 56637 | 56637 | MN | MROW | 3568.3333 | 184
[13 empty] | 56639 | 56639 | MN | MROW | 3568.3333 | 184
[13 empty] | 56641 | 56641 | MN | MROW | 3568.3333 | 184
[13 empty] | 56644 | 56644 | MN | MROW | 3568.3333 | 184
[13 empty] | 56646 | 56646 | MN | MROW | 3568.3333 | 184
[13 empty] | 56647 | 56647 | MN | MROW | 3568.3333 | 184
[13 empty] | 56649 | 56649 | MN | MROW | 3568.3333 | 184
[13 empty] | 56650 | 56650 | MN | MROW | 3568.3333 | 184
[13 empty] | 56651 | 56651 | MN | MROW | 3568.3333 | 184
[13 empty] | 56652 | 56652 | MN | MROW | 3568.3333 | 184
[13 empty] | 56653 | 56653 | MN | MROW | 3568.3333 | 184
[13 empty] | 56654 | 56654 | MN | MROW | 3568.3333 | 184
[13 empty] | 56655 | 56655 | MN | MROW | 3568.3333 | 184
[13 empty] | 56657 | 56657 | MN | MROW | 3568.3333 | 184
[13 empty] | 56658 | 56658 | MN | MROW | 3568.3333 | 184
[13 empty] | 56659 | 56659 | MN | MROW | 3568.3333 | 184
[13 empty] | 56660 | 56660 | MN | MROW | 3568.3333 | 184
[13 empty] | 56661 | 56661 | MN | MROW | 3568.3333 | 184
[13 empty] | 56662 | 56662 | MN | MROW | 3568.3333 | 184
[13 empty] | 56663 | 56663 | MN | MROW | 3568.3333 | 184
[13 empty] | 56666 | 56666 | MN | MROW | 3568.3333 | 184
[13 empty] | 56667 | 56667 | MN | MROW | 3568.3333 | 184
[13 empty] | 56668 | 56668 | MN | MROW | 3568.3333 | 184
[13 empty] | 56669 | 56669 | MN | MROW | 3568.3333 | 184
[13 empty] | 56670 | 56670 | MN | MROW | 3568.3333 | 184
[13 empty] | 56671 | 56671 | MN | MROW | 3568.3333 | 184
[13 empty] | 56672 | 56672 | MN | MROW | 3568.3333 | 184
[13 empty] | 56673 | 56673 | MN | MROW | 3568.3333 | 184
[13 empty] | 56676 | 56676 | MN | MROW | 3568.3333 | 184
[13 empty] | 56678 | 56678 | MN | MROW | 3568.3333 | 184
[13 empty] | 56679 | 56679 | MN | MROW | 3568.3333 | 184
[13 empty] | 56680 | 56680 | MN | MROW | 3568.3333 | 184
[13 empty] | 56681 | 56681 | MN | MROW | 3568.3333 | 184
[13 empty] | 56682 | 56682 | MN | MROW | 3568.3333 | 184
[13 empty] | 56683 | 56683 | MN | MROW | 3568.3333 | 184
[13 empty] | 56684 | 56684 | MN | MROW | 3568.3333 | 184
[13 empty] | 56685 | 56685 | MN | MROW | 3568.3333 | 184
[13 empty] | 56686 | 56686 | MN | MROW | 3568.3333 | 184
[13 empty] | 56687 | 56687 | MN | MROW | 3568.3333 | 184
[13 empty] | 56688 | 56688 | MN | MROW | 3568.3333 | 184
[13 empty] | 56701 | 56701 | MN | MROW | 3568.3333 | 184
[13 empty] | 56710 | 56710 | MN | MROW | 3568.3333 | 184
[13 empty] | 56711 | 56711 | MN | MROW | 3568.3333 | 184
[13 empty] | 56713 | 56713 | MN | MROW | 3568.3333 | 184
[13 empty] | 56714 | 56714 | MN | MROW | 3568.3333 | 184
[13 empty] | 56715 | 56715 | MN | MROW | 3568.3333 | 184
[13 empty] | 56716 | 56716 | MN | MROW | 3568.3333 | 184
[13 empty] | 56720 | 56720 | MN | MROW | 3568.3333 | 184
[13 empty] | 56721 | 56721 | MN | MROW | 3568.3333 | 184
[13 empty] | 56722 | 56722 | MN | MROW | 3568.3333 | 184
[13 empty] | 56723 | 56723 | MN | MROW | 3568.3333 | 184
[13 empty] | 56724 | 56724 | MN | MROW | 3568.3333 | 184
[13 empty] | 56725 | 56725 | MN | MROW | 3568.3333 | 184
[13 empty] | 56726 | 56726 | MN | MROW | 3568.3333 | 184
[13 empty] | 56727 | 56727 | MN | MROW | 3568.3333 | 184
[13 empty] | 56728 | 56728 | MN | MROW | 3568.3333 | 184
[13 empty] | 56729 | 56729 | MN | MROW | 3568.3333 | 184
[13 empty] | 56731 | 56731 | MN | MROW | 3568.3333 | 184
[13 empty] | 56732 | 56732 | MN | MROW | 3568.3333 | 184
[13 empty] | 56733 | 56733 | MN | MROW | 3568.3333 | 184
[13 empty] | 56734 | 56734 | MN | MROW | 3568.3333 | 184
[13 empty] | 56735 | 56735 | MN | MROW | 3568.3333 | 184
[13 empty] | 56736 | 56736 | MN | MROW | 3568.3333 | 184
[13 empty] | 56737 | 56737 | MN | MROW | 3568.3333 | 184
[13 empty] | 56738 | 56738 | MN | MROW | 3568.3333 | 184
[13 empty] | 56740 | 56740 | MN | MROW | 3568.3333 | 184
[13 empty] | 56741 | 56741 | MN | MROW | 3568.3333 | 184
[13 empty] | 56742 | 56742 | MN | MROW | 3568.3333 | 184
[13 empty] | 56744 | 56744 | MN | MROW | 3568.3333 | 184
[13 empty] | 56748 | 56748 | MN | MROW | 3568.3333 | 184
[13 empty] | 56750 | 56750 | MN | MROW | 3568.3333 | 184
[13 empty] | 56751 | 56751 | MN | MROW | 3568.3333 | 184
[13 empty] | 56754 | 56754 | MN | MROW | 3568.3333 | 184
[13 empty] | 56755 | 56755 | MN | MROW | 3568.3333 | 184
[13 empty] | 56756 | 56756 | MN | MROW | 3568.3333 | 184
[13 empty] | 56757 | 56757 | MN | MROW | 3568.3333 | 184
[13 empty] | 56758 | 56758 | MN | MROW | 3568.3333 | 184
[13 empty] | 56759 | 56759 | MN | MROW | 3568.3333 | 184
[13 empty] | 56760 | 56760 | MN | MROW | 3568.3333 | 184
[13 empty] | 56761 | 56761 | MN | MROW | 3568.3333 | 184
[13 empty] | 56762 | 56762 | MN | MROW | 3568.3333 | 184
[13 empty] | 56763 | 56763 | MN | MROW | 3568.3333 | 184
[13 empty] | 56901 | 56901 | DC | RFCE | 3568.3333 | 184
[13 empty] | 56902 | 56902 | DC | RFCE | 3568.3333 | 184
[13 empty] | 56904 | 56904 | DC | RFCE | 3568.3333 | 184
[13 empty] | 56915 | 56915 | DC | RFCE | 3568.3333 | 184
[13 empty] | 56920 | 56920 | DC | RFCE | 3568.3333 | 184
[13 empty] | 56933 | 56933 | DC | RFCE | 3568.3333 | 184
[13 empty] | 56944 | 56944 | DC | RFCE | 3568.3333 | 184
[13 empty] | 56945 | 56945 | DC | RFCE | 3568.3333 | 184
[13 empty] | 56950 | 56950 | DC | RFCE | 3568.3333 | 184
[13 empty] | 56965 | 56965 | DC | RFCE | 3568.3333 | 184
[13 empty] | 56972 | 56972 | DC | RFCE | 3568.3333 | 184
[13 empty] | 57001 | 57001 | SD | MROW | 3568.3333 | 184
[13 empty] | 57002 | 57002 | SD | MROW | 3568.3333 | 184
[13 empty] | 57003 | 57003 | SD | MROW | 3568.3333 | 184
[13 empty] | 57004 | 57004 | SD | MROW | 3568.3333 | 184
[13 empty] | 57005 | 57005 | SD | MROW | 3568.3333 | 184
[13 empty] | 57006 | 57006 | SD | MROW | 3568.3333 | 184
[13 empty] | 57007 | 57007 | SD | MROW | 3568.3333 | 184
[13 empty] | 57010 | 57010 | SD | MROW | 3568.3333 | 184
[13 empty] | 57012 | 57012 | SD | MROW | 3568.3333 | 184
[13 empty] | 57013 | 57013 | SD | MROW | 3568.3333 | 184
[13 empty] | 57014 | 57014 | SD | MROW | 3568.3333 | 184
[13 empty] | 57015 | 57015 | SD | MROW | 3568.3333 | 184
[13 empty] | 57016 | 57016 | SD | MROW | 3568.3333 | 184
[13 empty] | 57017 | 57017 | SD | MROW | 3568.3333 | 184
[13 empty] | 57018 | 57018 | SD | MROW | 3568.3333 | 184
[13 empty] | 57020 | 57020 | SD | MROW | 3568.3333 | 184
[13 empty] | 57021 | 57021 | SD | MROW | 3568.3333 | 184
[13 empty] | 57022 | 57022 | SD | MROW | 3568.3333 | 184
[13 empty] | 57024 | 57024 | SD | MROW | 3568.3333 | 184
[13 empty] | 57025 | 57025 | SD | MROW | 3568.3333 | 184
[13 empty] | 57026 | 57026 | SD | MROW | 3568.3333 | 184
[13 empty] | 57027 | 57027 | SD | MROW | 3568.3333 | 184
[13 empty] | 57028 | 57028 | SD | MROW | 3568.3333 | 184
[13 empty] | 57029 | 57029 | SD | MROW | 3568.3333 | 184
[13 empty] | 57030 | 57030 | SD | MROW | 3568.3333 | 184
[13 empty] | 57031 | 57031 | SD | MROW | 3568.3333 | 184
[13 empty] | 57032 | 57032 | SD | MROW | 3568.3333 | 184
[13 empty] | 57033 | 57033 | SD | MROW | 3568.3333 | 184
[13 empty] | 57034 | 57034 | SD | MROW | 3568.3333 | 184
[13 empty] | 57035 | 57035 | SD | MROW | 3568.3333 | 184
[13 empty] | 57036 | 57036 | SD | MROW | 3568.3333 | 184
[13 empty] | 57037 | 57037 | SD | MROW | 3568.3333 | 184
[13 empty] | 57038 | 57038 | SD | MROW | 3568.3333 | 184
[13 empty] | 57039 | 57039 | SD | MROW | 3568.3333 | 184
[13 empty] | 57040 | 57040 | SD | MROW | 3568.3333 | 184
[13 empty] | 57041 | 57041 | SD | MROW | 3568.3333 | 184
[13 empty] | 57042 | 57042 | SD | MROW | 3568.3333 | 184
[13 empty] | 57043 | 57043 | SD | MROW | 3568.3333 | 184
[13 empty] | 57045 | 57045 | SD | MROW | 3568.3333 | 184
[13 empty] | 57046 | 57046 | SD | MROW | 3568.3333 | 184
[13 empty] | 57047 | 57047 | SD | MROW | 3568.3333 | 184
[13 empty] | 57048 | 57048 | SD | MROW | 3568.3333 | 184
[13 empty] | 57049 | 57049 | SD | MROW | 3568.3333 | 184
[13 empty] | 57050 | 57050 | SD | MROW | 3568.3333 | 184
[13 empty] | 57051 | 57051 | SD | MROW | 3568.3333 | 184
[13 empty] | 57052 | 57052 | SD | MROW | 3568.3333 | 184
[13 empty] | 57053 | 57053 | SD | MROW | 3568.3333 | 184
[13 empty] | 57054 | 57054 | SD | MROW | 3568.3333 | 184
[13 empty] | 57055 | 57055 | SD | MROW | 3568.3333 | 184
[13 empty] | 57057 | 57057 | SD | MROW | 3568.3333 | 184
[13 empty] | 57058 | 57058 | SD | MROW | 3568.3333 | 184
[13 empty] | 57059 | 57059 | SD | MROW | 3568.3333 | 184
[13 empty] | 57061 | 57061 | SD | MROW | 3568.3333 | 184
[13 empty] | 57062 | 57062 | SD | MROW | 3568.3333 | 184
[13 empty] | 57063 | 57063 | SD | MROW | 3568.3333 | 184
[13 empty] | 57064 | 57064 | SD | MROW | 3568.3333 | 184
[13 empty] | 57065 | 57065 | SD | MROW | 3568.3333 | 184
[13 empty] | 57066 | 57066 | SD | MROW | 3568.3333 | 184
[13 empty] | 57067 | 57067 | SD | MROW | 3568.3333 | 184
[13 empty] | 57068 | 57068 | SD | MROW | 3568.3333 | 184
[13 empty] | 57069 | 57069 | SD | MROW | 3568.3333 | 184
[13 empty] | 57070 | 57070 | SD | MROW | 3568.3333 | 184
[13 empty] | 57071 | 57071 | SD | MROW | 3568.3333 | 184
[13 empty] | 57072 | 57072 | SD | MROW | 3568.3333 | 184
[13 empty] | 57073 | 57073 | SD | MROW | 3568.3333 | 184
[13 empty] | 57075 | 57075 | SD | MROW | 3568.3333 | 184
[13 empty] | 57076 | 57076 | SD | MROW | 3568.3333 | 184
[13 empty] | 57077 | 57077 | SD | MROW | 3568.3333 | 184
[13 empty] | 57078 | 57078 | SD | MROW | 3568.3333 | 184
[13 empty] | 57101 | 57101 | SD | MROW | 3568.3333 | 184
[13 empty] | 57103 | 57103 | SD | MROW | 3568.3333 | 184
[13 empty] | 57104 | 57104 | SD | MROW | 3568.3333 | 184
[13 empty] | 57105 | 57105 | SD | MROW | 3568.3333 | 184
[13 empty] | 57106 | 57106 | SD | MROW | 3568.3333 | 184
[13 empty] | 57107 | 57107 | SD | MROW | 3568.3333 | 184
[13 empty] | 57108 | 57108 | SD | MROW | 3568.3333 | 184
[13 empty] | 57109 | 57109 | SD | MROW | 3568.3333 | 184
[13 empty] | 57110 | 57110 | SD | MROW | 3568.3333 | 184
[13 empty] | 57117 | 57117 | SD | MROW | 3568.3333 | 184
[13 empty] | 57118 | 57118 | SD | MROW | 3568.3333 | 184
[13 empty] | 57186 | 57186 | SD | MROW | 3568.3333 | 184
[13 empty] | 57193 | 57193 | SD | MROW | 3568.3333 | 184
[13 empty] | 57197 | 57197 | SD | MROW | 3568.3333 | 184
[13 empty] | 57198 | 57198 | SD | MROW | 3568.3333 | 184
[13 empty] | 57201 | 57201 | SD | MROW | 3568.3333 | 184
[13 empty] | 57212 | 57212 | SD | MROW | 3568.3333 | 184
[13 empty] | 57213 | 57213 | SD | MROW | 3568.3333 | 184
[13 empty] | 57214 | 57214 | SD | MROW | 3568.3333 | 184
[13 empty] | 57216 | 57216 | SD | MROW | 3568.3333 | 184
[13 empty] | 57217 | 57217 | SD | MROW | 3568.3333 | 184
[13 empty] | 57218 | 57218 | SD | MROW | 3568.3333 | 184
[13 empty] | 57219 | 57219 | SD | MROW | 3568.3333 | 184
[13 empty] | 57220 | 57220 | SD | MROW | 3568.3333 | 184
[13 empty] | 57221 | 57221 | SD | MROW | 3568.3333 | 184
[13 empty] | 57223 | 57223 | SD | MROW | 3568.3333 | 184
[13 empty] | 57224 | 57224 | SD | MROW | 3568.3333 | 184
[13 empty] | 57225 | 57225 | SD | MROW | 3568.3333 | 184
[13 empty] | 57226 | 57226 | SD | MROW | 3568.3333 | 184
[13 empty] | 57227 | 57227 | SD | MROW | 3568.3333 | 184
[13 empty] | 57231 | 57231 | SD | MROW | 3568.3333 | 184
[13 empty] | 57232 | 57232 | SD | MROW | 3568.3333 | 184
[13 empty] | 57233 | 57233 | SD | MROW | 3568.3333 | 184
[13 empty] | 57234 | 57234 | SD | MROW | 3568.3333 | 184
[13 empty] | 57235 | 57235 | SD | MROW | 3568.3333 | 184
[13 empty] | 57236 | 57236 | SD | MROW | 3568.3333 | 184
[13 empty] | 57237 | 57237 | SD | MROW | 3568.3333 | 184
[13 empty] | 57238 | 57238 | SD | MROW | 3568.3333 | 184
[13 empty] | 57239 | 57239 | SD | MROW | 3568.3333 | 184
[13 empty] | 57241 | 57241 | SD | MROW | 3568.3333 | 184
[13 empty] | 57242 | 57242 | SD | MROW | 3568.3333 | 184
[13 empty] | 57243 | 57243 | SD | MROW | 3568.3333 | 184
[13 empty] | 57245 | 57245 | SD | MROW | 3568.3333 | 184
[13 empty] | 57246 | 57246 | SD | MROW | 3568.3333 | 184
[13 empty] | 57247 | 57247 | SD | MROW | 3568.3333 | 184
[13 empty] | 57248 | 57248 | SD | MROW | 3568.3333 | 184
[13 empty] | 57249 | 57249 | SD | MROW | 3568.3333 | 184
[13 empty] | 57251 | 57251 | SD | MROW | 3568.3333 | 184
[13 empty] | 57252 | 57252 | SD | MROW | 3568.3333 | 184
[13 empty] | 57253 | 57253 | SD | MROW | 3568.3333 | 184
[13 empty] | 57255 | 57255 | SD | MROW | 3568.3333 | 184
[13 empty] | 57256 | 57256 | SD | MROW | 3568.3333 | 184
[13 empty] | 57257 | 57257 | SD | MROW | 3568.3333 | 184
[13 empty] | 57258 | 57258 | SD | MROW | 3568.3333 | 184
[13 empty] | 57259 | 57259 | SD | MROW | 3568.3333 | 184
[13 empty] | 57260 | 57260 | SD | MROW | 3568.3333 | 184
[13 empty] | 57261 | 57261 | SD | MROW | 3568.3333 | 184
[13 empty] | 57262 | 57262 | SD | MROW | 3568.3333 | 184
[13 empty] | 57263 | 57263 | SD | MROW | 3568.3333 | 184
[13 empty] | 57264 | 57264 | SD | MROW | 3568.3333 | 184
[13 empty] | 57265 | 57265 | SD | MROW | 3568.3333 | 184
[13 empty] | 57266 | 57266 | SD | MROW | 3568.3333 | 184
[13 empty] | 57268 | 57268 | SD | MROW | 3568.3333 | 184
[13 empty] | 57269 | 57269 | SD | MROW | 3568.3333 | 184
[13 empty] | 57270 | 57270 | SD | MROW | 3568.3333 | 184
[13 empty] | 57271 | 57271 | SD | MROW | 3568.3333 | 184
[13 empty] | 57272 | 57272 | SD | MROW | 3568.3333 | 184
[13 empty] | 57273 | 57273 | SD | MROW | 3568.3333 | 184
[13 empty] | 57274 | 57274 | SD | MROW | 3568.3333 | 184
[13 empty] | 57276 | 57276 | SD | MROW | 3568.3333 | 184
[13 empty] | 57278 | 57278 | SD | MROW | 3568.3333 | 184
[13 empty] | 57279 | 57279 | SD | MROW | 3568.3333 | 184
[13 empty] | 57301 | 57301 | SD | MROW | 3568.3333 | 184
[13 empty] | 57311 | 57311 | SD | MROW | 3568.3333 | 184
[13 empty] | 57312 | 57312 | SD | MROW | 3568.3333 | 184
[13 empty] | 57313 | 57313 | SD | MROW | 3568.3333 | 184
[13 empty] | 57314 | 57314 | SD | MROW | 3568.3333 | 184
[13 empty] | 57315 | 57315 | SD | MROW | 3568.3333 | 184
[13 empty] | 57317 | 57317 | SD | MROW | 3568.3333 | 184
[13 empty] | 57319 | 57319 | SD | MROW | 3568.3333 | 184
[13 empty] | 57321 | 57321 | SD | MROW | 3568.3333 | 184
[13 empty] | 57322 | 57322 | SD | MROW | 3568.3333 | 184
[13 empty] | 57323 | 57323 | SD | MROW | 3568.3333 | 184
[13 empty] | 57324 | 57324 | SD | MROW | 3568.3333 | 184
[13 empty] | 57325 | 57325 | SD | MROW | 3568.3333 | 184
[13 empty] | 57326 | 57326 | SD | MROW | 3568.3333 | 184
[13 empty] | 57328 | 57328 | SD | MROW | 3568.3333 | 184
[13 empty] | 57329 | 57329 | SD | MROW | 3568.3333 | 184
[13 empty] | 57330 | 57330 | SD | MROW | 3568.3333 | 184
[13 empty] | 57331 | 57331 | SD | MROW | 3568.3333 | 184
[13 empty] | 57332 | 57332 | SD | MROW | 3568.3333 | 184
[13 empty] | 57334 | 57334 | SD | MROW | 3568.3333 | 184
[13 empty] | 57335 | 57335 | SD | MROW | 3568.3333 | 184
[13 empty] | 57337 | 57337 | SD | MROW | 3568.3333 | 184
[13 empty] | 57339 | 57339 | SD | MROW | 3568.3333 | 184
[13 empty] | 57340 | 57340 | SD | MROW | 3568.3333 | 184
[13 empty] | 57341 | 57341 | SD | MROW | 3568.3333 | 184
[13 empty] | 57342 | 57342 | SD | MROW | 3568.3333 | 184
[13 empty] | 57344 | 57344 | SD | MROW | 3568.3333 | 184
[13 empty] | 57345 | 57345 | SD | MROW | 3568.3333 | 184
[13 empty] | 57346 | 57346 | SD | MROW | 3568.3333 | 184
[13 empty] | 57348 | 57348 | SD | MROW | 3568.3333 | 184
[13 empty] | 57349 | 57349 | SD | MROW | 3568.3333 | 184
[13 empty] | 57350 | 57350 | SD | MROW | 3568.3333 | 184
[13 empty] | 57353 | 57353 | SD | MROW | 3568.3333 | 184
[13 empty] | 57354 | 57354 | SD | MROW | 3568.3333 | 184
[13 empty] | 57355 | 57355 | SD | MROW | 3568.3333 | 184
[13 empty] | 57356 | 57356 | SD | MROW | 3568.3333 | 184
[13 empty] | 57358 | 57358 | SD | MROW | 3568.3333 | 184
[13 empty] | 57359 | 57359 | SD | MROW | 3568.3333 | 184
[13 empty] | 57361 | 57361 | SD | MROW | 3568.3333 | 184
[13 empty] | 57362 | 57362 | SD | MROW | 3568.3333 | 184
[13 empty] | 57363 | 57363 | SD | MROW | 3568.3333 | 184
[13 empty] | 57364 | 57364 | SD | MROW | 3568.3333 | 184
[13 empty] | 57365 | 57365 | SD | MROW | 3568.3333 | 184
[13 empty] | 57366 | 57366 | SD | MROW | 3568.3333 | 184
[13 empty] | 57367 | 57367 | SD | MROW | 3568.3333 | 184
[13 empty] | 57368 | 57368 | SD | MROW | 3568.3333 | 184
[13 empty] | 57369 | 57369 | SD | MROW | 3568.3333 | 184
[13 empty] | 57370 | 57370 | SD | MROW | 3568.3333 | 184
[13 empty] | 57371 | 57371 | SD | MROW | 3568.3333 | 184
[13 empty] | 57373 | 57373 | SD | MROW | 3568.3333 | 184
[13 empty] | 57374 | 57374 | SD | MROW | 3568.3333 | 184
[13 empty] | 57375 | 57375 | SD | MROW | 3568.3333 | 184
[13 empty] | 57376 | 57376 | SD | MROW | 3568.3333 | 184
[13 empty] | 57379 | 57379 | SD | MROW | 3568.3333 | 184
[13 empty] | 57380 | 57380 | SD | MROW | 3568.3333 | 184
[13 empty] | 57381 | 57381 | SD | MROW | 3568.3333 | 184
[13 empty] | 57382 | 57382 | SD | MROW | 3568.3333 | 184
[13 empty] | 57383 | 57383 | SD | MROW | 3568.3333 | 184
[13 empty] | 57384 | 57384 | SD | MROW | 3568.3333 | 184
[13 empty] | 57385 | 57385 | SD | MROW | 3568.3333 | 184
[13 empty] | 57386 | 57386 | SD | MROW | 3568.3333 | 184
[13 empty] | 57399 | 57399 | SD | MROW | 3568.3333 | 184
[13 empty] | 57401 | 57401 | SD | MROW | 3568.3333 | 184
[13 empty] | 57402 | 57402 | SD | MROW | 3568.3333 | 184
[13 empty] | 57420 | 57420 | SD | MROW | 3568.3333 | 184
[13 empty] | 57421 | 57421 | SD | MROW | 3568.3333 | 184
[13 empty] | 57422 | 57422 | SD | MROW | 3568.3333 | 184
[13 empty] | 57424 | 57424 | SD | MROW | 3568.3333 | 184
[13 empty] | 57426 | 57426 | SD | MROW | 3568.3333 | 184
[13 empty] | 57427 | 57427 | SD | MROW | 3568.3333 | 184
[13 empty] | 57428 | 57428 | SD | MROW | 3568.3333 | 184
[13 empty] | 57429 | 57429 | SD | MROW | 3568.3333 | 184
[13 empty] | 57430 | 57430 | SD | MROW | 3568.3333 | 184
[13 empty] | 57432 | 57432 | SD | MROW | 3568.3333 | 184
[13 empty] | 57433 | 57433 | SD | MROW | 3568.3333 | 184
[13 empty] | 57434 | 57434 | SD | MROW | 3568.3333 | 184
[13 empty] | 57435 | 57435 | SD | MROW | 3568.3333 | 184
[13 empty] | 57436 | 57436 | SD | MROW | 3568.3333 | 184
[13 empty] | 57437 | 57437 | SD | MROW | 3568.3333 | 184
[13 empty] | 57438 | 57438 | SD | MROW | 3568.3333 | 184
[13 empty] | 57439 | 57439 | SD | MROW | 3568.3333 | 184
[13 empty] | 57440 | 57440 | SD | MROW | 3568.3333 | 184
[13 empty] | 57441 | 57441 | SD | MROW | 3568.3333 | 184
[13 empty] | 57442 | 57442 | SD | MROW | 3568.3333 | 184
[13 empty] | 57445 | 57445 | SD | MROW | 3568.3333 | 184
[13 empty] | 57446 | 57446 | SD | MROW | 3568.3333 | 184
[13 empty] | 57448 | 57448 | SD | MROW | 3568.3333 | 184
[13 empty] | 57449 | 57449 | SD | MROW | 3568.3333 | 184
[13 empty] | 57450 | 57450 | SD | MROW | 3568.3333 | 184
[13 empty] | 57451 | 57451 | SD | MROW | 3568.3333 | 184
[13 empty] | 57452 | 57452 | SD | MROW | 3568.3333 | 184
[13 empty] | 57454 | 57454 | SD | MROW | 3568.3333 | 184
[13 empty] | 57455 | 57455 | SD | MROW | 3568.3333 | 184
[13 empty] | 57456 | 57456 | SD | MROW | 3568.3333 | 184
[13 empty] | 57457 | 57457 | SD | MROW | 3568.3333 | 184
[13 empty] | 57460 | 57460 | SD | MROW | 3568.3333 | 184
[13 empty] | 57461 | 57461 | SD | MROW | 3568.3333 | 184
[13 empty] | 57465 | 57465 | SD | MROW | 3568.3333 | 184
[13 empty] | 57466 | 57466 | SD | MROW | 3568.3333 | 184
[13 empty] | 57467 | 57467 | SD | MROW | 3568.3333 | 184
[13 empty] | 57468 | 57468 | SD | MROW | 3568.3333 | 184
[13 empty] | 57469 | 57469 | SD | MROW | 3568.3333 | 184
[13 empty] | 57470 | 57470 | SD | MROW | 3568.3333 | 184
[13 empty] | 57471 | 57471 | SD | MROW | 3568.3333 | 184
[13 empty] | 57472 | 57472 | SD | MROW | 3568.3333 | 184
[13 empty] | 57473 | 57473 | SD | MROW | 3568.3333 | 184
[13 empty] | 57474 | 57474 | SD | MROW | 3568.3333 | 184
[13 empty] | 57475 | 57475 | SD | MROW | 3568.3333 | 184
[13 empty] | 57476 | 57476 | SD | MROW | 3568.3333 | 184
[13 empty] | 57477 | 57477 | SD | MROW | 3568.3333 | 184
[13 empty] | 57479 | 57479 | SD | MROW | 3568.3333 | 184
[13 empty] | 57481 | 57481 | SD | MROW | 3568.3333 | 184
[13 empty] | 57501 | 57501 | SD | MROW | 3404.3333 | 251.3333
[13 empty] | 57520 | 57520 | SD | MROW | 3404.3333 | 251.3333
[13 empty] | 57521 | 57521 | SD | MROW | 3404.3333 | 251.3333
[13 empty] | 57522 | 57522 | SD | MROW | 3404.3333 | 251.3333
[13 empty] | 57523 | 57523 | SD | MROW | 3404.3333 | 251.3333
[13 empty] | 57528 | 57528 | SD | MROW | 3404.3333 | 251.3333
[13 empty] | 57529 | 57529 | SD | MROW | 3404.3333 | 251.3333
[13 empty] | 57531 | 57531 | SD | MROW | 3404.3333 | 251.3333
[13 empty] | 57532 | 57532 | SD | MROW | 3404.3333 | 251.3333
[13 empty] | 57533 | 57533 | SD | MROW | 3404.3333 | 251.3333
[13 empty] | 57534 | 57534 | SD | MROW | 3404.3333 | 251.3333
[13 empty] | 57536 | 57536 | SD | MROW | 3404.3333 | 251.3333
[13 empty] | 57537 | 57537 | SD | MROW | 3404.3333 | 251.3333
[13 empty] | 57538 | 57538 | SD | MROW | 3404.3333 | 251.3333
[13 empty] | 57540 | 57540 | SD | MROW | 3404.3333 | 251.3333
[13 empty] | 57541 | 57541 | SD | MROW | 3404.3333 | 251.3333
[13 empty] | 57543 | 57543 | SD | MROW | 3404.3333 | 251.3333
[13 empty] | 57544 | 57544 | SD | MROW | 3404.3333 | 251.3333
[13 empty] | 57547 | 57547 | SD | MROW | 3404.3333 | 251.3333
[13 empty] | 57548 | 57548 | SD | MROW | 3404.3333 | 251.3333
[13 empty] | 57551 | 57551 | SD | MROW | 3404.3333 | 251.3333
[13 empty] | 57552 | 57552 | SD | MROW | 3404.3333 | 251.3333
[13 empty] | 57553 | 57553 | SD | MROW | 3404.3333 | 251.3333
[13 empty] | 57555 | 57555 | SD | MROW | 3404.3333 | 251.3333
[13 empty] | 57559 | 57559 | SD | MROW | 3404.3333 | 251.3333
[13 empty] | 57560 | 57560 | SD | MROW | 3404.3333 | 251.3333
[13 empty] | 57562 | 57562 | SD | MROW | 3404.3333 | 251.3333
[13 empty] | 57563 | 57563 | SD | MROW | 3404.3333 | 251.3333
[13 empty] | 57564 | 57564 | SD | MROW | 3404.3333 | 251.3333
[13 empty] | 57566 | 57566 | SD | MROW | 3404.3333 | 251.3333
[13 empty] | 57567 | 57567 | SD | MROW | 3404.3333 | 251.3333
[13 empty] | 57568 | 57568 | SD | MROW | 3404.3333 | 251.3333
[13 empty] | 57569 | 57569 | SD | MROW | 3404.3333 | 251.3333
[13 empty] | 57570 | 57570 | SD | MROW | 3404.3333 | 251.3333
[13 empty] | 57571 | 57571 | SD | MROW | 3404.3333 | 251.3333
[13 empty] | 57572 | 57572 | SD | MROW | 3404.3333 | 251.3333
[13 empty] | 57574 | 57574 | SD | MROW | 3404.3333 | 251.3333
[13 empty] | 57576 | 57576 | SD | MROW | 3404.3333 | 251.3333
[13 empty] | 57577 | 57577 | SD | MROW | 3404.3333 | 251.3333
[13 empty] | 57579 | 57579 | SD | MROW | 3404.3333 | 251.3333
[13 empty] | 57580 | 57580 | SD | MROW | 3404.3333 | 251.3333
[13 empty] | 57584 | 57584 | SD | MROW | 3404.3333 | 251.3333
[13 empty] | 57585 | 57585 | SD | MROW | 3404.3333 | 251.3333
[13 empty] | 57601 | 57601 | SD | MROW | 3404.3333 | 251.3333
[13 empty] | 57620 | 57620 | SD | MROW | 3404.3333 | 251.3333
[13 empty] | 57621 | 57621 | SD | MROW | 3404.3333 | 251.3333
[13 empty] | 57622 | 57622 | SD | MROW | 3404.3333 | 251.3333
[13 empty] | 57623 | 57623 | SD | MROW | 3404.3333 | 251.3333
[13 empty] | 57625 | 57625 | SD | MROW | 3404.3333 | 251.3333
[13 empty] | 57626 | 57626 | SD | MROW | 3404.3333 | 251.3333
[13 empty] | 57630 | 57630 | SD | MROW | 3404.3333 | 251.3333
[13 empty] | 57631 | 57631 | SD | MROW | 3404.3333 | 251.3333
[13 empty] | 57632 | 57632 | SD | MROW | 3404.3333 | 251.3333
[13 empty] | 57633 | 57633 | SD | MROW | 3404.3333 | 251.3333
[13 empty] | 57634 | 57634 | SD | MROW | 3404.3333 | 251.3333
[13 empty] | 57636 | 57636 | SD | MROW | 3404.3333 | 251.3333
[13 empty] | 57638 | 57638 | SD | MROW | 3404.3333 | 251.3333
[13 empty] | 57639 | 57639 | SD | MROW | 3404.3333 | 251.3333
[13 empty] | 57640 | 57640 | SD | MROW | 3404.3333 | 251.3333
[13 empty] | 57641 | 57641 | SD | MROW | 3404.3333 | 251.3333
[13 empty] | 57642 | 57642 | SD | MROW | 3404.3333 | 251.3333
[13 empty] | 57644 | 57644 | SD | MROW | 3404.3333 | 251.3333
[13 empty] | 57645 | 57645 | SD | MROW | 3404.3333 | 251.3333
[13 empty] | 57646 | 57646 | SD | MROW | 3404.3333 | 251.3333
[13 empty] | 57648 | 57648 | SD | MROW | 3404.3333 | 251.3333
[13 empty] | 57649 | 57649 | SD | MROW | 3404.3333 | 251.3333
[13 empty] | 57650 | 57650 | SD | MROW | 3404.3333 | 251.3333
[13 empty] | 57651 | 57651 | SD | MROW | 3404.3333 | 251.3333
[13 empty] | 57652 | 57652 | SD | MROW | 3404.3333 | 251.3333
[13 empty] | 57656 | 57656 | SD | MROW | 3404.3333 | 251.3333
[13 empty] | 57657 | 57657 | SD | MROW | 3404.3333 | 251.3333
[13 empty] | 57658 | 57658 | SD | MROW | 3404.3333 | 251.3333
[13 empty] | 57659 | 57659 | SD | MROW | 3404.3333 | 251.3333
[13 empty] | 57660 | 57660 | SD | MROW | 3404.3333 | 251.3333
[13 empty] | 57661 | 57661 | SD | MROW | 3404.3333 | 251.3333
[13 empty] | 57701 | 57701 | SD | RMPA | 3404.3333 | 251.3333
[13 empty] | 57702 | 57702 | SD | RMPA | 3404.3333 | 251.3333
[13 empty] | 57703 | 57703 | SD | MROW | 3404.3333 | 251.3333
[13 empty] | 57706 | 57706 | SD | RMPA | 3404.3333 | 251.3333
[13 empty] | 57709 | 57709 | SD | RMPA | 3404.3333 | 251.3333
[13 empty] | 57714 | 57714 | SD | MROW | 3404.3333 | 251.3333
[13 empty] | 57716 | 57716 | SD | MROW | 3404.3333 | 251.3333
[13 empty] | 57717 | 57717 | SD | MROW | 3404.3333 | 251.3333
[13 empty] | 57718 | 57718 | SD | RMPA | 3404.3333 | 251.3333
[13 empty] | 57719 | 57719 | SD | MROW | 3404.3333 | 251.3333
[13 empty] | 57720 | 57720 | SD | MROW | 3404.3333 | 251.3333
[13 empty] | 57722 | 57722 | SD | RMPA | 3404.3333 | 251.3333
[13 empty] | 57724 | 57724 | SD | NWPP | 3404.3333 | 251.3333
[13 empty] | 57725 | 57725 | SD | MROW | 3404.3333 | 251.3333
[13 empty] | 57730 | 57730 | SD | RMPA | 3404.3333 | 251.3333
[13 empty] | 57732 | 57732 | SD | MROW | 3404.3333 | 251.3333
[13 empty] | 57735 | 57735 | SD | RMPA | 3404.3333 | 251.3333
[13 empty] | 57737 | 57737 | SD | MROW | 3404.3333 | 251.3333
[13 empty] | 57738 | 57738 | SD | RMPA | 3404.3333 | 251.3333
[13 empty] | 57741 | 57741 | SD | RMPA | 3404.3333 | 251.3333
[13 empty] | 57744 | 57744 | SD | RMPA | 3404.3333 | 251.3333
[13 empty] | 57745 | 57745 | SD | RMPA | 3404.3333 | 251.3333
[13 empty] | 57747 | 57747 | SD | RMPA | 3404.3333 | 251.3333
[13 empty] | 57748 | 57748 | SD | MROW | 3404.3333 | 251.3333
[13 empty] | 57750 | 57750 | SD | MROW | 3404.3333 | 251.3333
[13 empty] | 57751 | 57751 | SD | RMPA | 3404.3333 | 251.3333
[13 empty] | 57752 | 57752 | SD | MROW | 3404.3333 | 251.3333
[13 empty] | 57754 | 57754 | SD | RMPA | 3404.3333 | 251.3333
[13 empty] | 57755 | 57755 | SD | MROW | 3404.3333 | 251.3333
[13 empty] | 57756 | 57756 | SD | MROW | 3404.3333 | 251.3333
[13 empty] | 57758 | 57758 | SD | MROW | 3404.3333 | 251.3333
[13 empty] | 57759 | 57759 | SD | RMPA | 3404.3333 | 251.3333
[13 empty] | 57760 | 57760 | SD | MROW | 3404.3333 | 251.3333
[13 empty] | 57761 | 57761 | SD | MROW | 3404.3333 | 251.3333
[13 empty] | 57762 | 57762 | SD | RMPA | 3404.3333 | 251.3333
[13 empty] | 57763 | 57763 | SD | RMPA | 3404.3333 | 251.3333
[13 empty] | 57764 | 57764 | SD | MROW | 3404.3333 | 251.3333
[13 empty] | 57766 | 57766 | SD | RMPA | 3404.3333 | 251.3333
[13 empty] | 57767 | 57767 | SD | MROW | 3404.3333 | 251.3333
[13 empty] | 57769 | 57769 | SD | MROW | 3404.3333 | 251.3333
[13 empty] | 57770 | 57770 | SD | MROW | 3404.3333 | 251.3333
[13 empty] | 57772 | 57772 | SD | MROW | 3404.3333 | 251.3333
[13 empty] | 57773 | 57773 | SD | RMPA | 3404.3333 | 251.3333
[13 empty] | 57775 | 57775 | SD | MROW | 3404.3333 | 251.3333
[13 empty] | 57776 | 57776 | SD | MROW | 3404.3333 | 251.3333
[13 empty] | 57779 | 57779 | SD | RMPA | 3404.3333 | 251.3333
[13 empty] | 57780 | 57780 | SD | MROW | 3404.3333 | 251.3333
[13 empty] | 57782 | 57782 | SD | RMPA | 3404.3333 | 251.3333
[13 empty] | 57783 | 57783 | SD | MROW | 3404.3333 | 251.3333
[13 empty] | 57785 | 57785 | SD | MROW | 3404.3333 | 251.3333
[13 empty] | 57787 | 57787 | SD | MROW | 3404.3333 | 251.3333
[13 empty] | 57788 | 57788 | SD | MROW | 3404.3333 | 251.3333
[13 empty] | 57790 | 57790 | SD | MROW | 3404.3333 | 251.3333
[13 empty] | 57791 | 57791 | SD | MROW | 3404.3333 | 251.3333
[13 empty] | 57792 | 57792 | SD | MROW | 3404.3333 | 251.3333
[13 empty] | 57793 | 57793 | SD | RMPA | 3404.3333 | 251.3333
[13 empty] | 57794 | 57794 | SD | MROW | 3404.3333 | 251.3333
[13 empty] | 57799 | 57799 | SD | RMPA | 3404.3333 | 251.3333
[13 empty] | 58001 | 58001 | ND | MROW | 3404.3333 | 251.3333
[13 empty] | 58002 | 58002 | ND | MROW | 3404.3333 | 251.3333
[13 empty] | 58004 | 58004 | ND | MROW | 3404.3333 | 251.3333
[13 empty] | 58005 | 58005 | ND | MROW | 3404.3333 | 251.3333
[13 empty] | 58006 | 58006 | ND | MROW | 3404.3333 | 251.3333
[13 empty] | 58007 | 58007 | ND | MROW | 3404.3333 | 251.3333
[13 empty] | 58008 | 58008 | ND | MROW | 3404.3333 | 251.3333
[13 empty] | 58009 | 58009 | ND | MROW | 3404.3333 | 251.3333
[13 empty] | 58011 | 58011 | ND | MROW | 3404.3333 | 251.3333
[13 empty] | 58012 | 58012 | ND | MROW | 3404.3333 | 251.3333
[13 empty] | 58013 | 58013 | ND | MROW | 3404.3333 | 251.3333
[13 empty] | 58015 | 58015 | ND | MROW | 3404.3333 | 251.3333
[13 empty] | 58016 | 58016 | ND | MROW | 3404.3333 | 251.3333
[13 empty] | 58017 | 58017 | ND | MROW | 3404.3333 | 251.3333
[13 empty] | 58018 | 58018 | ND | MROW | 3404.3333 | 251.3333
[13 empty] | 58021 | 58021 | ND | MROW | 3404.3333 | 251.3333
[13 empty] | 58027 | 58027 | ND | MROW | 3404.3333 | 251.3333
[13 empty] | 58029 | 58029 | ND | MROW | 3404.3333 | 251.3333
[13 empty] | 58030 | 58030 | ND | MROW | 3404.3333 | 251.3333
[13 empty] | 58031 | 58031 | ND | MROW | 3404.3333 | 251.3333
[13 empty] | 58032 | 58032 | ND | MROW | 3404.3333 | 251.3333
[13 empty] | 58033 | 58033 | ND | MROW | 3404.3333 | 251.3333
[13 empty] | 58035 | 58035 | ND | MROW | 3404.3333 | 251.3333
[13 empty] | 58036 | 58036 | ND | MROW | 3404.3333 | 251.3333
[13 empty] | 58038 | 58038 | ND | MROW | 3404.3333 | 251.3333
[13 empty] | 58040 | 58040 | ND | MROW | 3404.3333 | 251.3333
[13 empty] | 58041 | 58041 | ND | MROW | 3404.3333 | 251.3333
[13 empty] | 58042 | 58042 | ND | MROW | 3404.3333 | 251.3333
[13 empty] | 58043 | 58043 | ND | MROW | 3404.3333 | 251.3333
[13 empty] | 58045 | 58045 | ND | MROW | 3404.3333 | 251.3333
[13 empty] | 58046 | 58046 | ND | MROW | 3404.3333 | 251.3333
[13 empty] | 58047 | 58047 | ND | MROW | 3404.3333 | 251.3333
[13 empty] | 58048 | 58048 | ND | MROW | 3404.3333 | 251.3333
[13 empty] | 58049 | 58049 | ND | MROW | 3404.3333 | 251.3333
[13 empty] | 58051 | 58051 | ND | MROW | 3404.3333 | 251.3333
[13 empty] | 58052 | 58052 | ND | MROW | 3404.3333 | 251.3333
[13 empty] | 58053 | 58053 | ND | MROW | 3404.3333 | 251.3333
[13 empty] | 58054 | 58054 | ND | MROW | 3404.3333 | 251.3333
[13 empty] | 58056 | 58056 | ND | MROW | 3404.3333 | 251.3333
[13 empty] | 58057 | 58057 | ND | MROW | 3404.3333 | 251.3333
[13 empty] | 58058 | 58058 | ND | MROW | 3404.3333 | 251.3333
[13 empty] | 58059 | 58059 | ND | MROW | 3404.3333 | 251.3333
[13 empty] | 58060 | 58060 | ND | MROW | 3404.3333 | 251.3333
[13 empty] | 58061 | 58061 | ND | MROW | 3404.3333 | 251.3333
[13 empty] | 58062 | 58062 | ND | MROW | 3404.3333 | 251.3333
[13 empty] | 58063 | 58063 | ND | MROW | 3404.3333 | 251.3333
[13 empty] | 58064 | 58064 | ND | MROW | 3404.3333 | 251.3333
[13 empty] | 58065 | 58065 | ND | MROW | 3404.3333 | 251.3333
[13 empty] | 58067 | 58067 | ND | MROW | 3404.3333 | 251.3333
[13 empty] | 58068 | 58068 | ND | MROW | 3404.3333 | 251.3333
[13 empty] | 58069 | 58069 | ND | MROW | 3404.3333 | 251.3333
[13 empty] | 58071 | 58071 | ND | MROW | 3404.3333 | 251.3333
[13 empty] | 58072 | 58072 | ND | MROW | 3404.3333 | 251.3333
[13 empty] | 58074 | 58074 | ND | MROW | 3404.3333 | 251.3333
[13 empty] | 58075 | 58075 | ND | MROW | 3404.3333 | 251.3333
[13 empty] | 58076 | 58076 | ND | MROW | 3404.3333 | 251.3333
[13 empty] | 58077 | 58077 | ND | MROW | 3404.3333 | 251.3333
[13 empty] | 58078 | 58078 | ND | MROW | 3404.3333 | 251.3333
[13 empty] | 58079 | 58079 | ND | MROW | 3404.3333 | 251.3333
[13 empty] | 58081 | 58081 | ND | MROW | 3404.3333 | 251.3333
[13 empty] | 58102 | 58102 | ND | MROW | 3404.3333 | 251.3333
[13 empty] | 58103 | 58103 | ND | MROW | 3404.3333 | 251.3333
[13 empty] | 58104 | 58104 | ND | MROW | 3404.3333 | 251.3333
[13 empty] | 58105 | 58105 | ND | MROW | 3404.3333 | 251.3333
[13 empty] | 58106 | 58106 | ND | MROW | 3404.3333 | 251.3333
[13 empty] | 58107 | 58107 | ND | MROW | 3404.3333 | 251.3333
[13 empty] | 58108 | 58108 | ND | MROW | 3404.3333 | 251.3333
[13 empty] | 58109 | 58109 | ND | MROW | 3404.3333 | 251.3333
[13 empty] | 58121 | 58121 | ND | MROW | 3404.3333 | 251.3333
[13 empty] | 58122 | 58122 | ND | MROW | 3404.3333 | 251.3333
[13 empty] | 58124 | 58124 | ND | MROW | 3404.3333 | 251.3333
[13 empty] | 58125 | 58125 | ND | MROW | 3404.3333 | 251.3333
[13 empty] | 58126 | 58126 | ND | MROW | 3404.3333 | 251.3333
[13 empty] | 58201 | 58201 | ND | MROW | 3404.3333 | 251.3333
[13 empty] | 58202 | 58202 | ND | MROW | 3404.3333 | 251.3333
[13 empty] | 58203 | 58203 | ND | MROW | 3404.3333 | 251.3333
[13 empty] | 58204 | 58204 | ND | MROW | 3404.3333 | 251.3333
[13 empty] | 58205 | 58205 | ND | MROW | 3404.3333 | 251.3333
[13 empty] | 58206 | 58206 | ND | MROW | 3404.3333 | 251.3333
[13 empty] | 58207 | 58207 | ND | MROW | 3404.3333 | 251.3333
[13 empty] | 58208 | 58208 | ND | MROW | 3404.3333 | 251.3333
[13 empty] | 58210 | 58210 | ND | MROW | 3404.3333 | 251.3333
[13 empty] | 58212 | 58212 | ND | MROW | 3404.3333 | 251.3333
[13 empty] | 58214 | 58214 | ND | MROW | 3404.3333 | 251.3333
[13 empty] | 58216 | 58216 | ND | MROW | 3404.3333 | 251.3333
[13 empty] | 58218 | 58218 | ND | MROW | 3404.3333 | 251.3333
[13 empty] | 58219 | 58219 | ND | MROW | 3404.3333 | 251.3333
[13 empty] | 58220 | 58220 | ND | MROW | 3404.3333 | 251.3333
[13 empty] | 58222 | 58222 | ND | MROW | 3404.3333 | 251.3333
[13 empty] | 58223 | 58223 | ND | MROW | 3404.3333 | 251.3333
[13 empty] | 58224 | 58224 | ND | MROW | 3404.3333 | 251.3333
[13 empty] | 58225 | 58225 | ND | MROW | 3404.3333 | 251.3333
[13 empty] | 58227 | 58227 | ND | MROW | 3404.3333 | 251.3333
[13 empty] | 58228 | 58228 | ND | MROW | 3404.3333 | 251.3333
[13 empty] | 58229 | 58229 | ND | MROW | 3404.3333 | 251.3333
[13 empty] | 58230 | 58230 | ND | MROW | 3404.3333 | 251.3333
[13 empty] | 58231 | 58231 | ND | MROW | 3404.3333 | 251.3333
[13 empty] | 58233 | 58233 | ND | MROW | 3404.3333 | 251.3333
[13 empty] | 58235 | 58235 | ND | MROW | 3404.3333 | 251.3333
[13 empty] | 58236 | 58236 | ND | MROW | 3404.3333 | 251.3333
[13 empty] | 58237 | 58237 | ND | MROW | 3404.3333 | 251.3333
[13 empty] | 58238 | 58238 | ND | MROW | 3404.3333 | 251.3333
[13 empty] | 58239 | 58239 | ND | MROW | 3404.3333 | 251.3333
[13 empty] | 58240 | 58240 | ND | MROW | 3404.3333 | 251.3333
[13 empty] | 58241 | 58241 | ND | MROW | 3404.3333 | 251.3333
[13 empty] | 58243 | 58243 | ND | MROW | 3404.3333 | 251.3333
[13 empty] | 58244 | 58244 | ND | MROW | 3404.3333 | 251.3333
[13 empty] | 58249 | 58249 | ND | MROW | 3404.3333 | 251.3333
[13 empty] | 58250 | 58250 | ND | MROW | 3404.3333 | 251.3333
[13 empty] | 58251 | 58251 | ND | MROW | 3404.3333 | 251.3333
[13 empty] | 58254 | 58254 | ND | MROW | 3404.3333 | 251.3333
[13 empty] | 58255 | 58255 | ND | MROW | 3404.3333 | 251.3333
[13 empty] | 58256 | 58256 | ND | MROW | 3404.3333 | 251.3333
[13 empty] | 58257 | 58257 | ND | MROW | 3404.3333 | 251.3333
[13 empty] | 58258 | 58258 | ND | MROW | 3404.3333 | 251.3333
[13 empty] | 58259 | 58259 | ND | MROW | 3404.3333 | 251.3333
[13 empty] | 58260 | 58260 | ND | MROW | 3404.3333 | 251.3333
[13 empty] | 58261 | 58261 | ND | MROW | 3404.3333 | 251.3333
[13 empty] | 58262 | 58262 | ND | MROW | 3404.3333 | 251.3333
[13 empty] | 58265 | 58265 | ND | MROW | 3404.3333 | 251.3333
[13 empty] | 58266 | 58266 | ND | MROW | 3404.3333 | 251.3333
[13 empty] | 58267 | 58267 | ND | MROW | 3404.3333 | 251.3333
[13 empty] | 58269 | 58269 | ND | MROW | 3404.3333 | 251.3333
[13 empty] | 58270 | 58270 | ND | MROW | 3404.3333 | 251.3333
[13 empty] | 58271 | 58271 | ND | MROW | 3404.3333 | 251.3333
[13 empty] | 58272 | 58272 | ND | MROW | 3404.3333 | 251.3333
[13 empty] | 58273 | 58273 | ND | MROW | 3404.3333 | 251.3333
[13 empty] | 58274 | 58274 | ND | MROW | 3404.3333 | 251.3333
[13 empty] | 58275 | 58275 | ND | MROW | 3404.3333 | 251.3333
[13 empty] | 58276 | 58276 | ND | MROW | 3404.3333 | 251.3333
[13 empty] | 58277 | 58277 | ND | MROW | 3404.3333 | 251.3333
[13 empty] | 58278 | 58278 | ND | MROW | 3404.3333 | 251.3333
[13 empty] | 58281 | 58281 | ND | MROW | 3404.3333 | 251.3333
[13 empty] | 58282 | 58282 | ND | MROW | 3404.3333 | 251.3333
[13 empty] | 58301 | 58301 | ND | MROW | 3404.3333 | 251.3333
[13 empty] | 58310 | 58310 | ND | MROW | 3404.3333 | 251.3333
[13 empty] | 58311 | 58311 | ND | MROW | 3404.3333 | 251.3333
[13 empty] | 58313 | 58313 | ND | MROW | 3404.3333 | 251.3333
[13 empty] | 58316 | 58316 | ND | MROW | 3404.3333 | 251.3333
[13 empty] | 58317 | 58317 | ND | MROW | 3404.3333 | 251.3333
[13 empty] | 58318 | 58318 | ND | MROW | 3404.3333 | 251.3333
[13 empty] | 58321 | 58321 | ND | MROW | 3404.3333 | 251.3333
[13 empty] | 58323 | 58323 | ND | MROW | 3404.3333 | 251.3333
[13 empty] | 58324 | 58324 | ND | MROW | 3404.3333 | 251.3333
[13 empty] | 58325 | 58325 | ND | MROW | 3404.3333 | 251.3333
[13 empty] | 58327 | 58327 | ND | MROW | 3404.3333 | 251.3333
[13 empty] | 58329 | 58329 | ND | MROW | 3404.3333 | 251.3333
[13 empty] | 58330 | 58330 | ND | MROW | 3404.3333 | 251.3333
[13 empty] | 58331 | 58331 | ND | MROW | 3404.3333 | 251.3333
[13 empty] | 58332 | 58332 | ND | MROW | 3404.3333 | 251.3333
[13 empty] | 58335 | 58335 | ND | MROW | 3404.3333 | 251.3333
[13 empty] | 58338 | 58338 | ND | MROW | 3404.3333 | 251.3333
[13 empty] | 58339 | 58339 | ND | MROW | 3404.3333 | 251.3333
[13 empty] | 58341 | 58341 | ND | MROW | 3404.3333 | 251.3333
[13 empty] | 58343 | 58343 | ND | MROW | 3404.3333 | 251.3333
[13 empty] | 58344 | 58344 | ND | MROW | 3404.3333 | 251.3333
[13 empty] | 58345 | 58345 | ND | MROW | 3404.3333 | 251.3333
[13 empty] | 58346 | 58346 | ND | MROW | 3404.3333 | 251.3333
[13 empty] | 58348 | 58348 | ND | MROW | 3404.3333 | 251.3333
[13 empty] | 58351 | 58351 | ND | MROW | 3404.3333 | 251.3333
[13 empty] | 58352 | 58352 | ND | MROW | 3404.3333 | 251.3333
[13 empty] | 58353 | 58353 | ND | MROW | 3404.3333 | 251.3333
[13 empty] | 58355 | 58355 | ND | MROW | 3404.3333 | 251.3333
[13 empty] | 58356 | 58356 | ND | MROW | 3404.3333 | 251.3333
[13 empty] | 58357 | 58357 | ND | MROW | 3404.3333 | 251.3333
[13 empty] | 58361 | 58361 | ND | MROW | 3404.3333 | 251.3333
[13 empty] | 58362 | 58362 | ND | MROW | 3404.3333 | 251.3333
[13 empty] | 58363 | 58363 | ND | MROW | 3404.3333 | 251.3333
[13 empty] | 58365 | 58365 | ND | MROW | 3404.3333 | 251.3333
[13 empty] | 58366 | 58366 | ND | MROW | 3404.3333 | 251.3333
[13 empty] | 58367 | 58367 | ND | MROW | 3404.3333 | 251.3333
[13 empty] | 58368 | 58368 | ND | MROW | 3404.3333 | 251.3333
[13 empty] | 58369 | 58369 | ND | MROW | 3404.3333 | 251.3333
[13 empty] | 58370 | 58370 | ND | MROW | 3404.3333 | 251.3333
[13 empty] | 58372 | 58372 | ND | MROW | 3404.3333 | 251.3333
[13 empty] | 58374 | 58374 | ND | MROW | 3404.3333 | 251.3333
[13 empty] | 58377 | 58377 | ND | MROW | 3404.3333 | 251.3333
[13 empty] | 58379 | 58379 | ND | MROW | 3404.3333 | 251.3333
[13 empty] | 58380 | 58380 | ND | MROW | 3404.3333 | 251.3333
[13 empty] | 58381 | 58381 | ND | MROW | 3404.3333 | 251.3333
[13 empty] | 58382 | 58382 | ND | MROW | 3404.3333 | 251.3333
[13 empty] | 58384 | 58384 | ND | MROW | 3404.3333 | 251.3333
[13 empty] | 58385 | 58385 | ND | MROW | 3404.3333 | 251.3333
[13 empty] | 58386 | 58386 | ND | MROW | 3404.3333 | 251.3333
[13 empty] | 58401 | 58401 | ND | MROW | 3404.3333 | 251.3333
[13 empty] | 58402 | 58402 | ND | MROW | 3404.3333 | 251.3333
[13 empty] | 58405 | 58405 | ND | MROW | 3404.3333 | 251.3333
[13 empty] | 58413 | 58413 | ND | MROW | 3404.3333 | 251.3333
[13 empty] | 58415 | 58415 | ND | MROW | 3404.3333 | 251.3333
[13 empty] | 58416 | 58416 | ND | MROW | 3404.3333 | 251.3333
[13 empty] | 58418 | 58418 | ND | MROW | 3404.3333 | 251.3333
[13 empty] | 58420 | 58420 | ND | MROW | 3404.3333 | 251.3333
[13 empty] | 58421 | 58421 | ND | MROW | 3404.3333 | 251.3333
[13 empty] | 58422 | 58422 | ND | MROW | 3404.3333 | 251.3333
[13 empty] | 58423 | 58423 | ND | MROW | 3404.3333 | 251.3333
[13 empty] | 58424 | 58424 | ND | MROW | 3404.3333 | 251.3333
[13 empty] | 58425 | 58425 | ND | MROW | 3404.3333 | 251.3333
[13 empty] | 58426 | 58426 | ND | MROW | 3404.3333 | 251.3333
[13 empty] | 58428 | 58428 | ND | MROW | 3404.3333 | 251.3333
[13 empty] | 58429 | 58429 | ND | MROW | 3404.3333 | 251.3333
[13 empty] | 58430 | 58430 | ND | MROW | 3404.3333 | 251.3333
[13 empty] | 58431 | 58431 | ND | MROW | 3404.3333 | 251.3333
[13 empty] | 58433 | 58433 | ND | MROW | 3404.3333 | 251.3333
[13 empty] | 58436 | 58436 | ND | MROW | 3404.3333 | 251.3333
[13 empty] | 58438 | 58438 | ND | MROW | 3404.3333 | 251.3333
[13 empty] | 58439 | 58439 | ND | MROW | 3404.3333 | 251.3333
[13 empty] | 58440 | 58440 | ND | MROW | 3404.3333 | 251.3333
[13 empty] | 58441 | 58441 | ND | MROW | 3404.3333 | 251.3333
[13 empty] | 58442 | 58442 | ND | MROW | 3404.3333 | 251.3333
[13 empty] | 58443 | 58443 | ND | MROW | 3404.3333 | 251.3333
[13 empty] | 58444 | 58444 | ND | MROW | 3404.3333 | 251.3333
[13 empty] | 58445 | 58445 | ND | MROW | 3404.3333 | 251.3333
[13 empty] | 58448 | 58448 | ND | MROW | 3404.3333 | 251.3333
[13 empty] | 58451 | 58451 | ND | MROW | 3404.3333 | 251.3333
[13 empty] | 58452 | 58452 | ND | MROW | 3404.3333 | 251.3333
[13 empty] | 58454 | 58454 | ND | MROW | 3404.3333 | 251.3333
[13 empty] | 58455 | 58455 | ND | MROW | 3404.3333 | 251.3333
[13 empty] | 58456 | 58456 | ND | MROW | 3404.3333 | 251.3333
[13 empty] | 58458 | 58458 | ND | MROW | 3404.3333 | 251.3333
[13 empty] | 58460 | 58460 | ND | MROW | 3404.3333 | 251.3333
[13 empty] | 58461 | 58461 | ND | MROW | 3404.3333 | 251.3333
[13 empty] | 58463 | 58463 | ND | MROW | 3404.3333 | 251.3333
[13 empty] | 58464 | 58464 | ND | MROW | 3404.3333 | 251.3333
[13 empty] | 58466 | 58466 | ND | MROW | 3404.3333 | 251.3333
[13 empty] | 58467 | 58467 | ND | MROW | 3404.3333 | 251.3333
[13 empty] | 58472 | 58472 | ND | MROW | 3404.3333 | 251.3333
[13 empty] | 58474 | 58474 | ND | MROW | 3404.3333 | 251.3333
[13 empty] | 58475 | 58475 | ND | MROW | 3404.3333 | 251.3333
[13 empty] | 58476 | 58476 | ND | MROW | 3404.3333 | 251.3333
[13 empty] | 58477 | 58477 | ND | MROW | 3404.3333 | 251.3333
[13 empty] | 58478 | 58478 | ND | MROW | 3404.3333 | 251.3333
[13 empty] | 58479 | 58479 | ND | MROW | 3404.3333 | 251.3333
[13 empty] | 58480 | 58480 | ND | MROW | 3404.3333 | 251.3333
[13 empty] | 58481 | 58481 | ND | MROW | 3404.3333 | 251.3333
[13 empty] | 58482 | 58482 | ND | MROW | 3404.3333 | 251.3333
[13 empty] | 58483 | 58483 | ND | MROW | 3404.3333 | 251.3333
[13 empty] | 58484 | 58484 | ND | MROW | 3404.3333 | 251.3333
[13 empty] | 58486 | 58486 | ND | MROW | 3404.3333 | 251.3333
[13 empty] | 58487 | 58487 | ND | MROW | 3404.3333 | 251.3333
[13 empty] | 58488 | 58488 | ND | MROW | 3404.3333 | 251.3333
[13 empty] | 58490 | 58490 | ND | MROW | 3404.3333 | 251.3333
[13 empty] | 58492 | 58492 | ND | MROW | 3404.3333 | 251.3333
[13 empty] | 58494 | 58494 | ND | MROW | 3404.3333 | 251.3333
[13 empty] | 58495 | 58495 | ND | MROW | 3404.3333 | 251.3333
[13 empty] | 58496 | 58496 | ND | MROW | 3404.3333 | 251.3333
[13 empty] | 58497 | 58497 | ND | MROW | 3404.3333 | 251.3333
[13 empty] | 58501 | 58501 | ND | MROW | 3893 | 193.6667
[13 empty] | 58502 | 58502 | ND | MROW | 3893 | 193.6667
[13 empty] | 58503 | 58503 | ND | MROW | 3893 | 193.6667
[13 empty] | 58504 | 58504 | ND | MROW | 3893 | 193.6667
[13 empty] | 58505 | 58505 | ND | MROW | 3893 | 193.6667
[13 empty] | 58506 | 58506 | ND | MROW | 3893 | 193.6667
[13 empty] | 58507 | 58507 | ND | MROW | 3893 | 193.6667
[13 empty] | 58520 | 58520 | ND | MROW | 3893 | 193.6667
[13 empty] | 58521 | 58521 | ND | MROW | 3893 | 193.6667
[13 empty] | 58523 | 58523 | ND | MROW | 3893 | 193.6667
[13 empty] | 58524 | 58524 | ND | MROW | 3893 | 193.6667
[13 empty] | 58528 | 58528 | ND | MROW | 3893 | 193.6667
[13 empty] | 58529 | 58529 | ND | MROW | 3893 | 193.6667
[13 empty] | 58530 | 58530 | ND | MROW | 3893 | 193.6667
[13 empty] | 58531 | 58531 | ND | MROW | 3893 | 193.6667
[13 empty] | 58532 | 58532 | ND | MROW | 3893 | 193.6667
[13 empty] | 58533 | 58533 | ND | MROW | 3893 | 193.6667
[13 empty] | 58535 | 58535 | ND | MROW | 3893 | 193.6667
[13 empty] | 58538 | 58538 | ND | MROW | 3893 | 193.6667
[13 empty] | 58540 | 58540 | ND | MROW | 3893 | 193.6667
[13 empty] | 58541 | 58541 | ND | MROW | 3893 | 193.6667
[13 empty] | 58542 | 58542 | ND | MROW | 3893 | 193.6667
[13 empty] | 58544 | 58544 | ND | MROW | 3893 | 193.6667
[13 empty] | 58545 | 58545 | ND | MROW | 3893 | 193.6667
[13 empty] | 58549 | 58549 | ND | MROW | 3893 | 193.6667
[13 empty] | 58552 | 58552 | ND | MROW | 3893 | 193.6667
[13 empty] | 58554 | 58554 | ND | MROW | 3893 | 193.6667
[13 empty] | 58558 | 58558 | ND | MROW | 3893 | 193.6667
[13 empty] | 58559 | 58559 | ND | MROW | 3893 | 193.6667
[13 empty] | 58560 | 58560 | ND | MROW | 3893 | 193.6667
[13 empty] | 58561 | 58561 | ND | MROW | 3893 | 193.6667
[13 empty] | 58562 | 58562 | ND | MROW | 3893 | 193.6667
[13 empty] | 58563 | 58563 | ND | MROW | 3893 | 193.6667
[13 empty] | 58564 | 58564 | ND | MROW | 3893 | 193.6667
[13 empty] | 58565 | 58565 | ND | MROW | 3893 | 193.6667
[13 empty] | 58566 | 58566 | ND | MROW | 3893 | 193.6667
[13 empty] | 58568 | 58568 | ND | MROW | 3893 | 193.6667
[13 empty] | 58569 | 58569 | ND | MROW | 3893 | 193.6667
[13 empty] | 58570 | 58570 | ND | MROW | 3893 | 193.6667
[13 empty] | 58571 | 58571 | ND | MROW | 3893 | 193.6667
[13 empty] | 58572 | 58572 | ND | MROW | 3893 | 193.6667
[13 empty] | 58573 | 58573 | ND | MROW | 3893 | 193.6667
[13 empty] | 58575 | 58575 | ND | MROW | 3893 | 193.6667
[13 empty] | 58576 | 58576 | ND | MROW | 3893 | 193.6667
[13 empty] | 58577 | 58577 | ND | MROW | 3893 | 193.6667
[13 empty] | 58579 | 58579 | ND | MROW | 3893 | 193.6667
[13 empty] | 58580 | 58580 | ND | MROW | 3893 | 193.6667
[13 empty] | 58581 | 58581 | ND | MROW | 3893 | 193.6667
[13 empty] | 58601 | 58601 | ND | MROW | 3893 | 193.6667
[13 empty] | 58602 | 58602 | ND | MROW | 3893 | 193.6667
[13 empty] | 58620 | 58620 | ND | MROW | 3893 | 193.6667
[13 empty] | 58621 | 58621 | ND | MROW | 3893 | 193.6667
[13 empty] | 58622 | 58622 | ND | MROW | 3893 | 193.6667
[13 empty] | 58623 | 58623 | ND | MROW | 3893 | 193.6667
[13 empty] | 58625 | 58625 | ND | MROW | 3893 | 193.6667
[13 empty] | 58626 | 58626 | ND | MROW | 3893 | 193.6667
[13 empty] | 58627 | 58627 | ND | MROW | 3893 | 193.6667
[13 empty] | 58630 | 58630 | ND | MROW | 3893 | 193.6667
[13 empty] | 58631 | 58631 | ND | MROW | 3893 | 193.6667
[13 empty] | 58632 | 58632 | ND | MROW | 3893 | 193.6667
[13 empty] | 58634 | 58634 | ND | MROW | 3893 | 193.6667
[13 empty] | 58636 | 58636 | ND | MROW | 3893 | 193.6667
[13 empty] | 58638 | 58638 | ND | MROW | 3893 | 193.6667
[13 empty] | 58639 | 58639 | ND | MROW | 3893 | 193.6667
[13 empty] | 58640 | 58640 | ND | MROW | 3893 | 193.6667
[13 empty] | 58641 | 58641 | ND | MROW | 3893 | 193.6667
[13 empty] | 58642 | 58642 | ND | MROW | 3893 | 193.6667
[13 empty] | 58643 | 58643 | ND | MROW | 3893 | 193.6667
[13 empty] | 58644 | 58644 | ND | MROW | 3893 | 193.6667
[13 empty] | 58645 | 58645 | ND | MROW | 3893 | 193.6667
[13 empty] | 58646 | 58646 | ND | MROW | 3893 | 193.6667
[13 empty] | 58647 | 58647 | ND | MROW | 3893 | 193.6667
[13 empty] | 58649 | 58649 | ND | MROW | 3893 | 193.6667
[13 empty] | 58650 | 58650 | ND | MROW | 3893 | 193.6667
[13 empty] | 58651 | 58651 | ND | MROW | 3893 | 193.6667
[13 empty] | 58652 | 58652 | ND | MROW | 3893 | 193.6667
[13 empty] | 58653 | 58653 | ND | MROW | 3893 | 193.6667
[13 empty] | 58654 | 58654 | ND | MROW | 3893 | 193.6667
[13 empty] | 58655 | 58655 | ND | MROW | 3893 | 193.6667
[13 empty] | 58656 | 58656 | ND | MROW | 3893 | 193.6667
[13 empty] | 58701 | 58701 | ND | MROW | 3893 | 193.6667
[13 empty] | 58702 | 58702 | ND | MROW | 3893 | 193.6667
[13 empty] | 58703 | 58703 | ND | MROW | 3893 | 193.6667
[13 empty] | 58704 | 58704 | ND | MROW | 3893 | 193.6667
[13 empty] | 58705 | 58705 | ND | MROW | 3893 | 193.6667
[13 empty] | 58710 | 58710 | ND | MROW | 3893 | 193.6667
[13 empty] | 58711 | 58711 | ND | MROW | 3893 | 193.6667
[13 empty] | 58712 | 58712 | ND | MROW | 3893 | 193.6667
[13 empty] | 58713 | 58713 | ND | MROW | 3893 | 193.6667
[13 empty] | 58716 | 58716 | ND | MROW | 3893 | 193.6667
[13 empty] | 58718 | 58718 | ND | MROW | 3893 | 193.6667
[13 empty] | 58721 | 58721 | ND | MROW | 3893 | 193.6667
[13 empty] | 58722 | 58722 | ND | MROW | 3893 | 193.6667
[13 empty] | 58723 | 58723 | ND | MROW | 3893 | 193.6667
[13 empty] | 58725 | 58725 | ND | MROW | 3893 | 193.6667
[13 empty] | 58727 | 58727 | ND | MROW | 3893 | 193.6667
[13 empty] | 58730 | 58730 | ND | MROW | 3893 | 193.6667
[13 empty] | 58731 | 58731 | ND | MROW | 3893 | 193.6667
[13 empty] | 58733 | 58733 | ND | MROW | 3893 | 193.6667
[13 empty] | 58734 | 58734 | ND | MROW | 3893 | 193.6667
[13 empty] | 58735 | 58735 | ND | MROW | 3893 | 193.6667
[13 empty] | 58736 | 58736 | ND | MROW | 3893 | 193.6667
[13 empty] | 58737 | 58737 | ND | MROW | 3893 | 193.6667
[13 empty] | 58740 | 58740 | ND | MROW | 3893 | 193.6667
[13 empty] | 58741 | 58741 | ND | MROW | 3893 | 193.6667
[13 empty] | 58744 | 58744 | ND | MROW | 3893 | 193.6667
[13 empty] | 58746 | 58746 | ND | MROW | 3893 | 193.6667
[13 empty] | 58748 | 58748 | ND | MROW | 3893 | 193.6667
[13 empty] | 58750 | 58750 | ND | MROW | 3893 | 193.6667
[13 empty] | 58752 | 58752 | ND | MROW | 3893 | 193.6667
[13 empty] | 58755 | 58755 | ND | MROW | 3893 | 193.6667
[13 empty] | 58756 | 58756 | ND | MROW | 3893 | 193.6667
[13 empty] | 58757 | 58757 | ND | MROW | 3893 | 193.6667
[13 empty] | 58758 | 58758 | ND | MROW | 3893 | 193.6667
[13 empty] | 58759 | 58759 | ND | MROW | 3893 | 193.6667
[13 empty] | 58760 | 58760 | ND | MROW | 3893 | 193.6667
[13 empty] | 58761 | 58761 | ND | MROW | 3893 | 193.6667
[13 empty] | 58762 | 58762 | ND | MROW | 3893 | 193.6667
[13 empty] | 58763 | 58763 | ND | MROW | 3893 | 193.6667
[13 empty] | 58765 | 58765 | ND | MROW | 3893 | 193.6667
[13 empty] | 58768 | 58768 | ND | MROW | 3893 | 193.6667
[13 empty] | 58769 | 58769 | ND | MROW | 3893 | 193.6667
[13 empty] | 58770 | 58770 | ND | MROW | 3893 | 193.6667
[13 empty] | 58771 | 58771 | ND | MROW | 3893 | 193.6667
[13 empty] | 58772 | 58772 | ND | MROW | 3893 | 193.6667
[13 empty] | 58773 | 58773 | ND | MROW | 3893 | 193.6667
[13 empty] | 58775 | 58775 | ND | MROW | 3893 | 193.6667
[13 empty] | 58776 | 58776 | ND | MROW | 3893 | 193.6667
[13 empty] | 58778 | 58778 | ND | MROW | 3893 | 193.6667
[13 empty] | 58779 | 58779 | ND | MROW | 3893 | 193.6667
[13 empty] | 58781 | 58781 | ND | MROW | 3893 | 193.6667
[13 empty] | 58782 | 58782 | ND | MROW | 3893 | 193.6667
[13 empty] | 58783 | 58783 | ND | MROW | 3893 | 193.6667
[13 empty] | 58784 | 58784 | ND | MROW | 3893 | 193.6667
[13 empty] | 58785 | 58785 | ND | MROW | 3893 | 193.6667
[13 empty] | 58787 | 58787 | ND | MROW | 3893 | 193.6667
[13 empty] | 58788 | 58788 | ND | MROW | 3893 | 193.6667
[13 empty] | 58789 | 58789 | ND | MROW | 3893 | 193.6667
[13 empty] | 58790 | 58790 | ND | MROW | 3893 | 193.6667
[13 empty] | 58792 | 58792 | ND | MROW | 3893 | 193.6667
[13 empty] | 58793 | 58793 | ND | MROW | 3893 | 193.6667
[13 empty] | 58794 | 58794 | ND | MROW | 3893 | 193.6667
[13 empty] | 58795 | 58795 | ND | MROW | 3893 | 193.6667
[13 empty] | 58801 | 58801 | ND | MROW | 3893 | 193.6667
[13 empty] | 58802 | 58802 | ND | MROW | 3893 | 193.6667
[13 empty] | 58830 | 58830 | ND | MROW | 3893 | 193.6667
[13 empty] | 58831 | 58831 | ND | MROW | 3893 | 193.6667
[13 empty] | 58833 | 58833 | ND | MROW | 3893 | 193.6667
[13 empty] | 58835 | 58835 | ND | MROW | 3893 | 193.6667
[13 empty] | 58838 | 58838 | ND | MROW | 3893 | 193.6667
[13 empty] | 58843 | 58843 | ND | MROW | 3893 | 193.6667
[13 empty] | 58844 | 58844 | ND | NWPP | 3893 | 193.6667
[13 empty] | 58845 | 58845 | ND | NWPP | 3893 | 193.6667
[13 empty] | 58847 | 58847 | ND | MROW | 3893 | 193.6667
[13 empty] | 58849 | 58849 | ND | MROW | 3893 | 193.6667
[13 empty] | 58852 | 58852 | ND | MROW | 3893 | 193.6667
[13 empty] | 58853 | 58853 | ND | NWPP | 3893 | 193.6667
[13 empty] | 58854 | 58854 | ND | MROW | 3893 | 193.6667
[13 empty] | 58856 | 58856 | ND | MROW | 3893 | 193.6667
[13 empty] | 59001 | 59001 | MT | NWPP | 3893 | 193.6667
[13 empty] | 59002 | 59002 | MT | NWPP | 3893 | 193.6667
[13 empty] | 59003 | 59003 | MT | NWPP | 3893 | 193.6667
[13 empty] | 59004 | 59004 | MT | NWPP | 3893 | 193.6667
[13 empty] | 59006 | 59006 | MT | NWPP | 3893 | 193.6667
[13 empty] | 59007 | 59007 | MT | NWPP | 3893 | 193.6667
[13 empty] | 59008 | 59008 | MT | NWPP | 3893 | 193.6667
[13 empty] | 59010 | 59010 | MT | NWPP | 3893 | 193.6667
[13 empty] | 59011 | 59011 | MT | NWPP | 3893 | 193.6667
[13 empty] | 59012 | 59012 | MT | NWPP | 3893 | 193.6667
[13 empty] | 59013 | 59013 | MT | NWPP | 3893 | 193.6667
[13 empty] | 59014 | 59014 | MT | NWPP | 3893 | 193.6667
[13 empty] | 59015 | 59015 | MT | NWPP | 3893 | 193.6667
[13 empty] | 59016 | 59016 | MT | RMPA | 3893 | 193.6667
[13 empty] | 59018 | 59018 | MT | NWPP | 3893 | 193.6667
[13 empty] | 59019 | 59019 | MT | NWPP | 3893 | 193.6667
[13 empty] | 59020 | 59020 | MT | NWPP | 3893 | 193.6667
[13 empty] | 59022 | 59022 | MT | NWPP | 3893 | 193.6667
[13 empty] | 59024 | 59024 | MT | NWPP | 3893 | 193.6667
[13 empty] | 59025 | 59025 | MT | RMPA | 3893 | 193.6667
[13 empty] | 59026 | 59026 | MT | NWPP | 3893 | 193.6667
[13 empty] | 59027 | 59027 | MT | NWPP | 3893 | 193.6667
[13 empty] | 59028 | 59028 | MT | NWPP | 3893 | 193.6667
[13 empty] | 59029 | 59029 | MT | NWPP | 3893 | 193.6667
[13 empty] | 59030 | 59030 | MT | NWPP | 3893 | 193.6667
[13 empty] | 59031 | 59031 | MT | NWPP | 3893 | 193.6667
[13 empty] | 59032 | 59032 | MT | NWPP | 3893 | 193.6667
[13 empty] | 59033 | 59033 | MT | NWPP | 3893 | 193.6667
[13 empty] | 59034 | 59034 | MT | NWPP | 3893 | 193.6667
[13 empty] | 59035 | 59035 | MT | NWPP | 3893 | 193.6667
[13 empty] | 59036 | 59036 | MT | NWPP | 3893 | 193.6667
[13 empty] | 59037 | 59037 | MT | NWPP | 3893 | 193.6667
[13 empty] | 59038 | 59038 | MT | NWPP | 3893 | 193.6667
[13 empty] | 59039 | 59039 | MT | NWPP | 3893 | 193.6667
[13 empty] | 59041 | 59041 | MT | NWPP | 3893 | 193.6667
[13 empty] | 59043 | 59043 | MT | NWPP | 3893 | 193.6667
[13 empty] | 59044 | 59044 | MT | NWPP | 3893 | 193.6667
[13 empty] | 59046 | 59046 | MT | NWPP | 3893 | 193.6667
[13 empty] | 59047 | 59047 | MT | NWPP | 3893 | 193.6667
[13 empty] | 59050 | 59050 | MT | NWPP | 3893 | 193.6667
[13 empty] | 59052 | 59052 | MT | NWPP | 3893 | 193.6667
[13 empty] | 59053 | 59053 | MT | NWPP | 3893 | 193.6667
[13 empty] | 59054 | 59054 | MT | NWPP | 3893 | 193.6667
[13 empty] | 59055 | 59055 | MT | NWPP | 3893 | 193.6667
[13 empty] | 59057 | 59057 | MT | NWPP | 3893 | 193.6667
[13 empty] | 59058 | 59058 | MT | NWPP | 3893 | 193.6667
[13 empty] | 59059 | 59059 | MT | NWPP | 3893 | 193.6667
[13 empty] | 59061 | 59061 | MT | NWPP | 3893 | 193.6667
[13 empty] | 59062 | 59062 | MT | NWPP | 3893 | 193.6667
[13 empty] | 59063 | 59063 | MT | NWPP | 3893 | 193.6667
[13 empty] | 59064 | 59064 | MT | NWPP | 3893 | 193.6667
[13 empty] | 59065 | 59065 | MT | NWPP | 3893 | 193.6667
[13 empty] | 59066 | 59066 | MT | NWPP | 3893 | 193.6667
[13 empty] | 59067 | 59067 | MT | NWPP | 3893 | 193.6667
[13 empty] | 59068 | 59068 | MT | NWPP | 3893 | 193.6667
[13 empty] | 59069 | 59069 | MT | NWPP | 3893 | 193.6667
[13 empty] | 59070 | 59070 | MT | NWPP | 3893 | 193.6667
[13 empty] | 59071 | 59071 | MT | NWPP | 3893 | 193.6667
[13 empty] | 59072 | 59072 | MT | NWPP | 3893 | 193.6667
[13 empty] | 59073 | 59073 | MT | NWPP | 3893 | 193.6667
[13 empty] | 59074 | 59074 | MT | NWPP | 3893 | 193.6667
[13 empty] | 59075 | 59075 | MT | NWPP | 3893 | 193.6667
[13 empty] | 59076 | 59076 | MT | NWPP | 3893 | 193.6667
[13 empty] | 59077 | 59077 | MT | NWPP | 3893 | 193.6667
[13 empty] | 59078 | 59078 | MT | NWPP | 3893 | 193.6667
[13 empty] | 59079 | 59079 | MT | NWPP | 3893 | 193.6667
[13 empty] | 59081 | 59081 | MT | NWPP | 3893 | 193.6667
[13 empty] | 59082 | 59082 | MT | NWPP | 3893 | 193.6667
[13 empty] | 59083 | 59083 | MT | NWPP | 3893 | 193.6667
[13 empty] | 59084 | 59084 | MT | NWPP | 3893 | 193.6667
[13 empty] | 59085 | 59085 | MT | NWPP | 3893 | 193.6667
[13 empty] | 59086 | 59086 | MT | NWPP | 3893 | 193.6667
[13 empty] | 59087 | 59087 | MT | NWPP | 3893 | 193.6667
[13 empty] | 59088 | 59088 | MT | NWPP | 3893 | 193.6667
[13 empty] | 59089 | 59089 | MT | NWPP | 3893 | 193.6667
[13 empty] | 59101 | 59101 | MT | NWPP | 3893 | 193.6667
[13 empty] | 59102 | 59102 | MT | NWPP | 3893 | 193.6667
[13 empty] | 59103 | 59103 | MT | NWPP | 3893 | 193.6667
[13 empty] | 59104 | 59104 | MT | NWPP | 3893 | 193.6667
[13 empty] | 59105 | 59105 | MT | NWPP | 3893 | 193.6667
[13 empty] | 59106 | 59106 | MT | NWPP | 3893 | 193.6667
[13 empty] | 59107 | 59107 | MT | NWPP | 3893 | 193.6667
[13 empty] | 59108 | 59108 | MT | NWPP | 3893 | 193.6667
[13 empty] | 59111 | 59111 | MT | NWPP | 3893 | 193.6667
[13 empty] | 59112 | 59112 | MT | NWPP | 3893 | 193.6667
[13 empty] | 59114 | 59114 | MT | NWPP | 3893 | 193.6667
[13 empty] | 59115 | 59115 | MT | NWPP | 3893 | 193.6667
[13 empty] | 59116 | 59116 | MT | NWPP | 3893 | 193.6667
[13 empty] | 59117 | 59117 | MT | NWPP | 3893 | 193.6667
[13 empty] | 59201 | 59201 | MT | MROW | 3893 | 193.6667
[13 empty] | 59211 | 59211 | MT | NWPP | 3893 | 193.6667
[13 empty] | 59212 | 59212 | MT | MROW | 3893 | 193.6667
[13 empty] | 59213 | 59213 | MT | MROW | 3893 | 193.6667
[13 empty] | 59214 | 59214 | MT | NWPP | 3893 | 193.6667
[13 empty] | 59215 | 59215 | MT | NWPP | 3893 | 193.6667
[13 empty] | 59217 | 59217 | MT | MROW | 3893 | 193.6667
[13 empty] | 59218 | 59218 | MT | MROW | 3893 | 193.6667
[13 empty] | 59219 | 59219 | MT | MROW | 3893 | 193.6667
[13 empty] | 59221 | 59221 | MT | MROW | 3893 | 193.6667
[13 empty] | 59222 | 59222 | MT | NWPP | 3893 | 193.6667
[13 empty] | 59223 | 59223 | MT | MROW | 3893 | 193.6667
[13 empty] | 59225 | 59225 | MT | MROW | 3893 | 193.6667
[13 empty] | 59226 | 59226 | MT | MROW | 3893 | 193.6667
[13 empty] | 59230 | 59230 | MT | MROW | 3893 | 193.6667
[13 empty] | 59231 | 59231 | MT | MROW | 3893 | 193.6667
[13 empty] | 59240 | 59240 | MT | MROW | 3893 | 193.6667
[13 empty] | 59241 | 59241 | MT | MROW | 3893 | 193.6667
[13 empty] | 59242 | 59242 | MT | MROW | 3893 | 193.6667
[13 empty] | 59243 | 59243 | MT | MROW | 3893 | 193.6667
[13 empty] | 59244 | 59244 | MT | MROW | 3893 | 193.6667
[13 empty] | 59247 | 59247 | MT | MROW | 3893 | 193.6667
[13 empty] | 59248 | 59248 | MT | MROW | 3893 | 193.6667
[13 empty] | 59250 | 59250 | MT | MROW | 3893 | 193.6667
[13 empty] | 59252 | 59252 | MT | NWPP | 3893 | 193.6667
[13 empty] | 59253 | 59253 | MT | MROW | 3893 | 193.6667
[13 empty] | 59254 | 59254 | MT | NWPP | 3893 | 193.6667
[13 empty] | 59255 | 59255 | MT | MROW | 3893 | 193.6667
[13 empty] | 59256 | 59256 | MT | NWPP | 3893 | 193.6667
[13 empty] | 59257 | 59257 | MT | NWPP | 3893 | 193.6667
[13 empty] | 59258 | 59258 | MT | NWPP | 3893 | 193.6667
[13 empty] | 59259 | 59259 | MT | MROW | 3893 | 193.6667
[13 empty] | 59260 | 59260 | MT | MROW | 3893 | 193.6667
[13 empty] | 59261 | 59261 | MT | NWPP | 3893 | 193.6667
[13 empty] | 59262 | 59262 | MT | MROW | 3893 | 193.6667
[13 empty] | 59263 | 59263 | MT | NWPP | 3893 | 193.6667
[13 empty] | 59270 | 59270 | MT | NWPP | 3893 | 193.6667
[13 empty] | 59273 | 59273 | MT | MROW | 3893 | 193.6667
[13 empty] | 59274 | 59274 | MT | MROW | 3893 | 193.6667
[13 empty] | 59275 | 59275 | MT | NWPP | 3893 | 193.6667
[13 empty] | 59276 | 59276 | MT | NWPP | 3893 | 193.6667
[13 empty] | 59301 | 59301 | MT | MROW | 3893 | 193.6667
[13 empty] | 59311 | 59311 | MT | NWPP | 3893 | 193.6667
[13 empty] | 59312 | 59312 | MT | NWPP | 3893 | 193.6667
[13 empty] | 59313 | 59313 | MT | MROW | 3893 | 193.6667
[13 empty] | 59314 | 59314 | MT | NWPP | 3893 | 193.6667
[13 empty] | 59315 | 59315 | MT | MROW | 3893 | 193.6667
[13 empty] | 59316 | 59316 | MT | NWPP | 3893 | 193.6667
[13 empty] | 59317 | 59317 | MT | NWPP | 3893 | 193.6667
[13 empty] | 59318 | 59318 | MT | NWPP | 3893 | 193.6667
[13 empty] | 59319 | 59319 | MT | NWPP | 3893 | 193.6667
[13 empty] | 59322 | 59322 | MT | NWPP | 3893 | 193.6667
[13 empty] | 59323 | 59323 | MT | NWPP | 3893 | 193.6667
[13 empty] | 59324 | 59324 | MT | MROW | 3893 | 193.6667
[13 empty] | 59326 | 59326 | MT | MROW | 3893 | 193.6667
[13 empty] | 59327 | 59327 | MT | NWPP | 3893 | 193.6667
[13 empty] | 59330 | 59330 | MT | MROW | 3893 | 193.6667
[13 empty] | 59332 | 59332 | MT | NWPP | 3893 | 193.6667
[13 empty] | 59333 | 59333 | MT | MROW | 3893 | 193.6667
[13 empty] | 59336 | 59336 | MT | NWPP | 3893 | 193.6667
[13 empty] | 59337 | 59337 | MT | NWPP | 3893 | 193.6667
[13 empty] | 59338 | 59338 | MT | MROW | 3893 | 193.6667
[13 empty] | 59339 | 59339 | MT | NWPP | 3893 | 193.6667
[13 empty] | 59341 | 59341 | MT | MROW | 3893 | 193.6667
[13 empty] | 59343 | 59343 | MT | NWPP | 3893 | 193.6667
[13 empty] | 59344 | 59344 | MT | MROW | 3893 | 193.6667
[13 empty] | 59345 | 59345 | MT | NWPP | 3893 | 193.6667
[13 empty] | 59347 | 59347 | MT | NWPP | 3893 | 193.6667
[13 empty] | 59349 | 59349 | MT | NWPP | 3893 | 193.6667
[13 empty] | 59351 | 59351 | MT | NWPP | 3893 | 193.6667
[13 empty] | 59353 | 59353 | MT | MROW | 3893 | 193.6667
[13 empty] | 59354 | 59354 | MT | MROW | 3893 | 193.6667
[13 empty] | 59401 | 59401 | MT | NWPP | 3893 | 193.6667
[13 empty] | 59402 | 59402 | MT | NWPP | 3893 | 193.6667
[13 empty] | 59403 | 59403 | MT | NWPP | 3893 | 193.6667
[13 empty] | 59404 | 59404 | MT | NWPP | 3893 | 193.6667
[13 empty] | 59405 | 59405 | MT | NWPP | 3893 | 193.6667
[13 empty] | 59406 | 59406 | MT | NWPP | 3893 | 193.6667
[13 empty] | 59410 | 59410 | MT | NWPP | 3893 | 193.6667
[13 empty] | 59411 | 59411 | MT | NWPP | 3893 | 193.6667
[13 empty] | 59412 | 59412 | MT | NWPP | 3893 | 193.6667
[13 empty] | 59414 | 59414 | MT | NWPP | 3893 | 193.6667
[13 empty] | 59416 | 59416 | MT | NWPP | 3893 | 193.6667
[13 empty] | 59417 | 59417 | MT | NWPP | 3893 | 193.6667
[13 empty] | 59418 | 59418 | MT | NWPP | 3893 | 193.6667
[13 empty] | 59419 | 59419 | MT | NWPP | 3893 | 193.6667
[13 empty] | 59420 | 59420 | MT | NWPP | 3893 | 193.6667
[13 empty] | 59421 | 59421 | MT | NWPP | 3893 | 193.6667
[13 empty] | 59422 | 59422 | MT | NWPP | 3893 | 193.6667
[13 empty] | 59424 | 59424 | MT | NWPP | 3893 | 193.6667
[13 empty] | 59425 | 59425 | MT | NWPP | 3893 | 193.6667
[13 empty] | 59427 | 59427 | MT | NWPP | 3893 | 193.6667
[13 empty] | 59430 | 59430 | MT | NWPP | 3893 | 193.6667
[13 empty] | 59432 | 59432 | MT | NWPP | 3893 | 193.6667
[13 empty] | 59433 | 59433 | MT | NWPP | 3893 | 193.6667
[13 empty] | 59434 | 59434 | MT | NWPP | 3893 | 193.6667
[13 empty] | 59435 | 59435 | MT | NWPP | 3893 | 193.6667
[13 empty] | 59436 | 59436 | MT | NWPP | 3893 | 193.6667
[13 empty] | 59440 | 59440 | MT | NWPP | 3893 | 193.6667
[13 empty] | 59441 | 59441 | MT | NWPP | 3893 | 193.6667
[13 empty] | 59442 | 59442 | MT | NWPP | 3893 | 193.6667
[13 empty] | 59443 | 59443 | MT | NWPP | 3893 | 193.6667
[13 empty] | 59444 | 59444 | MT | NWPP | 3893 | 193.6667
[13 empty] | 59446 | 59446 | MT | NWPP | 3893 | 193.6667
[13 empty] | 59447 | 59447 | MT | NWPP | 3893 | 193.6667
[13 empty] | 59448 | 59448 | MT | NWPP | 3893 | 193.6667
[13 empty] | 59450 | 59450 | MT | NWPP | 3893 | 193.6667
[13 empty] | 59451 | 59451 | MT | NWPP | 3893 | 193.6667
[13 empty] | 59452 | 59452 | MT | NWPP | 3893 | 193.6667
[13 empty] | 59453 | 59453 | MT | NWPP | 3893 | 193.6667
[13 empty] | 59454 | 59454 | MT | NWPP | 3893 | 193.6667
[13 empty] | 59456 | 59456 | MT | NWPP | 3893 | 193.6667
[13 empty] | 59457 | 59457 | MT | NWPP | 3893 | 193.6667
[13 empty] | 59460 | 59460 | MT | NWPP | 3893 | 193.6667
[13 empty] | 59461 | 59461 | MT | NWPP | 3893 | 193.6667
[13 empty] | 59462 | 59462 | MT | NWPP | 3893 | 193.6667
[13 empty] | 59463 | 59463 | MT | NWPP | 3893 | 193.6667
[13 empty] | 59464 | 59464 | MT | NWPP | 3893 | 193.6667
[13 empty] | 59465 | 59465 | MT | NWPP | 3893 | 193.6667
[13 empty] | 59466 | 59466 | MT | NWPP | 3893 | 193.6667
[13 empty] | 59467 | 59467 | MT | NWPP | 3893 | 193.6667
[13 empty] | 59468 | 59468 | MT | NWPP | 3893 | 193.6667
[13 empty] | 59469 | 59469 | MT | NWPP | 3893 | 193.6667
[13 empty] | 59471 | 59471 | MT | NWPP | 3893 | 193.6667
[13 empty] | 59472 | 59472 | MT | NWPP | 3893 | 193.6667
[13 empty] | 59474 | 59474 | MT | NWPP | 3893 | 193.6667
[13 empty] | 59477 | 59477 | MT | NWPP | 3893 | 193.6667
[13 empty] | 59479 | 59479 | MT | NWPP | 3893 | 193.6667
[13 empty] | 59480 | 59480 | MT | NWPP | 3893 | 193.6667
[13 empty] | 59482 | 59482 | MT | NWPP | 3893 | 193.6667
[13 empty] | 59483 | 59483 | MT | NWPP | 3893 | 193.6667
[13 empty] | 59484 | 59484 | MT | NWPP | 3893 | 193.6667
[13 empty] | 59485 | 59485 | MT | NWPP | 3893 | 193.6667
[13 empty] | 59486 | 59486 | MT | NWPP | 3893 | 193.6667
[13 empty] | 59487 | 59487 | MT | NWPP | 3893 | 193.6667
[13 empty] | 59489 | 59489 | MT | NWPP | 3893 | 193.6667
[13 empty] | 59501 | 59501 | MT | NWPP | 3893 | 193.6667
[13 empty] | 59520 | 59520 | MT | NWPP | 3893 | 193.6667
[13 empty] | 59521 | 59521 | MT | NWPP | 3893 | 193.6667
[13 empty] | 59522 | 59522 | MT | NWPP | 3893 | 193.6667
[13 empty] | 59523 | 59523 | MT | NWPP | 3893 | 193.6667
[13 empty] | 59524 | 59524 | MT | NWPP | 3893 | 193.6667
[13 empty] | 59525 | 59525 | MT | NWPP | 3893 | 193.6667
[13 empty] | 59526 | 59526 | MT | NWPP | 3893 | 193.6667
[13 empty] | 59527 | 59527 | MT | NWPP | 3893 | 193.6667
[13 empty] | 59528 | 59528 | MT | NWPP | 3893 | 193.6667
[13 empty] | 59529 | 59529 | MT | NWPP | 3893 | 193.6667
[13 empty] | 59530 | 59530 | MT | NWPP | 3893 | 193.6667
[13 empty] | 59531 | 59531 | MT | NWPP | 3893 | 193.6667
[13 empty] | 59532 | 59532 | MT | NWPP | 3893 | 193.6667
[13 empty] | 59535 | 59535 | MT | NWPP | 3893 | 193.6667
[13 empty] | 59537 | 59537 | MT | NWPP | 3893 | 193.6667
[13 empty] | 59538 | 59538 | MT | NWPP | 3893 | 193.6667
[13 empty] | 59540 | 59540 | MT | NWPP | 3893 | 193.6667
[13 empty] | 59542 | 59542 | MT | NWPP | 3893 | 193.6667
[13 empty] | 59544 | 59544 | MT | NWPP | 3893 | 193.6667
[13 empty] | 59545 | 59545 | MT | NWPP | 3893 | 193.6667
[13 empty] | 59546 | 59546 | MT | NWPP | 3893 | 193.6667
[13 empty] | 59547 | 59547 | MT | NWPP | 3893 | 193.6667
[13 empty] | 59601 | 59601 | MT | NWPP | 3247 | 220.3333
[13 empty] | 59602 | 59602 | MT | NWPP | 3247 | 220.3333
[13 empty] | 59604 | 59604 | MT | NWPP | 3247 | 220.3333
[13 empty] | 59620 | 59620 | MT | NWPP | 3247 | 220.3333
[13 empty] | 59623 | 59623 | MT | NWPP | 3247 | 220.3333
[13 empty] | 59624 | 59624 | MT | NWPP | 3247 | 220.3333
[13 empty] | 59625 | 59625 | MT | NWPP | 3247 | 220.3333
[13 empty] | 59626 | 59626 | MT | NWPP | 3247 | 220.3333
[13 empty] | 59631 | 59631 | MT | NWPP | 3247 | 220.3333
[13 empty] | 59632 | 59632 | MT | NWPP | 3247 | 220.3333
[13 empty] | 59633 | 59633 | MT | NWPP | 3247 | 220.3333
[13 empty] | 59634 | 59634 | MT | NWPP | 3247 | 220.3333
[13 empty] | 59635 | 59635 | MT | NWPP | 3247 | 220.3333
[13 empty] | 59636 | 59636 | MT | NWPP | 3247 | 220.3333
[13 empty] | 59638 | 59638 | MT | NWPP | 3247 | 220.3333
[13 empty] | 59639 | 59639 | MT | NWPP | 3247 | 220.3333
[13 empty] | 59640 | 59640 | MT | NWPP | 3247 | 220.3333
[13 empty] | 59641 | 59641 | MT | NWPP | 3247 | 220.3333
[13 empty] | 59642 | 59642 | MT | NWPP | 3247 | 220.3333
[13 empty] | 59643 | 59643 | MT | NWPP | 3247 | 220.3333
[13 empty] | 59644 | 59644 | MT | NWPP | 3247 | 220.3333
[13 empty] | 59645 | 59645 | MT | NWPP | 3247 | 220.3333
[13 empty] | 59647 | 59647 | MT | NWPP | 3247 | 220.3333
[13 empty] | 59648 | 59648 | MT | NWPP | 3247 | 220.3333
[13 empty] | 59701 | 59701 | MT | NWPP | 3247 | 220.3333
[13 empty] | 59702 | 59702 | MT | NWPP | 3247 | 220.3333
[13 empty] | 59703 | 59703 | MT | NWPP | 3247 | 220.3333
[13 empty] | 59707 | 59707 | MT | NWPP | 3247 | 220.3333
[13 empty] | 59710 | 59710 | MT | NWPP | 3247 | 220.3333
[13 empty] | 59711 | 59711 | MT | NWPP | 3247 | 220.3333
[13 empty] | 59713 | 59713 | MT | NWPP | 3247 | 220.3333
[13 empty] | 59714 | 59714 | MT | NWPP | 3247 | 220.3333
[13 empty] | 59715 | 59715 | MT | NWPP | 3247 | 220.3333
[13 empty] | 59716 | 59716 | MT | NWPP | 3247 | 220.3333
[13 empty] | 59717 | 59717 | MT | NWPP | 3247 | 220.3333
[13 empty] | 59718 | 59718 | MT | NWPP | 3247 | 220.3333
[13 empty] | 59719 | 59719 | MT | NWPP | 3247 | 220.3333
[13 empty] | 59720 | 59720 | MT | NWPP | 3247 | 220.3333
[13 empty] | 59721 | 59721 | MT | NWPP | 3247 | 220.3333
[13 empty] | 59722 | 59722 | MT | NWPP | 3247 | 220.3333
[13 empty] | 59724 | 59724 | MT | NWPP | 3247 | 220.3333
[13 empty] | 59725 | 59725 | MT | NWPP | 3247 | 220.3333
[13 empty] | 59727 | 59727 | MT | NWPP | 3247 | 220.3333
[13 empty] | 59728 | 59728 | MT | NWPP | 3247 | 220.3333
[13 empty] | 59729 | 59729 | MT | NWPP | 3247 | 220.3333
[13 empty] | 59730 | 59730 | MT | NWPP | 3247 | 220.3333
[13 empty] | 59731 | 59731 | MT | NWPP | 3247 | 220.3333
[13 empty] | 59732 | 59732 | MT | NWPP | 3247 | 220.3333
[13 empty] | 59733 | 59733 | MT | NWPP | 3247 | 220.3333
[13 empty] | 59735 | 59735 | MT | NWPP | 3247 | 220.3333
[13 empty] | 59736 | 59736 | MT | NWPP | 3247 | 220.3333
[13 empty] | 59739 | 59739 | MT | NWPP | 3247 | 220.3333
[13 empty] | 59740 | 59740 | MT | NWPP | 3247 | 220.3333
[13 empty] | 59741 | 59741 | MT | NWPP | 3247 | 220.3333
[13 empty] | 59743 | 59743 | MT | NWPP | 3247 | 220.3333
[13 empty] | 59745 | 59745 | MT | NWPP | 3247 | 220.3333
[13 empty] | 59746 | 59746 | MT | NWPP | 3247 | 220.3333
[13 empty] | 59747 | 59747 | MT | NWPP | 3247 | 220.3333
[13 empty] | 59748 | 59748 | MT | NWPP | 3247 | 220.3333
[13 empty] | 59749 | 59749 | MT | NWPP | 3247 | 220.3333
[13 empty] | 59750 | 59750 | MT | NWPP | 3247 | 220.3333
[13 empty] | 59751 | 59751 | MT | NWPP | 3247 | 220.3333
[13 empty] | 59752 | 59752 | MT | NWPP | 3247 | 220.3333
[13 empty] | 59754 | 59754 | MT | NWPP | 3247 | 220.3333
[13 empty] | 59755 | 59755 | MT | NWPP | 3247 | 220.3333
[13 empty] | 59756 | 59756 | MT | NWPP | 3247 | 220.3333
[13 empty] | 59758 | 59758 | MT | NWPP | 3247 | 220.3333
[13 empty] | 59759 | 59759 | MT | NWPP | 3247 | 220.3333
[13 empty] | 59760 | 59760 | MT | NWPP | 3247 | 220.3333
[13 empty] | 59761 | 59761 | MT | NWPP | 3247 | 220.3333
[13 empty] | 59762 | 59762 | MT | NWPP | 3247 | 220.3333
[13 empty] | 59771 | 59771 | MT | NWPP | 3247 | 220.3333
[13 empty] | 59772 | 59772 | MT | NWPP | 3247 | 220.3333
[13 empty] | 59801 | 59801 | MT | NWPP | 3247 | 220.3333
[13 empty] | 59802 | 59802 | MT | NWPP | 3247 | 220.3333
[13 empty] | 59803 | 59803 | MT | NWPP | 3247 | 220.3333
[13 empty] | 59804 | 59804 | MT | NWPP | 3247 | 220.3333
[13 empty] | 59806 | 59806 | MT | NWPP | 3247 | 220.3333
[13 empty] | 59807 | 59807 | MT | NWPP | 3247 | 220.3333
[13 empty] | 59808 | 59808 | MT | NWPP | 3247 | 220.3333
[13 empty] | 59812 | 59812 | MT | NWPP | 3247 | 220.3333
[13 empty] | 59820 | 59820 | MT | NWPP | 3247 | 220.3333
[13 empty] | 59821 | 59821 | MT | NWPP | 3247 | 220.3333
[13 empty] | 59823 | 59823 | MT | NWPP | 3247 | 220.3333
[13 empty] | 59824 | 59824 | MT | NWPP | 3247 | 220.3333
[13 empty] | 59825 | 59825 | MT | NWPP | 3247 | 220.3333
[13 empty] | 59826 | 59826 | MT | NWPP | 3247 | 220.3333
[13 empty] | 59827 | 59827 | MT | NWPP | 3247 | 220.3333
[13 empty] | 59828 | 59828 | MT | NWPP | 3247 | 220.3333
[13 empty] | 59829 | 59829 | MT | NWPP | 3247 | 220.3333
[13 empty] | 59830 | 59830 | MT | NWPP | 3247 | 220.3333
[13 empty] | 59831 | 59831 | MT | NWPP | 3247 | 220.3333
[13 empty] | 59832 | 59832 | MT | NWPP | 3247 | 220.3333
[13 empty] | 59833 | 59833 | MT | NWPP | 3247 | 220.3333
[13 empty] | 59834 | 59834 | MT | NWPP | 3247 | 220.3333
[13 empty] | 59835 | 59835 | MT | NWPP | 3247 | 220.3333
[13 empty] | 59837 | 59837 | MT | NWPP | 3247 | 220.3333
[13 empty] | 59840 | 59840 | MT | NWPP | 3247 | 220.3333
[13 empty] | 59841 | 59841 | MT | NWPP | 3247 | 220.3333
[13 empty] | 59842 | 59842 | MT | NWPP | 3247 | 220.3333
[13 empty] | 59843 | 59843 | MT | NWPP | 3247 | 220.3333
[13 empty] | 59844 | 59844 | MT | NWPP | 3247 | 220.3333
[13 empty] | 59845 | 59845 | MT | NWPP | 3247 | 220.3333
[13 empty] | 59846 | 59846 | MT | NWPP | 3247 | 220.3333
[13 empty] | 59847 | 59847 | MT | NWPP | 3247 | 220.3333
[13 empty] | 59848 | 59848 | MT | NWPP | 3247 | 220.3333
[13 empty] | 59851 | 59851 | MT | NWPP | 3247 | 220.3333
[13 empty] | 59853 | 59853 | MT | NWPP | 3247 | 220.3333
[13 empty] | 59854 | 59854 | MT | NWPP | 3247 | 220.3333
[13 empty] | 59855 | 59855 | MT | NWPP | 3247 | 220.3333
[13 empty] | 59856 | 59856 | MT | NWPP | 3247 | 220.3333
[13 empty] | 59858 | 59858 | MT | NWPP | 3247 | 220.3333
[13 empty] | 59859 | 59859 | MT | NWPP | 3247 | 220.3333
[13 empty] | 59860 | 59860 | MT | NWPP | 3247 | 220.3333
[13 empty] | 59863 | 59863 | MT | NWPP | 3247 | 220.3333
[13 empty] | 59864 | 59864 | MT | NWPP | 3247 | 220.3333
[13 empty] | 59865 | 59865 | MT | NWPP | 3247 | 220.3333
[13 empty] | 59866 | 59866 | MT | NWPP | 3247 | 220.3333
[13 empty] | 59867 | 59867 | MT | NWPP | 3247 | 220.3333
[13 empty] | 59868 | 59868 | MT | NWPP | 3247 | 220.3333
[13 empty] | 59870 | 59870 | MT | NWPP | 3247 | 220.3333
[13 empty] | 59871 | 59871 | MT | NWPP | 3247 | 220.3333
[13 empty] | 59872 | 59872 | MT | NWPP | 3247 | 220.3333
[13 empty] | 59873 | 59873 | MT | NWPP | 3247 | 220.3333
[13 empty] | 59874 | 59874 | MT | NWPP | 3247 | 220.3333
[13 empty] | 59875 | 59875 | MT | NWPP | 3247 | 220.3333
[13 empty] | 59901 | 59901 | MT | NWPP | 3247 | 220.3333
[13 empty] | 59903 | 59903 | MT | NWPP | 3247 | 220.3333
[13 empty] | 59904 | 59904 | MT | NWPP | 3247 | 220.3333
[13 empty] | 59910 | 59910 | MT | NWPP | 3247 | 220.3333
[13 empty] | 59911 | 59911 | MT | NWPP | 3247 | 220.3333
[13 empty] | 59912 | 59912 | MT | NWPP | 3247 | 220.3333
[13 empty] | 59913 | 59913 | MT | NWPP | 3247 | 220.3333
[13 empty] | 59914 | 59914 | MT | NWPP | 3247 | 220.3333
[13 empty] | 59915 | 59915 | MT | NWPP | 3247 | 220.3333
[13 empty] | 59916 | 59916 | MT | NWPP | 3247 | 220.3333
[13 empty] | 59917 | 59917 | MT | NWPP | 3247 | 220.3333
[13 empty] | 59918 | 59918 | MT | NWPP | 3247 | 220.3333
[13 empty] | 59919 | 59919 | MT | NWPP | 3247 | 220.3333
[13 empty] | 59920 | 59920 | MT | NWPP | 3247 | 220.3333
[13 empty] | 59921 | 59921 | MT | NWPP | 3247 | 220.3333
[13 empty] | 59922 | 59922 | MT | NWPP | 3247 | 220.3333
[13 empty] | 59923 | 59923 | MT | NWPP | 3247 | 220.3333
[13 empty] | 59925 | 59925 | MT | NWPP | 3247 | 220.3333
[13 empty] | 59926 | 59926 | MT | NWPP | 3247 | 220.3333
[13 empty] | 59927 | 59927 | MT | NWPP | 3247 | 220.3333
[13 empty] | 59928 | 59928 | MT | NWPP | 3247 | 220.3333
[13 empty] | 59929 | 59929 | MT | NWPP | 3247 | 220.3333
[13 empty] | 59930 | 59930 | MT | NWPP | 3247 | 220.3333
[13 empty] | 59931 | 59931 | MT | NWPP | 3247 | 220.3333
[13 empty] | 59932 | 59932 | MT | NWPP | 3247 | 220.3333
[13 empty] | 59933 | 59933 | MT | NWPP | 3247 | 220.3333
[13 empty] | 59934 | 59934 | MT | NWPP | 3247 | 220.3333
[13 empty] | 59935 | 59935 | MT | NWPP | 3247 | 220.3333
[13 empty] | 59936 | 59936 | MT | NWPP | 3247 | 220.3333
[13 empty] | 59937 | 59937 | MT | NWPP | 3247 | 220.3333
[13 empty] | 60001 | 60001 | IL | RFCW | 3247 | 220.3333
[13 empty] | 60002 | 60002 | IL | RFCW | 3247 | 220.3333
[13 empty] | 60004 | 60004 | IL | RFCW | 3247 | 220.3333
[13 empty] | 60005 | 60005 | IL | RFCW | 3247 | 220.3333
[13 empty] | 60006 | 60006 | IL | RFCW | 3247 | 220.3333
[13 empty] | 60007 | 60007 | IL | RFCW | 3247 | 220.3333
[13 empty] | 60008 | 60008 | IL | RFCW | 3247 | 220.3333
[13 empty] | 60009 | 60009 | IL | RFCW | 3247 | 220.3333
[13 empty] | 60010 | 60010 | IL | RFCW | 3247 | 220.3333
[13 empty] | 60011 | 60011 | IL | RFCW | 3247 | 220.3333
[13 empty] | 60012 | 60012 | IL | RFCW | 3247 | 220.3333
[13 empty] | 60013 | 60013 | IL | RFCW | 3247 | 220.3333
[13 empty] | 60014 | 60014 | IL | RFCW | 3247 | 220.3333
[13 empty] | 60015 | 60015 | IL | RFCW | 3247 | 220.3333
[13 empty] | 60016 | 60016 | IL | RFCW | 3247 | 220.3333
[13 empty] | 60017 | 60017 | IL | RFCW | 3247 | 220.3333
[13 empty] | 60018 | 60018 | IL | RFCW | 3247 | 220.3333
[13 empty] | 60019 | 60019 | IL | RFCW | 3247 | 220.3333
[13 empty] | 60020 | 60020 | IL | RFCW | 3247 | 220.3333
[13 empty] | 60021 | 60021 | IL | RFCW | 3247 | 220.3333
[13 empty] | 60022 | 60022 | IL | RFCW | 3247 | 220.3333
[13 empty] | 60025 | 60025 | IL | RFCW | 3247 | 220.3333
[13 empty] | 60026 | 60026 | IL | RFCW | 3247 | 220.3333
[13 empty] | 60029 | 60029 | IL | RFCW | 3247 | 220.3333
[13 empty] | 60030 | 60030 | IL | RFCW | 3247 | 220.3333
[13 empty] | 60031 | 60031 | IL | RFCW | 3247 | 220.3333
[13 empty] | 60033 | 60033 | IL | RFCW | 3247 | 220.3333
[13 empty] | 60034 | 60034 | IL | RFCW | 3247 | 220.3333
[13 empty] | 60035 | 60035 | IL | RFCW | 3247 | 220.3333
[13 empty] | 60037 | 60037 | IL | RFCW | 3247 | 220.3333
[13 empty] | 60038 | 60038 | IL | RFCW | 3247 | 220.3333
[13 empty] | 60039 | 60039 | IL | RFCW | 3247 | 220.3333
[13 empty] | 60040 | 60040 | IL | RFCW | 3247 | 220.3333
[13 empty] | 60041 | 60041 | IL | RFCW | 3247 | 220.3333
[13 empty] | 60042 | 60042 | IL | RFCW | 3247 | 220.3333
[13 empty] | 60043 | 60043 | IL | RFCW | 3247 | 220.3333
[13 empty] | 60044 | 60044 | IL | RFCW | 3247 | 220.3333
[13 empty] | 60045 | 60045 | IL | RFCW | 3247 | 220.3333
[13 empty] | 60046 | 60046 | IL | RFCW | 3247 | 220.3333
[13 empty] | 60047 | 60047 | IL | RFCW | 3247 | 220.3333
[13 empty] | 60048 | 60048 | IL | RFCW | 3247 | 220.3333
[13 empty] | 60049 | 60049 | IL | RFCW | 3247 | 220.3333
[13 empty] | 60050 | 60050 | IL | RFCW | 3247 | 220.3333
[13 empty] | 60051 | 60051 | IL | RFCW | 3247 | 220.3333
[13 empty] | 60053 | 60053 | IL | RFCW | 3247 | 220.3333
[13 empty] | 60055 | 60055 | IL | RFCW | 3247 | 220.3333
[13 empty] | 60056 | 60056 | IL | RFCW | 3247 | 220.3333
[13 empty] | 60060 | 60060 | IL | RFCW | 3247 | 220.3333
[13 empty] | 60061 | 60061 | IL | RFCW | 3247 | 220.3333
[13 empty] | 60062 | 60062 | IL | RFCW | 3247 | 220.3333
[13 empty] | 60064 | 60064 | IL | RFCW | 3247 | 220.3333
[13 empty] | 60065 | 60065 | IL | RFCW | 3247 | 220.3333
[13 empty] | 60067 | 60067 | IL | RFCW | 3247 | 220.3333
[13 empty] | 60068 | 60068 | IL | RFCW | 3247 | 220.3333
[13 empty] | 60069 | 60069 | IL | RFCW | 3247 | 220.3333
[13 empty] | 60070 | 60070 | IL | RFCW | 3247 | 220.3333
[13 empty] | 60071 | 60071 | IL | RFCW | 3247 | 220.3333
[13 empty] | 60072 | 60072 | IL | RFCW | 3247 | 220.3333
[13 empty] | 60073 | 60073 | IL | RFCW | 3247 | 220.3333
[13 empty] | 60074 | 60074 | IL | RFCW | 3247 | 220.3333
[13 empty] | 60075 | 60075 | IL | RFCW | 3247 | 220.3333
[13 empty] | 60076 | 60076 | IL | RFCW | 3247 | 220.3333
[13 empty] | 60077 | 60077 | IL | RFCW | 3247 | 220.3333
[13 empty] | 60078 | 60078 | IL | RFCW | 3247 | 220.3333
[13 empty] | 60079 | 60079 | IL | RFCW | 3247 | 220.3333
[13 empty] | 60081 | 60081 | IL | RFCW | 3247 | 220.3333
[13 empty] | 60082 | 60082 | IL | RFCW | 3247 | 220.3333
[13 empty] | 60083 | 60083 | IL | RFCW | 3247 | 220.3333
[13 empty] | 60084 | 60084 | IL | RFCW | 3247 | 220.3333
[13 empty] | 60085 | 60085 | IL | RFCW | 3247 | 220.3333
[13 empty] | 60086 | 60086 | IL | RFCW | 3247 | 220.3333
[13 empty] | 60087 | 60087 | IL | RFCW | 3247 | 220.3333
[13 empty] | 60088 | 60088 | IL | RFCW | 3247 | 220.3333
[13 empty] | 60089 | 60089 | IL | RFCW | 3247 | 220.3333
[13 empty] | 60090 | 60090 | IL | RFCW | 3247 | 220.3333
[13 empty] | 60091 | 60091 | IL | RFCW | 3247 | 220.3333
[13 empty] | 60092 | 60092 | IL | RFCW | 3247 | 220.3333
[13 empty] | 60093 | 60093 | IL | RFCW | 3247 | 220.3333
[13 empty] | 60094 | 60094 | IL | RFCW | 3247 | 220.3333
[13 empty] | 60095 | 60095 | IL | RFCW | 3247 | 220.3333
[13 empty] | 60096 | 60096 | IL | RFCW | 3247 | 220.3333
[13 empty] | 60097 | 60097 | IL | RFCW | 3247 | 220.3333
[13 empty] | 60098 | 60098 | IL | RFCW | 3247 | 220.3333
[13 empty] | 60099 | 60099 | IL | RFCW | 3247 | 220.3333
[13 empty] | 60101 | 60101 | IL | RFCW | 3247 | 220.3333
[13 empty] | 60102 | 60102 | IL | RFCW | 3247 | 220.3333
[13 empty] | 60103 | 60103 | IL | RFCW | 3247 | 220.3333
[13 empty] | 60104 | 60104 | IL | RFCW | 3247 | 220.3333
[13 empty] | 60105 | 60105 | IL | RFCW | 3247 | 220.3333
[13 empty] | 60106 | 60106 | IL | RFCW | 3247 | 220.3333
[13 empty] | 60107 | 60107 | IL | RFCW | 3247 | 220.3333
[13 empty] | 60108 | 60108 | IL | RFCW | 3247 | 220.3333
[13 empty] | 60109 | 60109 | IL | RFCW | 3247 | 220.3333
[13 empty] | 60110 | 60110 | IL | RFCW | 3247 | 220.3333
[13 empty] | 60111 | 60111 | IL | RFCW | 3247 | 220.3333
[13 empty] | 60112 | 60112 | IL | RFCW | 3247 | 220.3333
[13 empty] | 60113 | 60113 | IL | RFCW | 3247 | 220.3333
[13 empty] | 60115 | 60115 | IL | RFCW | 3247 | 220.3333
[13 empty] | 60116 | 60116 | IL | RFCW | 3247 | 220.3333
[13 empty] | 60117 | 60117 | IL | RFCW | 3247 | 220.3333
[13 empty] | 60118 | 60118 | IL | RFCW | 3247 | 220.3333
[13 empty] | 60119 | 60119 | IL | RFCW | 3247 | 220.3333
[13 empty] | 60120 | 60120 | IL | RFCW | 3247 | 220.3333
[13 empty] | 60121 | 60121 | IL | RFCW | 3247 | 220.3333
[13 empty] | 60122 | 60122 | IL | RFCW | 3247 | 220.3333
[13 empty] | 60123 | 60123 | IL | RFCW | 3247 | 220.3333
[13 empty] | 60124 | 60124 | IL | RFCW | 3247 | 220.3333
[13 empty] | 60126 | 60126 | IL | RFCW | 3247 | 220.3333
[13 empty] | 60128 | 60128 | IL | RFCW | 3247 | 220.3333
[13 empty] | 60129 | 60129 | IL | RFCW | 3247 | 220.3333
[13 empty] | 60130 | 60130 | IL | RFCW | 3247 | 220.3333
[13 empty] | 60131 | 60131 | IL | RFCW | 3247 | 220.3333
[13 empty] | 60132 | 60132 | IL | RFCW | 3247 | 220.3333
[13 empty] | 60133 | 60133 | IL | RFCW | 3247 | 220.3333
[13 empty] | 60134 | 60134 | IL | RFCW | 3247 | 220.3333
[13 empty] | 60135 | 60135 | IL | RFCW | 3247 | 220.3333
[13 empty] | 60136 | 60136 | IL | RFCW | 3247 | 220.3333
[13 empty] | 60137 | 60137 | IL | RFCW | 3247 | 220.3333
[13 empty] | 60138 | 60138 | IL | RFCW | 3247 | 220.3333
[13 empty] | 60139 | 60139 | IL | RFCW | 3247 | 220.3333
[13 empty] | 60140 | 60140 | IL | RFCW | 3247 | 220.3333
[13 empty] | 60141 | 60141 | IL | RFCW | 3247 | 220.3333
[13 empty] | 60142 | 60142 | IL | RFCW | 3247 | 220.3333
[13 empty] | 60143 | 60143 | IL | RFCW | 3247 | 220.3333
[13 empty] | 60144 | 60144 | IL | RFCW | 3247 | 220.3333
[13 empty] | 60145 | 60145 | IL | RFCW | 3247 | 220.3333
[13 empty] | 60146 | 60146 | IL | RFCW | 3247 | 220.3333
[13 empty] | 60147 | 60147 | IL | RFCW | 3247 | 220.3333
[13 empty] | 60148 | 60148 | IL | RFCW | 3247 | 220.3333
[13 empty] | 60150 | 60150 | IL | RFCW | 3247 | 220.3333
[13 empty] | 60151 | 60151 | IL | RFCW | 3247 | 220.3333
[13 empty] | 60152 | 60152 | IL | RFCW | 3247 | 220.3333
[13 empty] | 60153 | 60153 | IL | RFCW | 3247 | 220.3333
[13 empty] | 60154 | 60154 | IL | RFCW | 3247 | 220.3333
[13 empty] | 60155 | 60155 | IL | RFCW | 3247 | 220.3333
[13 empty] | 60156 | 60156 | IL | RFCW | 3247 | 220.3333
[13 empty] | 60157 | 60157 | IL | RFCW | 3247 | 220.3333
[13 empty] | 60159 | 60159 | IL | RFCW | 3247 | 220.3333
[13 empty] | 60160 | 60160 | IL | RFCW | 3247 | 220.3333
[13 empty] | 60161 | 60161 | IL | RFCW | 3247 | 220.3333
[13 empty] | 60162 | 60162 | IL | RFCW | 3247 | 220.3333
[13 empty] | 60163 | 60163 | IL | RFCW | 3247 | 220.3333
[13 empty] | 60164 | 60164 | IL | RFCW | 3247 | 220.3333
[13 empty] | 60165 | 60165 | IL | RFCW | 3247 | 220.3333
[13 empty] | 60168 | 60168 | IL | RFCW | 3247 | 220.3333
[13 empty] | 60169 | 60169 | IL | RFCW | 3247 | 220.3333
[13 empty] | 60170 | 60170 | IL | RFCW | 3247 | 220.3333
[13 empty] | 60171 | 60171 | IL | RFCW | 3247 | 220.3333
[13 empty] | 60172 | 60172 | IL | RFCW | 3247 | 220.3333
[13 empty] | 60173 | 60173 | IL | RFCW | 3247 | 220.3333
[13 empty] | 60174 | 60174 | IL | RFCW | 3247 | 220.3333
[13 empty] | 60175 | 60175 | IL | RFCW | 3247 | 220.3333
[13 empty] | 60176 | 60176 | IL | RFCW | 3247 | 220.3333
[13 empty] | 60177 | 60177 | IL | RFCW | 3247 | 220.3333
[13 empty] | 60178 | 60178 | IL | RFCW | 3247 | 220.3333
[13 empty] | 60179 | 60179 | IL | RFCW | 3247 | 220.3333
[13 empty] | 60180 | 60180 | IL | RFCW | 3247 | 220.3333
[13 empty] | 60181 | 60181 | IL | RFCW | 3247 | 220.3333
[13 empty] | 60183 | 60183 | IL | RFCW | 3247 | 220.3333
[13 empty] | 60184 | 60184 | IL | RFCW | 3247 | 220.3333
[13 empty] | 60185 | 60185 | IL | RFCW | 3247 | 220.3333
[13 empty] | 60186 | 60186 | IL | RFCW | 3247 | 220.3333
[13 empty] | 60187 | 60187 | IL | RFCW | 3247 | 220.3333
[13 empty] | 60188 | 60188 | IL | RFCW | 3247 | 220.3333
[13 empty] | 60189 | 60189 | IL | RFCW | 3247 | 220.3333
[13 empty] | 60190 | 60190 | IL | RFCW | 3247 | 220.3333
[13 empty] | 60191 | 60191 | IL | RFCW | 3247 | 220.3333
[13 empty] | 60192 | 60192 | IL | RFCW | 3247 | 220.3333
[13 empty] | 60193 | 60193 | IL | RFCW | 3247 | 220.3333
[13 empty] | 60194 | 60194 | IL | RFCW | 3247 | 220.3333
[13 empty] | 60195 | 60195 | IL | RFCW | 3247 | 220.3333
[13 empty] | 60196 | 60196 | IL | RFCW | 3247 | 220.3333
[13 empty] | 60197 | 60197 | IL | RFCW | 3247 | 220.3333
[13 empty] | 60199 | 60199 | IL | RFCW | 3247 | 220.3333
[13 empty] | 60201 | 60201 | IL | RFCW | 3247 | 220.3333
[13 empty] | 60202 | 60202 | IL | RFCW | 3247 | 220.3333
[13 empty] | 60203 | 60203 | IL | RFCW | 3247 | 220.3333
[13 empty] | 60204 | 60204 | IL | RFCW | 3247 | 220.3333
[13 empty] | 60208 | 60208 | IL | RFCW | 3247 | 220.3333
[13 empty] | 60209 | 60209 | IL | RFCW | 3247 | 220.3333
[13 empty] | 60290 | 60290 | IL | RFCW | 3247 | 220.3333
[13 empty] | 60301 | 60301 | IL | RFCW | 3247 | 220.3333
[13 empty] | 60302 | 60302 | IL | RFCW | 3247 | 220.3333
[13 empty] | 60303 | 60303 | IL | RFCW | 3247 | 220.3333
[13 empty] | 60304 | 60304 | IL | RFCW | 3247 | 220.3333
[13 empty] | 60305 | 60305 | IL | RFCW | 3247 | 220.3333
[13 empty] | 60399 | 60399 | IL | RFCW | 3247 | 220.3333
[13 empty] | 60401 | 60401 | IL | RFCW | 3247 | 220.3333
[13 empty] | 60402 | 60402 | IL | RFCW | 3247 | 220.3333
[13 empty] | 60403 | 60403 | IL | RFCW | 3247 | 220.3333
[13 empty] | 60404 | 60404 | IL | RFCW | 3247 | 220.3333
[13 empty] | 60406 | 60406 | IL | RFCW | 3247 | 220.3333
[13 empty] | 60407 | 60407 | IL | RFCW | 3247 | 220.3333
[13 empty] | 60408 | 60408 | IL | RFCW | 3247 | 220.3333
[13 empty] | 60409 | 60409 | IL | RFCW | 3247 | 220.3333
[13 empty] | 60410 | 60410 | IL | RFCW | 3247 | 220.3333
[13 empty] | 60411 | 60411 | IL | RFCW | 3247 | 220.3333
[13 empty] | 60412 | 60412 | IL | RFCW | 3247 | 220.3333
[13 empty] | 60415 | 60415 | IL | RFCW | 3247 | 220.3333
[13 empty] | 60416 | 60416 | IL | RFCW | 3247 | 220.3333
[13 empty] | 60417 | 60417 | IL | RFCW | 3247 | 220.3333
[13 empty] | 60419 | 60419 | IL | RFCW | 3247 | 220.3333
[13 empty] | 60420 | 60420 | IL | RFCW | 3247 | 220.3333
[13 empty] | 60421 | 60421 | IL | RFCW | 3247 | 220.3333
[13 empty] | 60422 | 60422 | IL | RFCW | 3247 | 220.3333
[13 empty] | 60423 | 60423 | IL | RFCW | 3247 | 220.3333
[13 empty] | 60424 | 60424 | IL | RFCW | 3247 | 220.3333
[13 empty] | 60425 | 60425 | IL | RFCW | 3247 | 220.3333
[13 empty] | 60426 | 60426 | IL | RFCW | 3247 | 220.3333
[13 empty] | 60428 | 60428 | IL | RFCW | 3247 | 220.3333
[13 empty] | 60429 | 60429 | IL | RFCW | 3247 | 220.3333
[13 empty] | 60430 | 60430 | IL | RFCW | 3247 | 220.3333
[13 empty] | 60431 | 60431 | IL | RFCW | 3247 | 220.3333
[13 empty] | 60432 | 60432 | IL | RFCW | 3247 | 220.3333
[13 empty] | 60433 | 60433 | IL | RFCW | 3247 | 220.3333
[13 empty] | 60434 | 60434 | IL | RFCW | 3247 | 220.3333
[13 empty] | 60435 | 60435 | IL | RFCW | 3247 | 220.3333
[13 empty] | 60436 | 60436 | IL | RFCW | 3247 | 220.3333
[13 empty] | 60437 | 60437 | IL | RFCW | 3247 | 220.3333
[13 empty] | 60438 | 60438 | IL | RFCW | 3247 | 220.3333
[13 empty] | 60439 | 60439 | IL | RFCW | 3247 | 220.3333
[13 empty] | 60440 | 60440 | IL | RFCW | 3247 | 220.3333
[13 empty] | 60441 | 60441 | IL | RFCW | 3247 | 220.3333
[13 empty] | 60442 | 60442 | IL | RFCW | 3247 | 220.3333
[13 empty] | 60443 | 60443 | IL | RFCW | 3247 | 220.3333
[13 empty] | 60444 | 60444 | IL | RFCW | 3247 | 220.3333
[13 empty] | 60445 | 60445 | IL | RFCW | 3247 | 220.3333
[13 empty] | 60446 | 60446 | IL | RFCW | 3247 | 220.3333
[13 empty] | 60447 | 60447 | IL | RFCW | 3247 | 220.3333
[13 empty] | 60448 | 60448 | IL | RFCW | 3247 | 220.3333
[13 empty] | 60449 | 60449 | IL | RFCW | 3247 | 220.3333
[13 empty] | 60450 | 60450 | IL | RFCW | 3247 | 220.3333
[13 empty] | 60451 | 60451 | IL | RFCW | 3247 | 220.3333
[13 empty] | 60452 | 60452 | IL | RFCW | 3247 | 220.3333
[13 empty] | 60453 | 60453 | IL | RFCW | 3247 | 220.3333
[13 empty] | 60454 | 60454 | IL | RFCW | 3247 | 220.3333
[13 empty] | 60455 | 60455 | IL | RFCW | 3247 | 220.3333
[13 empty] | 60456 | 60456 | IL | RFCW | 3247 | 220.3333
[13 empty] | 60457 | 60457 | IL | RFCW | 3247 | 220.3333
[13 empty] | 60458 | 60458 | IL | RFCW | 3247 | 220.3333
[13 empty] | 60459 | 60459 | IL | RFCW | 3247 | 220.3333
[13 empty] | 60460 | 60460 | IL | RFCW | 3247 | 220.3333
[13 empty] | 60461 | 60461 | IL | RFCW | 3247 | 220.3333
[13 empty] | 60462 | 60462 | IL | RFCW | 3247 | 220.3333
[13 empty] | 60463 | 60463 | IL | RFCW | 3247 | 220.3333
[13 empty] | 60464 | 60464 | IL | RFCW | 3247 | 220.3333
[13 empty] | 60465 | 60465 | IL | RFCW | 3247 | 220.3333
[13 empty] | 60466 | 60466 | IL | RFCW | 3247 | 220.3333
[13 empty] | 60467 | 60467 | IL | RFCW | 3247 | 220.3333
[13 empty] | 60468 | 60468 | IL | RFCW | 3247 | 220.3333
[13 empty] | 60469 | 60469 | IL | RFCW | 3247 | 220.3333
[13 empty] | 60470 | 60470 | IL | RFCW | 3247 | 220.3333
[13 empty] | 60471 | 60471 | IL | RFCW | 3247 | 220.3333
[13 empty] | 60472 | 60472 | IL | RFCW | 3247 | 220.3333
[13 empty] | 60473 | 60473 | IL | RFCW | 3247 | 220.3333
[13 empty] | 60474 | 60474 | IL | RFCW | 3247 | 220.3333
[13 empty] | 60475 | 60475 | IL | RFCW | 3247 | 220.3333
[13 empty] | 60476 | 60476 | IL | RFCW | 3247 | 220.3333
[13 empty] | 60477 | 60477 | IL | RFCW | 3247 | 220.3333
[13 empty] | 60478 | 60478 | IL | RFCW | 3247 | 220.3333
[13 empty] | 60479 | 60479 | IL | RFCW | 3247 | 220.3333
[13 empty] | 60480 | 60480 | IL | RFCW | 3247 | 220.3333
[13 empty] | 60481 | 60481 | IL | RFCW | 3247 | 220.3333
[13 empty] | 60482 | 60482 | IL | RFCW | 3247 | 220.3333
[13 empty] | 60484 | 60484 | IL | RFCW | 3247 | 220.3333
[13 empty] | 60487 | 60487 | IL | RFCW | 3247 | 220.3333
[13 empty] | 60490 | 60490 | IL | RFCW | 3247 | 220.3333
[13 empty] | 60491 | 60491 | IL | RFCW | 3247 | 220.3333
[13 empty] | 60499 | 60499 | IL | RFCW | 3247 | 220.3333
[13 empty] | 60501 | 60501 | IL | RFCW | 3247 | 220.3333
[13 empty] | 60502 | 60502 | IL | RFCW | 3247 | 220.3333
[13 empty] | 60503 | 60503 | IL | RFCW | 3247 | 220.3333
[13 empty] | 60504 | 60504 | IL | RFCW | 3247 | 220.3333
[13 empty] | 60505 | 60505 | IL | RFCW | 3247 | 220.3333
[13 empty] | 60506 | 60506 | IL | RFCW | 3247 | 220.3333
[13 empty] | 60507 | 60507 | IL | RFCW | 3247 | 220.3333
[13 empty] | 60510 | 60510 | IL | RFCW | 3247 | 220.3333
[13 empty] | 60511 | 60511 | IL | RFCW | 3247 | 220.3333
[13 empty] | 60512 | 60512 | IL | RFCW | 3247 | 220.3333
[13 empty] | 60513 | 60513 | IL | RFCW | 3247 | 220.3333
[13 empty] | 60514 | 60514 | IL | RFCW | 3247 | 220.3333
[13 empty] | 60515 | 60515 | IL | RFCW | 3247 | 220.3333
[13 empty] | 60516 | 60516 | IL | RFCW | 3247 | 220.3333
[13 empty] | 60517 | 60517 | IL | RFCW | 3247 | 220.3333
[13 empty] | 60518 | 60518 | IL | RFCW | 3247 | 220.3333
[13 empty] | 60519 | 60519 | IL | RFCW | 3247 | 220.3333
[13 empty] | 60520 | 60520 | IL | RFCW | 3247 | 220.3333
[13 empty] | 60521 | 60521 | IL | RFCW | 3247 | 220.3333
[13 empty] | 60522 | 60522 | IL | RFCW | 3247 | 220.3333
[13 empty] | 60523 | 60523 | IL | RFCW | 3247 | 220.3333
[13 empty] | 60525 | 60525 | IL | RFCW | 3247 | 220.3333
[13 empty] | 60526 | 60526 | IL | RFCW | 3247 | 220.3333
[13 empty] | 60527 | 60527 | IL | RFCW | 3247 | 220.3333
[13 empty] | 60530 | 60530 | IL | RFCW | 3247 | 220.3333
[13 empty] | 60531 | 60531 | IL | RFCW | 3247 | 220.3333
[13 empty] | 60532 | 60532 | IL | RFCW | 3247 | 220.3333
[13 empty] | 60534 | 60534 | IL | RFCW | 3247 | 220.3333
[13 empty] | 60536 | 60536 | IL | SRMW | 3247 | 220.3333
[13 empty] | 60537 | 60537 | IL | SRMW | 3247 | 220.3333
[13 empty] | 60538 | 60538 | IL | RFCW | 3247 | 220.3333
[13 empty] | 60539 | 60539 | IL | RFCW | 3247 | 220.3333
[13 empty] | 60540 | 60540 | IL | RFCW | 3247 | 220.3333
[13 empty] | 60541 | 60541 | IL | RFCW | 3247 | 220.3333
[13 empty] | 60542 | 60542 | IL | RFCW | 3247 | 220.3333
[13 empty] | 60543 | 60543 | IL | RFCW | 3247 | 220.3333
[13 empty] | 60544 | 60544 | IL | RFCW | 3247 | 220.3333
[13 empty] | 60545 | 60545 | IL | RFCW | 3247 | 220.3333
[13 empty] | 60546 | 60546 | IL | RFCW | 3247 | 220.3333
[13 empty] | 60548 | 60548 | IL | RFCW | 3247 | 220.3333
[13 empty] | 60549 | 60549 | IL | SRMW | 3247 | 220.3333
[13 empty] | 60550 | 60550 | IL | RFCW | 3247 | 220.3333
[13 empty] | 60551 | 60551 | IL | SRMW | 3247 | 220.3333
[13 empty] | 60552 | 60552 | IL | RFCW | 3247 | 220.3333
[13 empty] | 60553 | 60553 | IL | RFCW | 3247 | 220.3333
[13 empty] | 60554 | 60554 | IL | RFCW | 3247 | 220.3333
[13 empty] | 60555 | 60555 | IL | RFCW | 3247 | 220.3333
[13 empty] | 60556 | 60556 | IL | RFCW | 3247 | 220.3333
[13 empty] | 60557 | 60557 | IL | SRMW | 3247 | 220.3333
[13 empty] | 60558 | 60558 | IL | RFCW | 3247 | 220.3333
[13 empty] | 60559 | 60559 | IL | RFCW | 3247 | 220.3333
[13 empty] | 60560 | 60560 | IL | RFCW | 3247 | 220.3333
[13 empty] | 60561 | 60561 | IL | RFCW | 3247 | 220.3333
[13 empty] | 60563 | 60563 | IL | RFCW | 3247 | 220.3333
[13 empty] | 60564 | 60564 | IL | RFCW | 3247 | 220.3333
[13 empty] | 60565 | 60565 | IL | RFCW | 3247 | 220.3333
[13 empty] | 60566 | 60566 | IL | RFCW | 3247 | 220.3333
[13 empty] | 60567 | 60567 | IL | RFCW | 3247 | 220.3333
[13 empty] | 60568 | 60568 | IL | RFCW | 3247 | 220.3333
[13 empty] | 60572 | 60572 | IL | RFCW | 3247 | 220.3333
[13 empty] | 60585 | 60585 | IL | RFCW | 3247 | 220.3333
[13 empty] | 60586 | 60586 | IL | RFCW | 3247 | 220.3333
[13 empty] | 60598 | 60598 | IL | RFCW | 3247 | 220.3333
[13 empty] | 60599 | 60599 | IL | RFCW | 3247 | 220.3333
[13 empty] | 60601 | 60601 | IL | RFCW | 2722.3333 | 285.6667
[13 empty] | 60602 | 60602 | IL | RFCW | 2722.3333 | 285.6667
[13 empty] | 60603 | 60603 | IL | RFCW | 2722.3333 | 285.6667
[13 empty] | 60604 | 60604 | IL | RFCW | 2722.3333 | 285.6667
[13 empty] | 60605 | 60605 | IL | RFCW | 2722.3333 | 285.6667
[13 empty] | 60606 | 60606 | IL | RFCW | 2722.3333 | 285.6667
[13 empty] | 60607 | 60607 | IL | RFCW | 2722.3333 | 285.6667
[13 empty] | 60608 | 60608 | IL | RFCW | 2722.3333 | 285.6667
[13 empty] | 60609 | 60609 | IL | RFCW | 2722.3333 | 285.6667
[13 empty] | 60610 | 60610 | IL | RFCW | 2722.3333 | 285.6667
[13 empty] | 60611 | 60611 | IL | RFCW | 2722.3333 | 285.6667
[13 empty] | 60612 | 60612 | IL | RFCW | 2722.3333 | 285.6667
[13 empty] | 60613 | 60613 | IL | RFCW | 2722.3333 | 285.6667
[13 empty] | 60614 | 60614 | IL | RFCW | 2722.3333 | 285.6667
[13 empty] | 60615 | 60615 | IL | RFCW | 2722.3333 | 285.6667
[13 empty] | 60616 | 60616 | IL | RFCW | 2722.3333 | 285.6667
[13 empty] | 60617 | 60617 | IL | RFCW | 2722.3333 | 285.6667
[13 empty] | 60618 | 60618 | IL | RFCW | 2722.3333 | 285.6667
[13 empty] | 60619 | 60619 | IL | RFCW | 2722.3333 | 285.6667
[13 empty] | 60620 | 60620 | IL | RFCW | 2722.3333 | 285.6667
[13 empty] | 60621 | 60621 | IL | RFCW | 2722.3333 | 285.6667
[13 empty] | 60622 | 60622 | IL | RFCW | 2722.3333 | 285.6667
[13 empty] | 60623 | 60623 | IL | RFCW | 2722.3333 | 285.6667
[13 empty] | 60624 | 60624 | IL | RFCW | 2722.3333 | 285.6667
[13 empty] | 60625 | 60625 | IL | RFCW | 2722.3333 | 285.6667
[13 empty] | 60626 | 60626 | IL | RFCW | 2722.3333 | 285.6667
[13 empty] | 60628 | 60628 | IL | RFCW | 2722.3333 | 285.6667
[13 empty] | 60629 | 60629 | IL | RFCW | 2722.3333 | 285.6667
[13 empty] | 60630 | 60630 | IL | RFCW | 2722.3333 | 285.6667
[13 empty] | 60631 | 60631 | IL | RFCW | 2722.3333 | 285.6667
[13 empty] | 60632 | 60632 | IL | RFCW | 2722.3333 | 285.6667
[13 empty] | 60633 | 60633 | IL | RFCW | 2722.3333 | 285.6667
[13 empty] | 60634 | 60634 | IL | RFCW | 2722.3333 | 285.6667
[13 empty] | 60636 | 60636 | IL | RFCW | 2722.3333 | 285.6667
[13 empty] | 60637 | 60637 | IL | RFCW | 2722.3333 | 285.6667
[13 empty] | 60638 | 60638 | IL | RFCW | 2722.3333 | 285.6667
[13 empty] | 60639 | 60639 | IL | RFCW | 2722.3333 | 285.6667
[13 empty] | 60640 | 60640 | IL | RFCW | 2722.3333 | 285.6667
[13 empty] | 60641 | 60641 | IL | RFCW | 2722.3333 | 285.6667
[13 empty] | 60642 | 60642 | IL | RFCW | 2722.3333 | 285.6667
[13 empty] | 60643 | 60643 | IL | RFCW | 2722.3333 | 285.6667
[13 empty] | 60644 | 60644 | IL | RFCW | 2722.3333 | 285.6667
[13 empty] | 60645 | 60645 | IL | RFCW | 2722.3333 | 285.6667
[13 empty] | 60646 | 60646 | IL | RFCW | 2722.3333 | 285.6667
[13 empty] | 60647 | 60647 | IL | RFCW | 2722.3333 | 285.6667
[13 empty] | 60649 | 60649 | IL | RFCW | 2722.3333 | 285.6667
[13 empty] | 60651 | 60651 | IL | RFCW | 2722.3333 | 285.6667
[13 empty] | 60652 | 60652 | IL | RFCW | 2722.3333 | 285.6667
[13 empty] | 60653 | 60653 | IL | RFCW | 2722.3333 | 285.6667
[13 empty] | 60654 | 60654 | IL | RFCW | 2722.3333 | 285.6667
[13 empty] | 60655 | 60655 | IL | RFCW | 2722.3333 | 285.6667
[13 empty] | 60656 | 60656 | IL | RFCW | 2722.3333 | 285.6667
[13 empty] | 60657 | 60657 | IL | RFCW | 2722.3333 | 285.6667
[13 empty] | 60659 | 60659 | IL | RFCW | 2722.3333 | 285.6667
[13 empty] | 60660 | 60660 | IL | RFCW | 2722.3333 | 285.6667
[13 empty] | 60661 | 60661 | IL | RFCW | 2722.3333 | 285.6667
[13 empty] | 60664 | 60664 | IL | RFCW | 2722.3333 | 285.6667
[13 empty] | 60666 | 60666 | IL | RFCW | 2722.3333 | 285.6667
[13 empty] | 60668 | 60668 | IL | RFCW | 2722.3333 | 285.6667
[13 empty] | 60669 | 60669 | IL | RFCW | 2722.3333 | 285.6667
[13 empty] | 60670 | 60670 | IL | RFCW | 2722.3333 | 285.6667
[13 empty] | 60673 | 60673 | IL | RFCW | 2722.3333 | 285.6667
[13 empty] | 60674 | 60674 | IL | RFCW | 2722.3333 | 285.6667
[13 empty] | 60675 | 60675 | IL | RFCW | 2722.3333 | 285.6667
[13 empty] | 60677 | 60677 | IL | RFCW | 2722.3333 | 285.6667
[13 empty] | 60678 | 60678 | IL | RFCW | 2722.3333 | 285.6667
[13 empty] | 60680 | 60680 | IL | RFCW | 2722.3333 | 285.6667
[13 empty] | 60681 | 60681 | IL | RFCW | 2722.3333 | 285.6667
[13 empty] | 60682 | 60682 | IL | RFCW | 2722.3333 | 285.6667
[13 empty] | 60684 | 60684 | IL | RFCW | 2722.3333 | 285.6667
[13 empty] | 60685 | 60685 | IL | RFCW | 2722.3333 | 285.6667
[13 empty] | 60686 | 60686 | IL | RFCW | 2722.3333 | 285.6667
[13 empty] | 60687 | 60687 | IL | RFCW | 2722.3333 | 285.6667
[13 empty] | 60688 | 60688 | IL | RFCW | 2722.3333 | 285.6667
[13 empty] | 60689 | 60689 | IL | RFCW | 2722.3333 | 285.6667
[13 empty] | 60690 | 60690 | IL | RFCW | 2722.3333 | 285.6667
[13 empty] | 60691 | 60691 | IL | RFCW | 2722.3333 | 285.6667
[13 empty] | 60693 | 60693 | IL | RFCW | 2722.3333 | 285.6667
[13 empty] | 60694 | 60694 | IL | RFCW | 2722.3333 | 285.6667
[13 empty] | 60695 | 60695 | IL | RFCW | 2722.3333 | 285.6667
[13 empty] | 60696 | 60696 | IL | RFCW | 2722.3333 | 285.6667
[13 empty] | 60697 | 60697 | IL | RFCW | 2722.3333 | 285.6667
[13 empty] | 60699 | 60699 | IL | RFCW | 2722.3333 | 285.6667
[13 empty] | 60701 | 60701 | IL | RFCW | 2722.3333 | 285.6667
[13 empty] | 60706 | 60706 | IL | RFCW | 2722.3333 | 285.6667
[13 empty] | 60707 | 60707 | IL | RFCW | 2722.3333 | 285.6667
[13 empty] | 60712 | 60712 | IL | RFCW | 2722.3333 | 285.6667
[13 empty] | 60714 | 60714 | IL | RFCW | 2722.3333 | 285.6667
[13 empty] | 60803 | 60803 | IL | RFCW | 2722.3333 | 285.6667
[13 empty] | 60804 | 60804 | IL | RFCW | 2722.3333 | 285.6667
[13 empty] | 60805 | 60805 | IL | RFCW | 2722.3333 | 285.6667
[13 empty] | 60827 | 60827 | IL | RFCW | 2722.3333 | 285.6667
[13 empty] | 60901 | 60901 | IL | RFCW | 2722.3333 | 285.6667
[13 empty] | 60910 | 60910 | IL | RFCW | 2722.3333 | 285.6667
[13 empty] | 60911 | 60911 | IL | SRMW | 2722.3333 | 285.6667
[13 empty] | 60912 | 60912 | IL | SRMW | 2722.3333 | 285.6667
[13 empty] | 60913 | 60913 | IL | RFCW | 2722.3333 | 285.6667
[13 empty] | 60914 | 60914 | IL | RFCW | 2722.3333 | 285.6667
[13 empty] | 60915 | 60915 | IL | RFCW | 2722.3333 | 285.6667
[13 empty] | 60917 | 60917 | IL | RFCW | 2722.3333 | 285.6667
[13 empty] | 60918 | 60918 | IL | SRMW | 2722.3333 | 285.6667
[13 empty] | 60919 | 60919 | IL | RFCW | 2722.3333 | 285.6667
[13 empty] | 60920 | 60920 | IL | RFCW | 2722.3333 | 285.6667
[13 empty] | 60921 | 60921 | IL | SRMW | 2722.3333 | 285.6667
[13 empty] | 60922 | 60922 | IL | SRMW | 2722.3333 | 285.6667
[13 empty] | 60924 | 60924 | IL | SRMW | 2722.3333 | 285.6667
[13 empty] | 60926 | 60926 | IL | SRMW | 2722.3333 | 285.6667
[13 empty] | 60927 | 60927 | IL | SRMW | 2722.3333 | 285.6667
[13 empty] | 60928 | 60928 | IL | SRMW | 2722.3333 | 285.6667
[13 empty] | 60929 | 60929 | IL | SRMW | 2722.3333 | 285.6667
[13 empty] | 60930 | 60930 | IL | SRMW | 2722.3333 | 285.6667
[13 empty] | 60931 | 60931 | IL | SRMW | 2722.3333 | 285.6667
[13 empty] | 60932 | 60932 | IL | SRMW | 2722.3333 | 285.6667
[13 empty] | 60933 | 60933 | IL | SRMW | 2722.3333 | 285.6667
[13 empty] | 60934 | 60934 | IL | RFCW | 2722.3333 | 285.6667
[13 empty] | 60935 | 60935 | IL | RFCW | 2722.3333 | 285.6667
[13 empty] | 60936 | 60936 | IL | SRMW | 2722.3333 | 285.6667
[13 empty] | 60938 | 60938 | IL | SRMW | 2722.3333 | 285.6667
[13 empty] | 60939 | 60939 | IL | SRMW | 2722.3333 | 285.6667
[13 empty] | 60940 | 60940 | IL | RFCW | 2722.3333 | 285.6667
[13 empty] | 60941 | 60941 | IL | RFCW | 2722.3333 | 285.6667
[13 empty] | 60942 | 60942 | IL | SRMW | 2722.3333 | 285.6667
[13 empty] | 60944 | 60944 | IL | RFCW | 2722.3333 | 285.6667
[13 empty] | 60945 | 60945 | IL | SRMW | 2722.3333 | 285.6667
[13 empty] | 60946 | 60946 | IL | RFCW | 2722.3333 | 285.6667
[13 empty] | 60948 | 60948 | IL | SRMW | 2722.3333 | 285.6667
[13 empty] | 60949 | 60949 | IL | SRMW | 2722.3333 | 285.6667
[13 empty] | 60950 | 60950 | IL | RFCW | 2722.3333 | 285.6667
[13 empty] | 60951 | 60951 | IL | SRMW | 2722.3333 | 285.6667
[13 empty] | 60952 | 60952 | IL | SRMW | 2722.3333 | 285.6667
[13 empty] | 60953 | 60953 | IL | SRMW | 2722.3333 | 285.6667
[13 empty] | 60954 | 60954 | IL | RFCW | 2722.3333 | 285.6667
[13 empty] | 60955 | 60955 | IL | SRMW | 2722.3333 | 285.6667
[13 empty] | 60956 | 60956 | IL | SRMW | 2722.3333 | 285.6667
[13 empty] | 60957 | 60957 | IL | SRMW | 2722.3333 | 285.6667
[13 empty] | 60958 | 60958 | IL | RFCW | 2722.3333 | 285.6667
[13 empty] | 60959 | 60959 | IL | SRMW | 2722.3333 | 285.6667
[13 empty] | 60960 | 60960 | IL | SRMW | 2722.3333 | 285.6667
[13 empty] | 60961 | 60961 | IL | RFCW | 2722.3333 | 285.6667
[13 empty] | 60962 | 60962 | IL | SRMW | 2722.3333 | 285.6667
[13 empty] | 60963 | 60963 | IL | SRMW | 2722.3333 | 285.6667
[13 empty] | 60964 | 60964 | IL | RFCW | 2722.3333 | 285.6667
[13 empty] | 60966 | 60966 | IL | SRMW | 2722.3333 | 285.6667
[13 empty] | 60967 | 60967 | IL | SRMW | 2722.3333 | 285.6667
[13 empty] | 60968 | 60968 | IL | SRMW | 2722.3333 | 285.6667
[13 empty] | 60969 | 60969 | IL | RFCW | 2722.3333 | 285.6667
[13 empty] | 60970 | 60970 | IL | SRMW | 2722.3333 | 285.6667
[13 empty] | 60973 | 60973 | IL | SRMW | 2722.3333 | 285.6667
[13 empty] | 60974 | 60974 | IL | SRMW | 2722.3333 | 285.6667
[13 empty] | 61001 | 61001 | IL | MROW | 2722.3333 | 285.6667
[13 empty] | 61006 | 61006 | IL | RFCW | 2722.3333 | 285.6667
[13 empty] | 61007 | 61007 | IL | RFCW | 2722.3333 | 285.6667
[13 empty] | 61008 | 61008 | IL | RFCW | 2722.3333 | 285.6667
[13 empty] | 61010 | 61010 | IL | RFCW | 2722.3333 | 285.6667
[13 empty] | 61011 | 61011 | IL | RFCW | 2722.3333 | 285.6667
[13 empty] | 61012 | 61012 | IL | RFCW | 2722.3333 | 285.6667
[13 empty] | 61013 | 61013 | IL | RFCW | 2722.3333 | 285.6667
[13 empty] | 61014 | 61014 | IL | MROW | 2722.3333 | 285.6667
[13 empty] | 61015 | 61015 | IL | RFCW | 2722.3333 | 285.6667
[13 empty] | 61016 | 61016 | IL | RFCW | 2722.3333 | 285.6667
[13 empty] | 61018 | 61018 | IL | RFCW | 2722.3333 | 285.6667
[13 empty] | 61019 | 61019 | IL | RFCW | 2722.3333 | 285.6667
[13 empty] | 61020 | 61020 | IL | RFCW | 2722.3333 | 285.6667
[13 empty] | 61021 | 61021 | IL | RFCW | 2722.3333 | 285.6667
[13 empty] | 61024 | 61024 | IL | RFCW | 2722.3333 | 285.6667
[13 empty] | 61025 | 61025 | IL | MROW | 2722.3333 | 285.6667
[13 empty] | 61027 | 61027 | IL | RFCW | 2722.3333 | 285.6667
[13 empty] | 61028 | 61028 | IL | MROW | 2722.3333 | 285.6667
[13 empty] | 61030 | 61030 | IL | RFCW | 2722.3333 | 285.6667
[13 empty] | 61031 | 61031 | IL | RFCW | 2722.3333 | 285.6667
[13 empty] | 61032 | 61032 | IL | RFCW | 2722.3333 | 285.6667
[13 empty] | 61036 | 61036 | IL | MROW | 2722.3333 | 285.6667
[13 empty] | 61037 | 61037 | IL | RFCW | 2722.3333 | 285.6667
[13 empty] | 61038 | 61038 | IL | RFCW | 2722.3333 | 285.6667
[13 empty] | 61039 | 61039 | IL | RFCW | 2722.3333 | 285.6667
[13 empty] | 61041 | 61041 | IL | MROW | 2722.3333 | 285.6667
[13 empty] | 61042 | 61042 | IL | RFCW | 2722.3333 | 285.6667
[13 empty] | 61043 | 61043 | IL | RFCW | 2722.3333 | 285.6667
[13 empty] | 61044 | 61044 | IL | RFCW | 2722.3333 | 285.6667
[13 empty] | 61046 | 61046 | IL | RFCW | 2722.3333 | 285.6667
[13 empty] | 61047 | 61047 | IL | RFCW | 2722.3333 | 285.6667
[13 empty] | 61048 | 61048 | IL | RFCW | 2722.3333 | 285.6667
[13 empty] | 61049 | 61049 | IL | RFCW | 2722.3333 | 285.6667
[13 empty] | 61050 | 61050 | IL | RFCW | 2722.3333 | 285.6667
[13 empty] | 61051 | 61051 | IL | RFCW | 2722.3333 | 285.6667
[13 empty] | 61052 | 61052 | IL | RFCW | 2722.3333 | 285.6667
[13 empty] | 61053 | 61053 | IL | MROW | 2722.3333 | 285.6667
[13 empty] | 61054 | 61054 | IL | RFCW | 2722.3333 | 285.6667
[13 empty] | 61057 | 61057 | IL | RFCW | 2722.3333 | 285.6667
[13 empty] | 61059 | 61059 | IL | RFCW | 2722.3333 | 285.6667
[13 empty] | 61060 | 61060 | IL | RFCW | 2722.3333 | 285.6667
[13 empty] | 61061 | 61061 | IL | RFCW | 2722.3333 | 285.6667
[13 empty] | 61062 | 61062 | IL | RFCW | 2722.3333 | 285.6667
[13 empty] | 61063 | 61063 | IL | RFCW | 2722.3333 | 285.6667
[13 empty] | 61064 | 61064 | IL | RFCW | 2722.3333 | 285.6667
[13 empty] | 61065 | 61065 | IL | RFCW | 2722.3333 | 285.6667
[13 empty] | 61067 | 61067 | IL | RFCW | 2722.3333 | 285.6667
[13 empty] | 61068 | 61068 | IL | RFCW | 2722.3333 | 285.6667
[13 empty] | 61070 | 61070 | IL | RFCW | 2722.3333 | 285.6667
[13 empty] | 61071 | 61071 | IL | RFCW | 2722.3333 | 285.6667
[13 empty] | 61072 | 61072 | IL | MROE | 2722.3333 | 285.6667
[13 empty] | 61073 | 61073 | IL | RFCW | 2722.3333 | 285.6667
[13 empty] | 61074 | 61074 | IL | MROW | 2722.3333 | 285.6667
[13 empty] | 61075 | 61075 | IL | MROW | 2722.3333 | 285.6667
[13 empty] | 61077 | 61077 | IL | RFCW | 2722.3333 | 285.6667
[13 empty] | 61078 | 61078 | IL | RFCW | 2722.3333 | 285.6667
[13 empty] | 61079 | 61079 | IL | MROE | 2722.3333 | 285.6667
[13 empty] | 61080 | 61080 | IL | MROE | 2722.3333 | 285.6667
[13 empty] | 61081 | 61081 | IL | RFCW | 2722.3333 | 285.6667
[13 empty] | 61084 | 61084 | IL | RFCW | 2722.3333 | 285.6667
[13 empty] | 61085 | 61085 | IL | RFCW | 2722.3333 | 285.6667
[13 empty] | 61087 | 61087 | IL | RFCW | 2722.3333 | 285.6667
[13 empty] | 61088 | 61088 | IL | RFCW | 2722.3333 | 285.6667
[13 empty] | 61089 | 61089 | IL | RFCW | 2722.3333 | 285.6667
[13 empty] | 61091 | 61091 | IL | RFCW | 2722.3333 | 285.6667
[13 empty] | 61101 | 61101 | IL | RFCW | 2722.3333 | 285.6667
[13 empty] | 61102 | 61102 | IL | RFCW | 2722.3333 | 285.6667
[13 empty] | 61103 | 61103 | IL | RFCW | 2722.3333 | 285.6667
[13 empty] | 61104 | 61104 | IL | RFCW | 2722.3333 | 285.6667
[13 empty] | 61105 | 61105 | IL | RFCW | 2722.3333 | 285.6667
[13 empty] | 61106 | 61106 | IL | RFCW | 2722.3333 | 285.6667
[13 empty] | 61107 | 61107 | IL | RFCW | 2722.3333 | 285.6667
[13 empty] | 61108 | 61108 | IL | RFCW | 2722.3333 | 285.6667
[13 empty] | 61109 | 61109 | IL | RFCW | 2722.3333 | 285.6667
[13 empty] | 61110 | 61110 | IL | RFCW | 2722.3333 | 285.6667
[13 empty] | 61111 | 61111 | IL | RFCW | 2722.3333 | 285.6667
[13 empty] | 61112 | 61112 | IL | RFCW | 2722.3333 | 285.6667
[13 empty] | 61114 | 61114 | IL | RFCW | 2722.3333 | 285.6667
[13 empty] | 61115 | 61115 | IL | RFCW | 2722.3333 | 285.6667
[13 empty] | 61125 | 61125 | IL | RFCW | 2722.3333 | 285.6667
[13 empty] | 61126 | 61126 | IL | RFCW | 2722.3333 | 285.6667
[13 empty] | 61130 | 61130 | IL | RFCW | 2722.3333 | 285.6667
[13 empty] | 61131 | 61131 | IL | RFCW | 2722.3333 | 285.6667
[13 empty] | 61132 | 61132 | IL | RFCW | 2722.3333 | 285.6667
[13 empty] | 61201 | 61201 | IL | MROW | 2722.3333 | 285.6667
[13 empty] | 61204 | 61204 | IL | MROW | 2722.3333 | 285.6667
[13 empty] | 61230 | 61230 | IL | RFCW | 2722.3333 | 285.6667
[13 empty] | 61231 | 61231 | IL | SRMW | 2722.3333 | 285.6667
[13 empty] | 61232 | 61232 | IL | MROW | 2722.3333 | 285.6667
[13 empty] | 61233 | 61233 | IL | MROW | 2722.3333 | 285.6667
[13 empty] | 61234 | 61234 | IL | SRMW | 2722.3333 | 285.6667
[13 empty] | 61235 | 61235 | IL | SRMW | 2722.3333 | 285.6667
[13 empty] | 61236 | 61236 | IL | MROW | 2722.3333 | 285.6667
[13 empty] | 61237 | 61237 | IL | MROW | 2722.3333 | 285.6667
[13 empty] | 61238 | 61238 | IL | SRMW | 2722.3333 | 285.6667
[13 empty] | 61239 | 61239 | IL | MROW | 2722.3333 | 285.6667
[13 empty] | 61240 | 61240 | IL | MROW | 2722.3333 | 285.6667
[13 empty] | 61241 | 61241 | IL | MROW | 2722.3333 | 285.6667
[13 empty] | 61242 | 61242 | IL | MROW | 2722.3333 | 285.6667
[13 empty] | 61243 | 61243 | IL | RFCW | 2722.3333 | 285.6667
[13 empty] | 61244 | 61244 | IL | MROW | 2722.3333 | 285.6667
[13 empty] | 61250 | 61250 | IL | RFCW | 2722.3333 | 285.6667
[13 empty] | 61251 | 61251 | IL | RFCW | 2722.3333 | 285.6667
[13 empty] | 61252 | 61252 | IL | RFCW | 2722.3333 | 285.6667
[13 empty] | 61254 | 61254 | IL | RFCW | 2722.3333 | 285.6667
[13 empty] | 61256 | 61256 | IL | MROW | 2722.3333 | 285.6667
[13 empty] | 61257 | 61257 | IL | MROW | 2722.3333 | 285.6667
[13 empty] | 61258 | 61258 | IL | RFCW | 2722.3333 | 285.6667
[13 empty] | 61259 | 61259 | IL | MROW | 2722.3333 | 285.6667
[13 empty] | 61260 | 61260 | IL | MROW | 2722.3333 | 285.6667
[13 empty] | 61261 | 61261 | IL | RFCW | 2722.3333 | 285.6667
[13 empty] | 61262 | 61262 | IL | MROW | 2722.3333 | 285.6667
[13 empty] | 61263 | 61263 | IL | MROW | 2722.3333 | 285.6667
[13 empty] | 61264 | 61264 | IL | MROW | 2722.3333 | 285.6667
[13 empty] | 61265 | 61265 | IL | MROW | 2722.3333 | 285.6667
[13 empty] | 61266 | 61266 | IL | MROW | 2722.3333 | 285.6667
[13 empty] | 61270 | 61270 | IL | RFCW | 2722.3333 | 285.6667
[13 empty] | 61272 | 61272 | IL | MROW | 2722.3333 | 285.6667
[13 empty] | 61273 | 61273 | IL | MROW | 2722.3333 | 285.6667
[13 empty] | 61274 | 61274 | IL | MROW | 2722.3333 | 285.6667
[13 empty] | 61275 | 61275 | IL | MROW | 2722.3333 | 285.6667
[13 empty] | 61276 | 61276 | IL | MROW | 2722.3333 | 285.6667
[13 empty] | 61277 | 61277 | IL | RFCW | 2722.3333 | 285.6667
[13 empty] | 61278 | 61278 | IL | MROW | 2722.3333 | 285.6667
[13 empty] | 61279 | 61279 | IL | MROW | 2722.3333 | 285.6667
[13 empty] | 61281 | 61281 | IL | MROW | 2722.3333 | 285.6667
[13 empty] | 61282 | 61282 | IL | MROW | 2722.3333 | 285.6667
[13 empty] | 61283 | 61283 | IL | RFCW | 2722.3333 | 285.6667
[13 empty] | 61284 | 61284 | IL | MROW | 2722.3333 | 285.6667
[13 empty] | 61285 | 61285 | IL | MROW | 2722.3333 | 285.6667
[13 empty] | 61299 | 61299 | IL | MROW | 2722.3333 | 285.6667
[13 empty] | 61301 | 61301 | IL | SRMW | 2722.3333 | 285.6667
[13 empty] | 61310 | 61310 | IL | RFCW | 2722.3333 | 285.6667
[13 empty] | 61311 | 61311 | IL | RFCW | 2722.3333 | 285.6667
[13 empty] | 61312 | 61312 | IL | SRMW | 2722.3333 | 285.6667
[13 empty] | 61313 | 61313 | IL | RFCW | 2722.3333 | 285.6667
[13 empty] | 61314 | 61314 | IL | SRMW | 2722.3333 | 285.6667
[13 empty] | 61315 | 61315 | IL | SRMW | 2722.3333 | 285.6667
[13 empty] | 61316 | 61316 | IL | SRMW | 2722.3333 | 285.6667
[13 empty] | 61317 | 61317 | IL | SRMW | 2722.3333 | 285.6667
[13 empty] | 61318 | 61318 | IL | RFCW | 2722.3333 | 285.6667
[13 empty] | 61319 | 61319 | IL | RFCW | 2722.3333 | 285.6667
[13 empty] | 61320 | 61320 | IL | SRMW | 2722.3333 | 285.6667
[13 empty] | 61321 | 61321 | IL | RFCW | 2722.3333 | 285.6667
[13 empty] | 61322 | 61322 | IL | SRMW | 2722.3333 | 285.6667
[13 empty] | 61323 | 61323 | IL | SRMW | 2722.3333 | 285.6667
[13 empty] | 61324 | 61324 | IL | RFCW | 2722.3333 | 285.6667
[13 empty] | 61325 | 61325 | IL | RFCW | 2722.3333 | 285.6667
[13 empty] | 61326 | 61326 | IL | SRMW | 2722.3333 | 285.6667
[13 empty] | 61327 | 61327 | IL | SRMW | 2722.3333 | 285.6667
[13 empty] | 61328 | 61328 | IL | SRMW | 2722.3333 | 285.6667
[13 empty] | 61329 | 61329 | IL | SRMW | 2722.3333 | 285.6667
[13 empty] | 61330 | 61330 | IL | SRMW | 2722.3333 | 285.6667
[13 empty] | 61331 | 61331 | IL | RFCW | 2722.3333 | 285.6667
[13 empty] | 61332 | 61332 | IL | RFCW | 2722.3333 | 285.6667
[13 empty] | 61333 | 61333 | IL | RFCW | 2722.3333 | 285.6667
[13 empty] | 61334 | 61334 | IL | RFCW | 2722.3333 | 285.6667
[13 empty] | 61335 | 61335 | IL | SRMW | 2722.3333 | 285.6667
[13 empty] | 61336 | 61336 | IL | SRMW | 2722.3333 | 285.6667
[13 empty] | 61337 | 61337 | IL | SRMW | 2722.3333 | 285.6667
[13 empty] | 61338 | 61338 | IL | SRMW | 2722.3333 | 285.6667
[13 empty] | 61340 | 61340 | IL | SRMW | 2722.3333 | 285.6667
[13 empty] | 61341 | 61341 | IL | SRMW | 2722.3333 | 285.6667
[13 empty] | 61342 | 61342 | IL | RFCW | 2722.3333 | 285.6667
[13 empty] | 61344 | 61344 | IL | SRMW | 2722.3333 | 285.6667
[13 empty] | 61345 | 61345 | IL | SRMW | 2722.3333 | 285.6667
[13 empty] | 61346 | 61346 | IL | RFCW | 2722.3333 | 285.6667
[13 empty] | 61348 | 61348 | IL | SRMW | 2722.3333 | 285.6667
[13 empty] | 61349 | 61349 | IL | RFCW | 2722.3333 | 285.6667
[13 empty] | 61350 | 61350 | IL | SRMW | 2722.3333 | 285.6667
[13 empty] | 61353 | 61353 | IL | RFCW | 2722.3333 | 285.6667
[13 empty] | 61354 | 61354 | IL | SRMW | 2722.3333 | 285.6667
[13 empty] | 61356 | 61356 | IL | SRMW | 2722.3333 | 285.6667
[13 empty] | 61358 | 61358 | IL | RFCW | 2722.3333 | 285.6667
[13 empty] | 61359 | 61359 | IL | SRMW | 2722.3333 | 285.6667
[13 empty] | 61360 | 61360 | IL | RFCW | 2722.3333 | 285.6667
[13 empty] | 61361 | 61361 | IL | SRMW | 2722.3333 | 285.6667
[13 empty] | 61362 | 61362 | IL | SRMW | 2722.3333 | 285.6667
[13 empty] | 61363 | 61363 | IL | SRMW | 2722.3333 | 285.6667
[13 empty] | 61364 | 61364 | IL | RFCW | 2722.3333 | 285.6667
[13 empty] | 61367 | 61367 | IL | RFCW | 2722.3333 | 285.6667
[13 empty] | 61368 | 61368 | IL | SRMW | 2722.3333 | 285.6667
[13 empty] | 61369 | 61369 | IL | RFCW | 2722.3333 | 285.6667
[13 empty] | 61370 | 61370 | IL | RFCW | 2722.3333 | 285.6667
[13 empty] | 61371 | 61371 | IL | SRMW | 2722.3333 | 285.6667
[13 empty] | 61372 | 61372 | IL | SRMW | 2722.3333 | 285.6667
[13 empty] | 61373 | 61373 | IL | SRMW | 2722.3333 | 285.6667
[13 empty] | 61374 | 61374 | IL | SRMW | 2722.3333 | 285.6667
[13 empty] | 61375 | 61375 | IL | SRMW | 2722.3333 | 285.6667
[13 empty] | 61376 | 61376 | IL | RFCW | 2722.3333 | 285.6667
[13 empty] | 61377 | 61377 | IL | RFCW | 2722.3333 | 285.6667
[13 empty] | 61378 | 61378 | IL | RFCW | 2722.3333 | 285.6667
[13 empty] | 61379 | 61379 | IL | SRMW | 2722.3333 | 285.6667
[13 empty] | 61401 | 61401 | IL | SRMW | 2722.3333 | 285.6667
[13 empty] | 61402 | 61402 | IL | SRMW | 2722.3333 | 285.6667
[13 empty] | 61410 | 61410 | IL | SRMW | 2722.3333 | 285.6667
[13 empty] | 61411 | 61411 | IL | SRMW | 2722.3333 | 285.6667
[13 empty] | 61412 | 61412 | IL | SRMW | 2722.3333 | 285.6667
[13 empty] | 61413 | 61413 | IL | SRMW | 2722.3333 | 285.6667
[13 empty] | 61414 | 61414 | IL | SRMW | 2722.3333 | 285.6667
[13 empty] | 61415 | 61415 | IL | SRMW | 2722.3333 | 285.6667
[13 empty] | 61416 | 61416 | IL | SRMW | 2722.3333 | 285.6667
[13 empty] | 61417 | 61417 | IL | SRMW | 2722.3333 | 285.6667
[13 empty] | 61418 | 61418 | IL | SRMW | 2722.3333 | 285.6667
[13 empty] | 61419 | 61419 | IL | SRMW | 2722.3333 | 285.6667
[13 empty] | 61420 | 61420 | IL | SRMW | 2722.3333 | 285.6667
[13 empty] | 61421 | 61421 | IL | SRMW | 2722.3333 | 285.6667
[13 empty] | 61422 | 61422 | IL | SRMW | 2722.3333 | 285.6667
[13 empty] | 61423 | 61423 | IL | SRMW | 2722.3333 | 285.6667
[13 empty] | 61424 | 61424 | IL | SRMW | 2722.3333 | 285.6667
[13 empty] | 61425 | 61425 | IL | SRMW | 2722.3333 | 285.6667
[13 empty] | 61426 | 61426 | IL | SRMW | 2722.3333 | 285.6667
[13 empty] | 61427 | 61427 | IL | SRMW | 2722.3333 | 285.6667
[13 empty] | 61428 | 61428 | IL | SRMW | 2722.3333 | 285.6667
[13 empty] | 61430 | 61430 | IL | SRMW | 2722.3333 | 285.6667
[13 empty] | 61431 | 61431 | IL | SRMW | 2722.3333 | 285.6667
[13 empty] | 61432 | 61432 | IL | SRMW | 2722.3333 | 285.6667
[13 empty] | 61433 | 61433 | IL | SRMW | 2722.3333 | 285.6667
[13 empty] | 61434 | 61434 | IL | SRMW | 2722.3333 | 285.6667
[13 empty] | 61435 | 61435 | IL | SRMW | 2722.3333 | 285.6667
[13 empty] | 61436 | 61436 | IL | SRMW | 2722.3333 | 285.6667
[13 empty] | 61437 | 61437 | IL | SRMW | 2722.3333 | 285.6667
[13 empty] | 61438 | 61438 | IL | SRMW | 2722.3333 | 285.6667
[13 empty] | 61439 | 61439 | IL | SRMW | 2722.3333 | 285.6667
[13 empty] | 61440 | 61440 | IL | SRMW | 2722.3333 | 285.6667
[13 empty] | 61441 | 61441 | IL | SRMW | 2722.3333 | 285.6667
[13 empty] | 61442 | 61442 | IL | SRMW | 2722.3333 | 285.6667
[13 empty] | 61443 | 61443 | IL | SRMW | 2722.3333 | 285.6667
[13 empty] | 61447 | 61447 | IL | SRMW | 2722.3333 | 285.6667
[13 empty] | 61448 | 61448 | IL | SRMW | 2722.3333 | 285.6667
[13 empty] | 61449 | 61449 | IL | SRMW | 2722.3333 | 285.6667
[13 empty] | 61450 | 61450 | IL | SRMW | 2722.3333 | 285.6667
[13 empty] | 61451 | 61451 | IL | SRMW | 2722.3333 | 285.6667
[13 empty] | 61452 | 61452 | IL | SRMW | 2722.3333 | 285.6667
[13 empty] | 61453 | 61453 | IL | SRMW | 2722.3333 | 285.6667
[13 empty] | 61454 | 61454 | IL | SRMW | 2722.3333 | 285.6667
[13 empty] | 61455 | 61455 | IL | SRMW | 2722.3333 | 285.6667
[13 empty] | 61458 | 61458 | IL | SRMW | 2722.3333 | 285.6667
[13 empty] | 61459 | 61459 | IL | SRMW | 2722.3333 | 285.6667
[13 empty] | 61460 | 61460 | IL | SRMW | 2722.3333 | 285.6667
[13 empty] | 61462 | 61462 | IL | SRMW | 2722.3333 | 285.6667
[13 empty] | 61465 | 61465 | IL | SRMW | 2722.3333 | 285.6667
[13 empty] | 61466 | 61466 | IL | SRMW | 2722.3333 | 285.6667
[13 empty] | 61467 | 61467 | IL | SRMW | 2722.3333 | 285.6667
[13 empty] | 61468 | 61468 | IL | MROW | 2722.3333 | 285.6667
[13 empty] | 61469 | 61469 | IL | SRMW | 2722.3333 | 285.6667
[13 empty] | 61470 | 61470 | IL | SRMW | 2722.3333 | 285.6667
[13 empty] | 61471 | 61471 | IL | SRMW | 2722.3333 | 285.6667
[13 empty] | 61472 | 61472 | IL | SRMW | 2722.3333 | 285.6667
[13 empty] | 61473 | 61473 | IL | SRMW | 2722.3333 | 285.6667
[13 empty] | 61474 | 61474 | IL | SRMW | 2722.3333 | 285.6667
[13 empty] | 61475 | 61475 | IL | SRMW | 2722.3333 | 285.6667
[13 empty] | 61476 | 61476 | IL | SRMW | 2722.3333 | 285.6667
[13 empty] | 61477 | 61477 | IL | SRMW | 2722.3333 | 285.6667
[13 empty] | 61478 | 61478 | IL | SRMW | 2722.3333 | 285.6667
[13 empty] | 61479 | 61479 | IL | SRMW | 2722.3333 | 285.6667
[13 empty] | 61480 | 61480 | IL | SRMW | 2722.3333 | 285.6667
[13 empty] | 61482 | 61482 | IL | SRMW | 2722.3333 | 285.6667
[13 empty] | 61483 | 61483 | IL | SRMW | 2722.3333 | 285.6667
[13 empty] | 61484 | 61484 | IL | SRMW | 2722.3333 | 285.6667
[13 empty] | 61485 | 61485 | IL | SRMW | 2722.3333 | 285.6667
[13 empty] | 61486 | 61486 | IL | SRMW | 2722.3333 | 285.6667
[13 empty] | 61488 | 61488 | IL | SRMW | 2722.3333 | 285.6667
[13 empty] | 61489 | 61489 | IL | SRMW | 2722.3333 | 285.6667
[13 empty] | 61490 | 61490 | IL | SRMW | 2722.3333 | 285.6667
[13 empty] | 61491 | 61491 | IL | SRMW | 2722.3333 | 285.6667
[13 empty] | 61501 | 61501 | IL | SRMW | 2722.3333 | 285.6667
[13 empty] | 61516 | 61516 | IL | RFCW | 2722.3333 | 285.6667
[13 empty] | 61517 | 61517 | IL | SRMW | 2722.3333 | 285.6667
[13 empty] | 61519 | 61519 | IL | SRMW | 2722.3333 | 285.6667
[13 empty] | 61520 | 61520 | IL | SRMW | 2722.3333 | 285.6667
[13 empty] | 61523 | 61523 | IL | SRMW | 2722.3333 | 285.6667
[13 empty] | 61524 | 61524 | IL | SRMW | 2722.3333 | 285.6667
[13 empty] | 61525 | 61525 | IL | SRMW | 2722.3333 | 285.6667
[13 empty] | 61526 | 61526 | IL | SRMW | 2722.3333 | 285.6667
[13 empty] | 61528 | 61528 | IL | SRMW | 2722.3333 | 285.6667
[13 empty] | 61529 | 61529 | IL | SRMW | 2722.3333 | 285.6667
[13 empty] | 61530 | 61530 | IL | SRMW | 2722.3333 | 285.6667
[13 empty] | 61531 | 61531 | IL | SRMW | 2722.3333 | 285.6667
[13 empty] | 61532 | 61532 | IL | SRMW | 2722.3333 | 285.6667
[13 empty] | 61533 | 61533 | IL | SRMW | 2722.3333 | 285.6667
[13 empty] | 61534 | 61534 | IL | SRMW | 2722.3333 | 285.6667
[13 empty] | 61535 | 61535 | IL | SRMW | 2722.3333 | 285.6667
[13 empty] | 61536 | 61536 | IL | SRMW | 2722.3333 | 285.6667
[13 empty] | 61537 | 61537 | IL | SRMW | 2722.3333 | 285.6667
[13 empty] | 61539 | 61539 | IL | SRMW | 2722.3333 | 285.6667
[13 empty] | 61540 | 61540 | IL | SRMW | 2722.3333 | 285.6667
[13 empty] | 61541 | 61541 | IL | SRMW | 2722.3333 | 285.6667
[13 empty] | 61542 | 61542 | IL | SRMW | 2722.3333 | 285.6667
[13 empty] | 61543 | 61543 | IL | SRMW | 2722.3333 | 285.6667
[13 empty] | 61544 | 61544 | IL | SRMW | 2722.3333 | 285.6667
[13 empty] | 61545 | 61545 | IL | SRMW | 2722.3333 | 285.6667
[13 empty] | 61546 | 61546 | IL | SRMW | 2722.3333 | 285.6667
[13 empty] | 61547 | 61547 | IL | SRMW | 2722.3333 | 285.6667
[13 empty] | 61548 | 61548 | IL | SRMW | 2722.3333 | 285.6667
[13 empty] | 61550 | 61550 | IL | SRMW | 2722.3333 | 285.6667
[13 empty] | 61552 | 61552 | IL | SRMW | 2722.3333 | 285.6667
[13 empty] | 61553 | 61553 | IL | SRMW | 2722.3333 | 285.6667
[13 empty] | 61554 | 61554 | IL | SRMW | 2722.3333 | 285.6667
[13 empty] | 61555 | 61555 | IL | SRMW | 2722.3333 | 285.6667
[13 empty] | 61558 | 61558 | IL | SRMW | 2722.3333 | 285.6667
[13 empty] | 61559 | 61559 | IL | SRMW | 2722.3333 | 285.6667
[13 empty] | 61560 | 61560 | IL | SRMW | 2722.3333 | 285.6667
[13 empty] | 61561 | 61561 | IL | SRMW | 2722.3333 | 285.6667
[13 empty] | 61562 | 61562 | IL | SRMW | 2722.3333 | 285.6667
[13 empty] | 61563 | 61563 | IL | SRMW | 2722.3333 | 285.6667
[13 empty] | 61564 | 61564 | IL | SRMW | 2722.3333 | 285.6667
[13 empty] | 61565 | 61565 | IL | SRMW | 2722.3333 | 285.6667
[13 empty] | 61567 | 61567 | IL | SRMW | 2722.3333 | 285.6667
[13 empty] | 61568 | 61568 | IL | SRMW | 2722.3333 | 285.6667
[13 empty] | 61569 | 61569 | IL | SRMW | 2722.3333 | 285.6667
[13 empty] | 61570 | 61570 | IL | SRMW | 2722.3333 | 285.6667
[13 empty] | 61571 | 61571 | IL | SRMW | 2722.3333 | 285.6667
[13 empty] | 61572 | 61572 | IL | SRMW | 2722.3333 | 285.6667
[13 empty] | 61601 | 61601 | IL | SRMW | 2722.3333 | 285.6667
[13 empty] | 61602 | 61602 | IL | SRMW | 2722.3333 | 285.6667
[13 empty] | 61603 | 61603 | IL | SRMW | 2722.3333 | 285.6667
[13 empty] | 61604 | 61604 | IL | SRMW | 2722.3333 | 285.6667
[13 empty] | 61605 | 61605 | IL | SRMW | 2722.3333 | 285.6667
[13 empty] | 61606 | 61606 | IL | SRMW | 2722.3333 | 285.6667
[13 empty] | 61607 | 61607 | IL | SRMW | 2722.3333 | 285.6667
[13 empty] | 61610 | 61610 | IL | SRMW | 2722.3333 | 285.6667
[13 empty] | 61611 | 61611 | IL | SRMW | 2722.3333 | 285.6667
[13 empty] | 61612 | 61612 | IL | SRMW | 2722.3333 | 285.6667
[13 empty] | 61613 | 61613 | IL | SRMW | 2722.3333 | 285.6667
[13 empty] | 61614 | 61614 | IL | SRMW | 2722.3333 | 285.6667
[13 empty] | 61615 | 61615 | IL | SRMW | 2722.3333 | 285.6667
[13 empty] | 61616 | 61616 | IL | SRMW | 2722.3333 | 285.6667
[13 empty] | 61625 | 61625 | IL | SRMW | 2722.3333 | 285.6667
[13 empty] | 61629 | 61629 | IL | SRMW | 2722.3333 | 285.6667
[13 empty] | 61630 | 61630 | IL | SRMW | 2722.3333 | 285.6667
[13 empty] | 61633 | 61633 | IL | SRMW | 2722.3333 | 285.6667
[13 empty] | 61634 | 61634 | IL | SRMW | 2722.3333 | 285.6667
[13 empty] | 61635 | 61635 | IL | SRMW | 2722.3333 | 285.6667
[13 empty] | 61636 | 61636 | IL | SRMW | 2722.3333 | 285.6667
[13 empty] | 61637 | 61637 | IL | SRMW | 2722.3333 | 285.6667
[13 empty] | 61638 | 61638 | IL | SRMW | 2722.3333 | 285.6667
[13 empty] | 61639 | 61639 | IL | SRMW | 2722.3333 | 285.6667
[13 empty] | 61641 | 61641 | IL | SRMW | 2722.3333 | 285.6667
[13 empty] | 61643 | 61643 | IL | SRMW | 2722.3333 | 285.6667
[13 empty] | 61650 | 61650 | IL | SRMW | 2722.3333 | 285.6667
[13 empty] | 61651 | 61651 | IL | SRMW | 2722.3333 | 285.6667
[13 empty] | 61652 | 61652 | IL | SRMW | 2722.3333 | 285.6667
[13 empty] | 61653 | 61653 | IL | SRMW | 2722.3333 | 285.6667
[13 empty] | 61654 | 61654 | IL | SRMW | 2722.3333 | 285.6667
[13 empty] | 61655 | 61655 | IL | SRMW | 2722.3333 | 285.6667
[13 empty] | 61656 | 61656 | IL | SRMW | 2722.3333 | 285.6667
[13 empty] | 61701 | 61701 | IL | SRMW | 2722.3333 | 285.6667
[13 empty] | 61702 | 61702 | IL | SRMW | 2722.3333 | 285.6667
[13 empty] | 61704 | 61704 | IL | SRMW | 2722.3333 | 285.6667
[13 empty] | 61705 | 61705 | IL | SRMW | 2722.3333 | 285.6667
[13 empty] | 61709 | 61709 | IL | SRMW | 2722.3333 | 285.6667
[13 empty] | 61710 | 61710 | IL | SRMW | 2722.3333 | 285.6667
[13 empty] | 61720 | 61720 | IL | SRMW | 2722.3333 | 285.6667
[13 empty] | 61721 | 61721 | IL | SRMW | 2722.3333 | 285.6667
[13 empty] | 61722 | 61722 | IL | SRMW | 2722.3333 | 285.6667
[13 empty] | 61723 | 61723 | IL | SRMW | 2722.3333 | 285.6667
[13 empty] | 61724 | 61724 | IL | SRMW | 2722.3333 | 285.6667
[13 empty] | 61725 | 61725 | IL | SRMW | 2722.3333 | 285.6667
[13 empty] | 61726 | 61726 | IL | SRMW | 2722.3333 | 285.6667
[13 empty] | 61727 | 61727 | IL | SRMW | 2722.3333 | 285.6667
[13 empty] | 61728 | 61728 | IL | SRMW | 2722.3333 | 285.6667
[13 empty] | 61729 | 61729 | IL | SRMW | 2722.3333 | 285.6667
[13 empty] | 61730 | 61730 | IL | SRMW | 2722.3333 | 285.6667
[13 empty] | 61731 | 61731 | IL | SRMW | 2722.3333 | 285.6667
[13 empty] | 61732 | 61732 | IL | SRMW | 2722.3333 | 285.6667
[13 empty] | 61733 | 61733 | IL | SRMW | 2722.3333 | 285.6667
[13 empty] | 61734 | 61734 | IL | SRMW | 2722.3333 | 285.6667
[13 empty] | 61735 | 61735 | IL | SRMW | 2722.3333 | 285.6667
[13 empty] | 61736 | 61736 | IL | SRMW | 2722.3333 | 285.6667
[13 empty] | 61737 | 61737 | IL | SRMW | 2722.3333 | 285.6667
[13 empty] | 61738 | 61738 | IL | SRMW | 2722.3333 | 285.6667
[13 empty] | 61739 | 61739 | IL | SRMW | 2722.3333 | 285.6667
[13 empty] | 61740 | 61740 | IL | RFCW | 2722.3333 | 285.6667
[13 empty] | 61741 | 61741 | IL | RFCW | 2722.3333 | 285.6667
[13 empty] | 61742 | 61742 | IL | SRMW | 2722.3333 | 285.6667
[13 empty] | 61743 | 61743 | IL | SRMW | 2722.3333 | 285.6667
[13 empty] | 61744 | 61744 | IL | SRMW | 2722.3333 | 285.6667
[13 empty] | 61745 | 61745 | IL | SRMW | 2722.3333 | 285.6667
[13 empty] | 61747 | 61747 | IL | SRMW | 2722.3333 | 285.6667
[13 empty] | 61748 | 61748 | IL | SRMW | 2722.3333 | 285.6667
[13 empty] | 61749 | 61749 | IL | SRMW | 2722.3333 | 285.6667
[13 empty] | 61750 | 61750 | IL | SRMW | 2722.3333 | 285.6667
[13 empty] | 61751 | 61751 | IL | SRMW | 2722.3333 | 285.6667
[13 empty] | 61752 | 61752 | IL | SRMW | 2722.3333 | 285.6667
[13 empty] | 61753 | 61753 | IL | SRMW | 2722.3333 | 285.6667
[13 empty] | 61754 | 61754 | IL | SRMW | 2722.3333 | 285.6667
[13 empty] | 61755 | 61755 | IL | SRMW | 2722.3333 | 285.6667
[13 empty] | 61756 | 61756 | IL | SRMW | 2722.3333 | 285.6667
[13 empty] | 61758 | 61758 | IL | SRMW | 2722.3333 | 285.6667
[13 empty] | 61759 | 61759 | IL | SRMW | 2722.3333 | 285.6667
[13 empty] | 61760 | 61760 | IL | RFCW | 2722.3333 | 285.6667
[13 empty] | 61761 | 61761 | IL | SRMW | 2722.3333 | 285.6667
[13 empty] | 61764 | 61764 | IL | RFCW | 2722.3333 | 285.6667
[13 empty] | 61769 | 61769 | IL | RFCW | 2722.3333 | 285.6667
[13 empty] | 61770 | 61770 | IL | SRMW | 2722.3333 | 285.6667
[13 empty] | 61771 | 61771 | IL | SRMW | 2722.3333 | 285.6667
[13 empty] | 61772 | 61772 | IL | SRMW | 2722.3333 | 285.6667
[13 empty] | 61773 | 61773 | IL | SRMW | 2722.3333 | 285.6667
[13 empty] | 61774 | 61774 | IL | SRMW | 2722.3333 | 285.6667
[13 empty] | 61775 | 61775 | IL | SRMW | 2722.3333 | 285.6667
[13 empty] | 61776 | 61776 | IL | SRMW | 2722.3333 | 285.6667
[13 empty] | 61777 | 61777 | IL | SRMW | 2722.3333 | 285.6667
[13 empty] | 61778 | 61778 | IL | SRMW | 2722.3333 | 285.6667
[13 empty] | 61790 | 61790 | IL | SRMW | 2722.3333 | 285.6667
[13 empty] | 61791 | 61791 | IL | SRMW | 2722.3333 | 285.6667
[13 empty] | 61799 | 61799 | IL | SRMW | 2722.3333 | 285.6667
[13 empty] | 61801 | 61801 | IL | SRMW | 2722.3333 | 285.6667
[13 empty] | 61802 | 61802 | IL | SRMW | 2722.3333 | 285.6667
[13 empty] | 61803 | 61803 | IL | SRMW | 2722.3333 | 285.6667
[13 empty] | 61810 | 61810 | IL | SRMW | 2722.3333 | 285.6667
[13 empty] | 61811 | 61811 | IL | SRMW | 2722.3333 | 285.6667
[13 empty] | 61812 | 61812 | IL | SRMW | 2722.3333 | 285.6667
[13 empty] | 61813 | 61813 | IL | SRMW | 2722.3333 | 285.6667
[13 empty] | 61814 | 61814 | IL | SRMW | 2722.3333 | 285.6667
[13 empty] | 61815 | 61815 | IL | SRMW | 2722.3333 | 285.6667
[13 empty] | 61816 | 61816 | IL | SRMW | 2722.3333 | 285.6667
[13 empty] | 61817 | 61817 | IL | SRMW | 2722.3333 | 285.6667
[13 empty] | 61818 | 61818 | IL | SRMW | 2722.3333 | 285.6667
[13 empty] | 61820 | 61820 | IL | SRMW | 2722.3333 | 285.6667
[13 empty] | 61821 | 61821 | IL | SRMW | 2722.3333 | 285.6667
[13 empty] | 61822 | 61822 | IL | SRMW | 2722.3333 | 285.6667
[13 empty] | 61824 | 61824 | IL | SRMW | 2722.3333 | 285.6667
[13 empty] | 61825 | 61825 | IL | SRMW | 2722.3333 | 285.6667
[13 empty] | 61826 | 61826 | IL | SRMW | 2722.3333 | 285.6667
[13 empty] | 61830 | 61830 | IL | SRMW | 2722.3333 | 285.6667
[13 empty] | 61831 | 61831 | IL | SRMW | 2722.3333 | 285.6667
[13 empty] | 61832 | 61832 | IL | SRMW | 2722.3333 | 285.6667
[13 empty] | 61833 | 61833 | IL | SRMW | 2722.3333 | 285.6667
[13 empty] | 61834 | 61834 | IL | SRMW | 2722.3333 | 285.6667
[13 empty] | 61839 | 61839 | IL | SRMW | 2722.3333 | 285.6667
[13 empty] | 61840 | 61840 | IL | SRMW | 2722.3333 | 285.6667
[13 empty] | 61841 | 61841 | IL | SRMW | 2722.3333 | 285.6667
[13 empty] | 61842 | 61842 | IL | SRMW | 2722.3333 | 285.6667
[13 empty] | 61843 | 61843 | IL | SRMW | 2722.3333 | 285.6667
[13 empty] | 61844 | 61844 | IL | SRMW | 2722.3333 | 285.6667
[13 empty] | 61845 | 61845 | IL | SRMW | 2722.3333 | 285.6667
[13 empty] | 61846 | 61846 | IL | SRMW | 2722.3333 | 285.6667
[13 empty] | 61847 | 61847 | IL | SRMW | 2722.3333 | 285.6667
[13 empty] | 61848 | 61848 | IL | SRMW | 2722.3333 | 285.6667
[13 empty] | 61849 | 61849 | IL | SRMW | 2722.3333 | 285.6667
[13 empty] | 61850 | 61850 | IL | SRMW | 2722.3333 | 285.6667
[13 empty] | 61851 | 61851 | IL | SRMW | 2722.3333 | 285.6667
[13 empty] | 61852 | 61852 | IL | SRMW | 2722.3333 | 285.6667
[13 empty] | 61853 | 61853 | IL | SRMW | 2722.3333 | 285.6667
[13 empty] | 61854 | 61854 | IL | SRMW | 2722.3333 | 285.6667
[13 empty] | 61855 | 61855 | IL | SRMW | 2722.3333 | 285.6667
[13 empty] | 61856 | 61856 | IL | SRMW | 2722.3333 | 285.6667
[13 empty] | 61857 | 61857 | IL | SRMW | 2722.3333 | 285.6667
[13 empty] | 61858 | 61858 | IL | SRMW | 2722.3333 | 285.6667
[13 empty] | 61859 | 61859 | IL | SRMW | 2722.3333 | 285.6667
[13 empty] | 61862 | 61862 | IL | SRMW | 2722.3333 | 285.6667
[13 empty] | 61863 | 61863 | IL | SRMW | 2722.3333 | 285.6667
[13 empty] | 61864 | 61864 | IL | SRMW | 2722.3333 | 285.6667
[13 empty] | 61865 | 61865 | IL | SRMW | 2722.3333 | 285.6667
[13 empty] | 61866 | 61866 | IL | SRMW | 2722.3333 | 285.6667
[13 empty] | 61870 | 61870 | IL | SRMW | 2722.3333 | 285.6667
[13 empty] | 61871 | 61871 | IL | SRMW | 2722.3333 | 285.6667
[13 empty] | 61872 | 61872 | IL | SRMW | 2722.3333 | 285.6667
[13 empty] | 61873 | 61873 | IL | SRMW | 2722.3333 | 285.6667
[13 empty] | 61874 | 61874 | IL | SRMW | 2722.3333 | 285.6667
[13 empty] | 61875 | 61875 | IL | SRMW | 2722.3333 | 285.6667
[13 empty] | 61876 | 61876 | IL | SRMW | 2722.3333 | 285.6667
[13 empty] | 61877 | 61877 | IL | SRMW | 2722.3333 | 285.6667
[13 empty] | 61878 | 61878 | IL | SRMW | 2722.3333 | 285.6667
[13 empty] | 61880 | 61880 | IL | SRMW | 2722.3333 | 285.6667
[13 empty] | 61882 | 61882 | IL | SRMW | 2722.3333 | 285.6667
[13 empty] | 61883 | 61883 | IL | SRMW | 2722.3333 | 285.6667
[13 empty] | 61884 | 61884 | IL | SRMW | 2722.3333 | 285.6667
[13 empty] | 61910 | 61910 | IL | SRMW | 2722.3333 | 285.6667
[13 empty] | 61911 | 61911 | IL | SRMW | 2722.3333 | 285.6667
[13 empty] | 61912 | 61912 | IL | SRMW | 2722.3333 | 285.6667
[13 empty] | 61913 | 61913 | IL | SRMW | 2722.3333 | 285.6667
[13 empty] | 61914 | 61914 | IL | SRMW | 2722.3333 | 285.6667
[13 empty] | 61917 | 61917 | IL | SRMW | 2722.3333 | 285.6667
[13 empty] | 61919 | 61919 | IL | SRMW | 2722.3333 | 285.6667
[13 empty] | 61920 | 61920 | IL | SRMW | 2722.3333 | 285.6667
[13 empty] | 61924 | 61924 | IL | SRMW | 2722.3333 | 285.6667
[13 empty] | 61925 | 61925 | IL | SRMW | 2722.3333 | 285.6667
[13 empty] | 61928 | 61928 | IL | SRMW | 2722.3333 | 285.6667
[13 empty] | 61929 | 61929 | IL | SRMW | 2722.3333 | 285.6667
[13 empty] | 61930 | 61930 | IL | SRMW | 2722.3333 | 285.6667
[13 empty] | 61931 | 61931 | IL | SRMW | 2722.3333 | 285.6667
[13 empty] | 61932 | 61932 | IL | SRMW | 2722.3333 | 285.6667
[13 empty] | 61933 | 61933 | IL | SRMW | 2722.3333 | 285.6667
[13 empty] | 61936 | 61936 | IL | SRMW | 2722.3333 | 285.6667
[13 empty] | 61937 | 61937 | IL | SRMW | 2722.3333 | 285.6667
[13 empty] | 61938 | 61938 | IL | SRMW | 2722.3333 | 285.6667
[13 empty] | 61940 | 61940 | IL | SRMW | 2722.3333 | 285.6667
[13 empty] | 61941 | 61941 | IL | SRMW | 2722.3333 | 285.6667
[13 empty] | 61942 | 61942 | IL | SRMW | 2722.3333 | 285.6667
[13 empty] | 61943 | 61943 | IL | SRMW | 2722.3333 | 285.6667
[13 empty] | 61944 | 61944 | IL | SRMW | 2722.3333 | 285.6667
[13 empty] | 61949 | 61949 | IL | SRMW | 2722.3333 | 285.6667
[13 empty] | 61951 | 61951 | IL | SRMW | 2722.3333 | 285.6667
[13 empty] | 61953 | 61953 | IL | SRMW | 2722.3333 | 285.6667
[13 empty] | 61955 | 61955 | IL | SRMW | 2722.3333 | 285.6667
[13 empty] | 61956 | 61956 | IL | SRMW | 2722.3333 | 285.6667
[13 empty] | 61957 | 61957 | IL | SRMW | 2722.3333 | 285.6667
[13 empty] | 62001 | 62001 | IL | SRMW | 2722.3333 | 285.6667
[13 empty] | 62002 | 62002 | IL | SRMW | 2722.3333 | 285.6667
[13 empty] | 62006 | 62006 | IL | SRMW | 2722.3333 | 285.6667
[13 empty] | 62009 | 62009 | IL | SRMW | 2722.3333 | 285.6667
[13 empty] | 62010 | 62010 | IL | SRMW | 2722.3333 | 285.6667
[13 empty] | 62011 | 62011 | IL | SRMW | 2722.3333 | 285.6667
[13 empty] | 62012 | 62012 | IL | SRMW | 2722.3333 | 285.6667
[13 empty] | 62013 | 62013 | IL | SRMW | 2722.3333 | 285.6667
[13 empty] | 62014 | 62014 | IL | SRMW | 2722.3333 | 285.6667
[13 empty] | 62015 | 62015 | IL | SRMW | 2722.3333 | 285.6667
[13 empty] | 62016 | 62016 | IL | SRMW | 2722.3333 | 285.6667
[13 empty] | 62017 | 62017 | IL | SRMW | 2722.3333 | 285.6667
[13 empty] | 62018 | 62018 | IL | SRMW | 2722.3333 | 285.6667
[13 empty] | 62019 | 62019 | IL | SRMW | 2722.3333 | 285.6667
[13 empty] | 62021 | 62021 | IL | SRMW | 2722.3333 | 285.6667
[13 empty] | 62022 | 62022 | IL | SRMW | 2722.3333 | 285.6667
[13 empty] | 62023 | 62023 | IL | SRMW | 2722.3333 | 285.6667
[13 empty] | 62024 | 62024 | IL | SRMW | 2722.3333 | 285.6667
[13 empty] | 62025 | 62025 | IL | SRMW | 2722.3333 | 285.6667
[13 empty] | 62026 | 62026 | IL | SRMW | 2722.3333 | 285.6667
[13 empty] | 62027 | 62027 | IL | SRMW | 2722.3333 | 285.6667
[13 empty] | 62028 | 62028 | IL | SRMW | 2722.3333 | 285.6667
[13 empty] | 62030 | 62030 | IL | SRMW | 2722.3333 | 285.6667
[13 empty] | 62031 | 62031 | IL | SRMW | 2722.3333 | 285.6667
[13 empty] | 62032 | 62032 | IL | SRMW | 2722.3333 | 285.6667
[13 empty] | 62033 | 62033 | IL | SRMW | 2722.3333 | 285.6667
[13 empty] | 62034 | 62034 | IL | SRMW | 2722.3333 | 285.6667
[13 empty] | 62035 | 62035 | IL | SRMW | 2722.3333 | 285.6667
[13 empty] | 62036 | 62036 | IL | SRMW | 2722.3333 | 285.6667
[13 empty] | 62037 | 62037 | IL | SRMW | 2722.3333 | 285.6667
[13 empty] | 62040 | 62040 | IL | SRMW | 2722.3333 | 285.6667
[13 empty] | 62044 | 62044 | IL | SRMW | 2722.3333 | 285.6667
[13 empty] | 62045 | 62045 | IL | SRMW | 2722.3333 | 285.6667
[13 empty] | 62046 | 62046 | IL | SRMW | 2722.3333 | 285.6667
[13 empty] | 62047 | 62047 | IL | SRMW | 2722.3333 | 285.6667
[13 empty] | 62048 | 62048 | IL | SRMW | 2722.3333 | 285.6667
[13 empty] | 62049 | 62049 | IL | SRMW | 2722.3333 | 285.6667
[13 empty] | 62050 | 62050 | IL | SRMW | 2722.3333 | 285.6667
[13 empty] | 62051 | 62051 | IL | SRMW | 2722.3333 | 285.6667
[13 empty] | 62052 | 62052 | IL | SRMW | 2722.3333 | 285.6667
[13 empty] | 62053 | 62053 | IL | SRMW | 2722.3333 | 285.6667
[13 empty] | 62054 | 62054 | IL | SRMW | 2722.3333 | 285.6667
[13 empty] | 62056 | 62056 | IL | SRMW | 2722.3333 | 285.6667
[13 empty] | 62058 | 62058 | IL | SRMW | 2722.3333 | 285.6667
[13 empty] | 62059 | 62059 | IL | SRMW | 2722.3333 | 285.6667
[13 empty] | 62060 | 62060 | IL | SRMW | 2722.3333 | 285.6667
[13 empty] | 62061 | 62061 | IL | SRMW | 2722.3333 | 285.6667
[13 empty] | 62062 | 62062 | IL | SRMW | 2722.3333 | 285.6667
[13 empty] | 62063 | 62063 | IL | SRMW | 2722.3333 | 285.6667
[13 empty] | 62065 | 62065 | IL | SRMW | 2722.3333 | 285.6667
[13 empty] | 62067 | 62067 | IL | SRMW | 2722.3333 | 285.6667
[13 empty] | 62069 | 62069 | IL | SRMW | 2722.3333 | 285.6667
[13 empty] | 62070 | 62070 | IL | SRMW | 2722.3333 | 285.6667
[13 empty] | 62071 | 62071 | IL | SRMW | 2722.3333 | 285.6667
[13 empty] | 62074 | 62074 | IL | SRMW | 2722.3333 | 285.6667
[13 empty] | 62075 | 62075 | IL | SRMW | 2722.3333 | 285.6667
[13 empty] | 62076 | 62076 | IL | SRMW | 2722.3333 | 285.6667
[13 empty] | 62077 | 62077 | IL | SRMW | 2722.3333 | 285.6667
[13 empty] | 62078 | 62078 | IL | SRMW | 2722.3333 | 285.6667
[13 empty] | 62079 | 62079 | IL | SRMW | 2722.3333 | 285.6667
[13 empty] | 62080 | 62080 | IL | SRMW | 2722.3333 | 285.6667
[13 empty] | 62081 | 62081 | IL | SRMW | 2722.3333 | 285.6667
[13 empty] | 62082 | 62082 | IL | SRMW | 2722.3333 | 285.6667
[13 empty] | 62083 | 62083 | IL | SRMW | 2722.3333 | 285.6667
[13 empty] | 62084 | 62084 | IL | SRMW | 2722.3333 | 285.6667
[13 empty] | 62085 | 62085 | IL | SRMW | 2722.3333 | 285.6667
[13 empty] | 62086 | 62086 | IL | SRMW | 2722.3333 | 285.6667
[13 empty] | 62087 | 62087 | IL | SRMW | 2722.3333 | 285.6667
[13 empty] | 62088 | 62088 | IL | SRMW | 2722.3333 | 285.6667
[13 empty] | 62089 | 62089 | IL | SRMW | 2722.3333 | 285.6667
[13 empty] | 62090 | 62090 | IL | SRMW | 2722.3333 | 285.6667
[13 empty] | 62091 | 62091 | IL | SRMW | 2722.3333 | 285.6667
[13 empty] | 62092 | 62092 | IL | SRMW | 2722.3333 | 285.6667
[13 empty] | 62093 | 62093 | IL | SRMW | 2722.3333 | 285.6667
[13 empty] | 62094 | 62094 | IL | SRMW | 2722.3333 | 285.6667
[13 empty] | 62095 | 62095 | IL | SRMW | 2722.3333 | 285.6667
[13 empty] | 62097 | 62097 | IL | SRMW | 2722.3333 | 285.6667
[13 empty] | 62098 | 62098 | IL | SRMW | 2722.3333 | 285.6667
[13 empty] | 62201 | 62201 | IL | SRMW | 2722.3333 | 285.6667
[13 empty] | 62202 | 62202 | IL | SRMW | 2722.3333 | 285.6667
[13 empty] | 62203 | 62203 | IL | SRMW | 2722.3333 | 285.6667
[13 empty] | 62204 | 62204 | IL | SRMW | 2722.3333 | 285.6667
[13 empty] | 62205 | 62205 | IL | SRMW | 2722.3333 | 285.6667
[13 empty] | 62206 | 62206 | IL | SRMW | 2722.3333 | 285.6667
[13 empty] | 62207 | 62207 | IL | SRMW | 2722.3333 | 285.6667
[13 empty] | 62208 | 62208 | IL | SRMW | 2722.3333 | 285.6667
[13 empty] | 62214 | 62214 | IL | SRMW | 2722.3333 | 285.6667
[13 empty] | 62215 | 62215 | IL | SRMW | 2722.3333 | 285.6667
[13 empty] | 62216 | 62216 | IL | SRMW | 2722.3333 | 285.6667
[13 empty] | 62217 | 62217 | IL | SRMW | 2722.3333 | 285.6667
[13 empty] | 62218 | 62218 | IL | SRMW | 2722.3333 | 285.6667
[13 empty] | 62219 | 62219 | IL | SRMW | 2722.3333 | 285.6667
[13 empty] | 62220 | 62220 | IL | SRMW | 2722.3333 | 285.6667
[13 empty] | 62221 | 62221 | IL | SRMW | 2722.3333 | 285.6667
[13 empty] | 62222 | 62222 | IL | SRMW | 2722.3333 | 285.6667
[13 empty] | 62223 | 62223 | IL | SRMW | 2722.3333 | 285.6667
[13 empty] | 62225 | 62225 | IL | SRMW | 2722.3333 | 285.6667
[13 empty] | 62226 | 62226 | IL | SRMW | 2722.3333 | 285.6667
[13 empty] | 62230 | 62230 | IL | SRMW | 2722.3333 | 285.6667
[13 empty] | 62231 | 62231 | IL | SRMW | 2722.3333 | 285.6667
[13 empty] | 62232 | 62232 | IL | SRMW | 2722.3333 | 285.6667
[13 empty] | 62233 | 62233 | IL | SRMW | 2722.3333 | 285.6667
[13 empty] | 62234 | 62234 | IL | SRMW | 2722.3333 | 285.6667
[13 empty] | 62236 | 62236 | IL | SRMW | 2722.3333 | 285.6667
[13 empty] | 62237 | 62237 | IL | SRMW | 2722.3333 | 285.6667
[13 empty] | 62238 | 62238 | IL | SRMW | 2722.3333 | 285.6667
[13 empty] | 62239 | 62239 | IL | SRMW | 2722.3333 | 285.6667
[13 empty] | 62240 | 62240 | IL | SRMW | 2722.3333 | 285.6667
[13 empty] | 62241 | 62241 | IL | SRMW | 2722.3333 | 285.6667
[13 empty] | 62242 | 62242 | IL | SRMW | 2722.3333 | 285.6667
[13 empty] | 62243 | 62243 | IL | SRMW | 2722.3333 | 285.6667
[13 empty] | 62244 | 62244 | IL | SRMW | 2722.3333 | 285.6667
[13 empty] | 62245 | 62245 | IL | SRMW | 2722.3333 | 285.6667
[13 empty] | 62246 | 62246 | IL | SRMW | 2722.3333 | 285.6667
[13 empty] | 62247 | 62247 | IL | SRMW | 2722.3333 | 285.6667
[13 empty] | 62248 | 62248 | IL | SRMW | 2722.3333 | 285.6667
[13 empty] | 62249 | 62249 | IL | SRMW | 2722.3333 | 285.6667
[13 empty] | 62250 | 62250 | IL | SRMW | 2722.3333 | 285.6667
[13 empty] | 62252 | 62252 | IL | SRMW | 2722.3333 | 285.6667
[13 empty] | 62253 | 62253 | IL | SRMW | 2722.3333 | 285.6667
[13 empty] | 62254 | 62254 | IL | SRMW | 2722.3333 | 285.6667
[13 empty] | 62255 | 62255 | IL | SRMW | 2722.3333 | 285.6667
[13 empty] | 62256 | 62256 | IL | SRMW | 2722.3333 | 285.6667
[13 empty] | 62257 | 62257 | IL | SRMW | 2722.3333 | 285.6667
[13 empty] | 62258 | 62258 | IL | SRMW | 2722.3333 | 285.6667
[13 empty] | 62259 | 62259 | IL | SRMW | 2722.3333 | 285.6667
[13 empty] | 62260 | 62260 | IL | SRMW | 2722.3333 | 285.6667
[13 empty] | 62261 | 62261 | IL | SRMW | 2722.3333 | 285.6667
[13 empty] | 62262 | 62262 | IL | SRMW | 2722.3333 | 285.6667
[13 empty] | 62263 | 62263 | IL | SRMW | 2722.3333 | 285.6667
[13 empty] | 62264 | 62264 | IL | SRMW | 2722.3333 | 285.6667
[13 empty] | 62265 | 62265 | IL | SRMW | 2722.3333 | 285.6667
[13 empty] | 62266 | 62266 | IL | SRMW | 2722.3333 | 285.6667
[13 empty] | 62268 | 62268 | IL | SRMW | 2722.3333 | 285.6667
[13 empty] | 62269 | 62269 | IL | SRMW | 2722.3333 | 285.6667
[13 empty] | 62271 | 62271 | IL | SRMW | 2722.3333 | 285.6667
[13 empty] | 62272 | 62272 | IL | SRMW | 2722.3333 | 285.6667
[13 empty] | 62273 | 62273 | IL | SRMW | 2722.3333 | 285.6667
[13 empty] | 62274 | 62274 | IL | SRMW | 2722.3333 | 285.6667
[13 empty] | 62275 | 62275 | IL | SRMW | 2722.3333 | 285.6667
[13 empty] | 62277 | 62277 | IL | SRMW | 2722.3333 | 285.6667
[13 empty] | 62278 | 62278 | IL | SRMW | 2722.3333 | 285.6667
[13 empty] | 62279 | 62279 | IL | SRMW | 2722.3333 | 285.6667
[13 empty] | 62280 | 62280 | IL | SRMW | 2722.3333 | 285.6667
[13 empty] | 62281 | 62281 | IL | SRMW | 2722.3333 | 285.6667
[13 empty] | 62282 | 62282 | IL | SRMW | 2722.3333 | 285.6667
[13 empty] | 62284 | 62284 | IL | SRMW | 2722.3333 | 285.6667
[13 empty] | 62285 | 62285 | IL | SRMW | 2722.3333 | 285.6667
[13 empty] | 62286 | 62286 | IL | SRMW | 2722.3333 | 285.6667
[13 empty] | 62288 | 62288 | IL | SRMW | 2722.3333 | 285.6667
[13 empty] | 62289 | 62289 | IL | SRMW | 2722.3333 | 285.6667
[13 empty] | 62292 | 62292 | IL | SRMW | 2722.3333 | 285.6667
[13 empty] | 62293 | 62293 | IL | SRMW | 2722.3333 | 285.6667
[13 empty] | 62294 | 62294 | IL | SRMW | 2722.3333 | 285.6667
[13 empty] | 62295 | 62295 | IL | SRMW | 2722.3333 | 285.6667
[13 empty] | 62297 | 62297 | IL | SRMW | 2722.3333 | 285.6667
[13 empty] | 62298 | 62298 | IL | SRMW | 2722.3333 | 285.6667
[13 empty] | 62301 | 62301 | IL | SRMW | 2722.3333 | 285.6667
[13 empty] | 62305 | 62305 | IL | SRMW | 2722.3333 | 285.6667
[13 empty] | 62306 | 62306 | IL | SRMW | 2722.3333 | 285.6667
[13 empty] | 62311 | 62311 | IL | SRMW | 2722.3333 | 285.6667
[13 empty] | 62312 | 62312 | IL | SRMW | 2722.3333 | 285.6667
[13 empty] | 62313 | 62313 | IL | SRMW | 2722.3333 | 285.6667
[13 empty] | 62314 | 62314 | IL | SRMW | 2722.3333 | 285.6667
[13 empty] | 62316 | 62316 | IL | SRMW | 2722.3333 | 285.6667
[13 empty] | 62319 | 62319 | IL | SRMW | 2722.3333 | 285.6667
[13 empty] | 62320 | 62320 | IL | SRMW | 2722.3333 | 285.6667
[13 empty] | 62321 | 62321 | IL | SRMW | 2722.3333 | 285.6667
[13 empty] | 62323 | 62323 | IL | SRMW | 2722.3333 | 285.6667
[13 empty] | 62324 | 62324 | IL | SRMW | 2722.3333 | 285.6667
[13 empty] | 62325 | 62325 | IL | SRMW | 2722.3333 | 285.6667
[13 empty] | 62326 | 62326 | IL | SRMW | 2722.3333 | 285.6667
[13 empty] | 62329 | 62329 | IL | SRMW | 2722.3333 | 285.6667
[13 empty] | 62330 | 62330 | IL | SRMW | 2722.3333 | 285.6667
[13 empty] | 62334 | 62334 | IL | SRMW | 2722.3333 | 285.6667
[13 empty] | 62336 | 62336 | IL | SRMW | 2722.3333 | 285.6667
[13 empty] | 62338 | 62338 | IL | SRMW | 2722.3333 | 285.6667
[13 empty] | 62339 | 62339 | IL | SRMW | 2722.3333 | 285.6667
[13 empty] | 62340 | 62340 | IL | SRMW | 2722.3333 | 285.6667
[13 empty] | 62341 | 62341 | IL | SRMW | 2722.3333 | 285.6667
[13 empty] | 62343 | 62343 | IL | SRMW | 2722.3333 | 285.6667
[13 empty] | 62344 | 62344 | IL | SRMW | 2722.3333 | 285.6667
[13 empty] | 62345 | 62345 | IL | SRMW | 2722.3333 | 285.6667
[13 empty] | 62346 | 62346 | IL | SRMW | 2722.3333 | 285.6667
[13 empty] | 62347 | 62347 | IL | SRMW | 2722.3333 | 285.6667
[13 empty] | 62348 | 62348 | IL | SRMW | 2722.3333 | 285.6667
[13 empty] | 62349 | 62349 | IL | SRMW | 2722.3333 | 285.6667
[13 empty] | 62351 | 62351 | IL | SRMW | 2722.3333 | 285.6667
[13 empty] | 62352 | 62352 | IL | SRMW | 2722.3333 | 285.6667
[13 empty] | 62353 | 62353 | IL | SRMW | 2722.3333 | 285.6667
[13 empty] | 62354 | 62354 | IL | SRMW | 2722.3333 | 285.6667
[13 empty] | 62355 | 62355 | IL | SRMW | 2722.3333 | 285.6667
[13 empty] | 62356 | 62356 | IL | SRMW | 2722.3333 | 285.6667
[13 empty] | 62357 | 62357 | IL | SRMW | 2722.3333 | 285.6667
[13 empty] | 62358 | 62358 | IL | SRMW | 2722.3333 | 285.6667
[13 empty] | 62359 | 62359 | IL | SRMW | 2722.3333 | 285.6667
[13 empty] | 62360 | 62360 | IL | SRMW | 2722.3333 | 285.6667
[13 empty] | 62361 | 62361 | IL | SRMW | 2722.3333 | 285.6667
[13 empty] | 62362 | 62362 | IL | SRMW | 2722.3333 | 285.6667
[13 empty] | 62363 | 62363 | IL | SRMW | 2722.3333 | 285.6667
[13 empty] | 62365 | 62365 | IL | SRMW | 2722.3333 | 285.6667
[13 empty] | 62366 | 62366 | IL | SRMW | 2722.3333 | 285.6667
[13 empty] | 62367 | 62367 | IL | SRMW | 2722.3333 | 285.6667
[13 empty] | 62370 | 62370 | IL | SRMW | 2722.3333 | 285.6667
[13 empty] | 62373 | 62373 | IL | SRMW | 2722.3333 | 285.6667
[13 empty] | 62374 | 62374 | IL | SRMW | 2722.3333 | 285.6667
[13 empty] | 62375 | 62375 | IL | SRMW | 2722.3333 | 285.6667
[13 empty] | 62376 | 62376 | IL | SRMW | 2722.3333 | 285.6667
[13 empty] | 62378 | 62378 | IL | SRMW | 2722.3333 | 285.6667
[13 empty] | 62379 | 62379 | IL | SRMW | 2722.3333 | 285.6667
[13 empty] | 62380 | 62380 | IL | SRMW | 2722.3333 | 285.6667
[13 empty] | 62401 | 62401 | IL | SRMW | 2722.3333 | 285.6667
[13 empty] | 62410 | 62410 | IL | SRMW | 2722.3333 | 285.6667
[13 empty] | 62411 | 62411 | IL | SRMW | 2722.3333 | 285.6667
[13 empty] | 62413 | 62413 | IL | SRMW | 2722.3333 | 285.6667
[13 empty] | 62414 | 62414 | IL | SRMW | 2722.3333 | 285.6667
[13 empty] | 62417 | 62417 | IL | SRMW | 2722.3333 | 285.6667
[13 empty] | 62418 | 62418 | IL | SRMW | 2722.3333 | 285.6667
[13 empty] | 62419 | 62419 | IL | SRMW | 2722.3333 | 285.6667
[13 empty] | 62420 | 62420 | IL | SRMW | 2722.3333 | 285.6667
[13 empty] | 62421 | 62421 | IL | SRMW | 2722.3333 | 285.6667
[13 empty] | 62422 | 62422 | IL | SRMW | 2722.3333 | 285.6667
[13 empty] | 62423 | 62423 | IL | SRMW | 2722.3333 | 285.6667
[13 empty] | 62424 | 62424 | IL | SRMW | 2722.3333 | 285.6667
[13 empty] | 62425 | 62425 | IL | SRMW | 2722.3333 | 285.6667
[13 empty] | 62426 | 62426 | IL | SRMW | 2722.3333 | 285.6667
[13 empty] | 62427 | 62427 | IL | SRMW | 2722.3333 | 285.6667
[13 empty] | 62428 | 62428 | IL | SRMW | 2722.3333 | 285.6667
[13 empty] | 62431 | 62431 | IL | SRMW | 2722.3333 | 285.6667
[13 empty] | 62432 | 62432 | IL | SRMW | 2722.3333 | 285.6667
[13 empty] | 62433 | 62433 | IL | SRMW | 2722.3333 | 285.6667
[13 empty] | 62434 | 62434 | IL | SRMW | 2722.3333 | 285.6667
[13 empty] | 62435 | 62435 | IL | SRMW | 2722.3333 | 285.6667
[13 empty] | 62436 | 62436 | IL | SRMW | 2722.3333 | 285.6667
[13 empty] | 62438 | 62438 | IL | SRMW | 2722.3333 | 285.6667
[13 empty] | 62439 | 62439 | IL | SRMW | 2722.3333 | 285.6667
[13 empty] | 62440 | 62440 | IL | SRMW | 2722.3333 | 285.6667
[13 empty] | 62441 | 62441 | IL | SRMW | 2722.3333 | 285.6667
[13 empty] | 62442 | 62442 | IL | SRMW | 2722.3333 | 285.6667
[13 empty] | 62443 | 62443 | IL | SRMW | 2722.3333 | 285.6667
[13 empty] | 62444 | 62444 | IL | SRMW | 2722.3333 | 285.6667
[13 empty] | 62445 | 62445 | IL | SRMW | 2722.3333 | 285.6667
[13 empty] | 62446 | 62446 | IL | SRMW | 2722.3333 | 285.6667
[13 empty] | 62447 | 62447 | IL | SRMW | 2722.3333 | 285.6667
[13 empty] | 62448 | 62448 | IL | SRMW | 2722.3333 | 285.6667
[13 empty] | 62449 | 62449 | IL | SRMW | 2722.3333 | 285.6667
[13 empty] | 62450 | 62450 | IL | SRMW | 2722.3333 | 285.6667
[13 empty] | 62451 | 62451 | IL | SRMW | 2722.3333 | 285.6667
[13 empty] | 62452 | 62452 | IL | SRMW | 2722.3333 | 285.6667
[13 empty] | 62454 | 62454 | IL | SRMW | 2722.3333 | 285.6667
[13 empty] | 62458 | 62458 | IL | SRMW | 2722.3333 | 285.6667
[13 empty] | 62459 | 62459 | IL | SRMW | 2722.3333 | 285.6667
[13 empty] | 62460 | 62460 | IL | SRMW | 2722.3333 | 285.6667
[13 empty] | 62461 | 62461 | IL | SRMW | 2722.3333 | 285.6667
[13 empty] | 62462 | 62462 | IL | SRMW | 2722.3333 | 285.6667
[13 empty] | 62463 | 62463 | IL | SRMW | 2722.3333 | 285.6667
[13 empty] | 62464 | 62464 | IL | SRMW | 2722.3333 | 285.6667
[13 empty] | 62465 | 62465 | IL | SRMW | 2722.3333 | 285.6667
[13 empty] | 62466 | 62466 | IL | SRMW | 2722.3333 | 285.6667
[13 empty] | 62467 | 62467 | IL | SRMW | 2722.3333 | 285.6667
[13 empty] | 62468 | 62468 | IL | SRMW | 2722.3333 | 285.6667
[13 empty] | 62469 | 62469 | IL | SRMW | 2722.3333 | 285.6667
[13 empty] | 62471 | 62471 | IL | SRMW | 2722.3333 | 285.6667
[13 empty] | 62473 | 62473 | IL | SRMW | 2722.3333 | 285.6667
[13 empty] | 62474 | 62474 | IL | SRMW | 2722.3333 | 285.6667
[13 empty] | 62475 | 62475 | IL | SRMW | 2722.3333 | 285.6667
[13 empty] | 62476 | 62476 | IL | SRMW | 2722.3333 | 285.6667
[13 empty] | 62477 | 62477 | IL | SRMW | 2722.3333 | 285.6667
[13 empty] | 62478 | 62478 | IL | SRMW | 2722.3333 | 285.6667
[13 empty] | 62479 | 62479 | IL | SRMW | 2722.3333 | 285.6667
[13 empty] | 62480 | 62480 | IL | SRMW | 2722.3333 | 285.6667
[13 empty] | 62481 | 62481 | IL | SRMW | 2722.3333 | 285.6667
[13 empty] | 62501 | 62501 | IL | SRMW | 2722.3333 | 285.6667
[13 empty] | 62510 | 62510 | IL | SRMW | 2722.3333 | 285.6667
[13 empty] | 62512 | 62512 | IL | SRMW | 2722.3333 | 285.6667
[13 empty] | 62513 | 62513 | IL | SRMW | 2722.3333 | 285.6667
[13 empty] | 62514 | 62514 | IL | SRMW | 2722.3333 | 285.6667
[13 empty] | 62515 | 62515 | IL | SRMW | 2722.3333 | 285.6667
[13 empty] | 62517 | 62517 | IL | SRMW | 2722.3333 | 285.6667
[13 empty] | 62518 | 62518 | IL | SRMW | 2722.3333 | 285.6667
[13 empty] | 62519 | 62519 | IL | SRMW | 2722.3333 | 285.6667
[13 empty] | 62520 | 62520 | IL | SRMW | 2722.3333 | 285.6667
[13 empty] | 62521 | 62521 | IL | SRMW | 2722.3333 | 285.6667
[13 empty] | 62522 | 62522 | IL | SRMW | 2722.3333 | 285.6667
[13 empty] | 62523 | 62523 | IL | SRMW | 2722.3333 | 285.6667
[13 empty] | 62524 | 62524 | IL | SRMW | 2722.3333 | 285.6667
[13 empty] | 62525 | 62525 | IL | SRMW | 2722.3333 | 285.6667
[13 empty] | 62526 | 62526 | IL | SRMW | 2722.3333 | 285.6667
[13 empty] | 62530 | 62530 | IL | SRMW | 2722.3333 | 285.6667
[13 empty] | 62531 | 62531 | IL | SRMW | 2722.3333 | 285.6667
[13 empty] | 62532 | 62532 | IL | SRMW | 2722.3333 | 285.6667
[13 empty] | 62533 | 62533 | IL | SRMW | 2722.3333 | 285.6667
[13 empty] | 62534 | 62534 | IL | SRMW | 2722.3333 | 285.6667
[13 empty] | 62535 | 62535 | IL | SRMW | 2722.3333 | 285.6667
[13 empty] | 62536 | 62536 | IL | SRMW | 2722.3333 | 285.6667
[13 empty] | 62537 | 62537 | IL | SRMW | 2722.3333 | 285.6667
[13 empty] | 62538 | 62538 | IL | SRMW | 2722.3333 | 285.6667
[13 empty] | 62539 | 62539 | IL | SRMW | 2722.3333 | 285.6667
[13 empty] | 62540 | 62540 | IL | SRMW | 2722.3333 | 285.6667
[13 empty] | 62541 | 62541 | IL | SRMW | 2722.3333 | 285.6667
[13 empty] | 62543 | 62543 | IL | SRMW | 2722.3333 | 285.6667
[13 empty] | 62544 | 62544 | IL | SRMW | 2722.3333 | 285.6667
[13 empty] | 62545 | 62545 | IL | SRMW | 2722.3333 | 285.6667
[13 empty] | 62546 | 62546 | IL | SRMW | 2722.3333 | 285.6667
[13 empty] | 62547 | 62547 | IL | SRMW | 2722.3333 | 285.6667
[13 empty] | 62548 | 62548 | IL | SRMW | 2722.3333 | 285.6667
[13 empty] | 62549 | 62549 | IL | SRMW | 2722.3333 | 285.6667
[13 empty] | 62550 | 62550 | IL | SRMW | 2722.3333 | 285.6667
[13 empty] | 62551 | 62551 | IL | SRMW | 2722.3333 | 285.6667
[13 empty] | 62553 | 62553 | IL | SRMW | 2722.3333 | 285.6667
[13 empty] | 62554 | 62554 | IL | SRMW | 2722.3333 | 285.6667
[13 empty] | 62555 | 62555 | IL | SRMW | 2722.3333 | 285.6667
[13 empty] | 62556 | 62556 | IL | SRMW | 2722.3333 | 285.6667
[13 empty] | 62557 | 62557 | IL | SRMW | 2722.3333 | 285.6667
[13 empty] | 62558 | 62558 | IL | SRMW | 2722.3333 | 285.6667
[13 empty] | 62560 | 62560 | IL | SRMW | 2722.3333 | 285.6667
[13 empty] | 62561 | 62561 | IL | SRMW | 2722.3333 | 285.6667
[13 empty] | 62563 | 62563 | IL | SRMW | 2722.3333 | 285.6667
[13 empty] | 62565 | 62565 | IL | SRMW | 2722.3333 | 285.6667
[13 empty] | 62567 | 62567 | IL | SRMW | 2722.3333 | 285.6667
[13 empty] | 62568 | 62568 | IL | SRMW | 2722.3333 | 285.6667
[13 empty] | 62570 | 62570 | IL | SRMW | 2722.3333 | 285.6667
[13 empty] | 62571 | 62571 | IL | SRMW | 2722.3333 | 285.6667
[13 empty] | 62572 | 62572 | IL | SRMW | 2722.3333 | 285.6667
[13 empty] | 62573 | 62573 | IL | SRMW | 2722.3333 | 285.6667
[13 empty] | 62601 | 62601 | IL | SRMW | 2722.3333 | 285.6667
[13 empty] | 62610 | 62610 | IL | SRMW | 2722.3333 | 285.6667
[13 empty] | 62611 | 62611 | IL | SRMW | 2722.3333 | 285.6667
[13 empty] | 62612 | 62612 | IL | SRMW | 2722.3333 | 285.6667
[13 empty] | 62613 | 62613 | IL | SRMW | 2722.3333 | 285.6667
[13 empty] | 62615 | 62615 | IL | SRMW | 2722.3333 | 285.6667
[13 empty] | 62617 | 62617 | IL | SRMW | 2722.3333 | 285.6667
[13 empty] | 62618 | 62618 | IL | SRMW | 2722.3333 | 285.6667
[13 empty] | 62621 | 62621 | IL | SRMW | 2722.3333 | 285.6667
[13 empty] | 62622 | 62622 | IL | SRMW | 2722.3333 | 285.6667
[13 empty] | 62624 | 62624 | IL | SRMW | 2722.3333 | 285.6667
[13 empty] | 62625 | 62625 | IL | SRMW | 2722.3333 | 285.6667
[13 empty] | 62626 | 62626 | IL | SRMW | 2722.3333 | 285.6667
[13 empty] | 62627 | 62627 | IL | SRMW | 2722.3333 | 285.6667
[13 empty] | 62628 | 62628 | IL | SRMW | 2722.3333 | 285.6667
[13 empty] | 62629 | 62629 | IL | SRMW | 2722.3333 | 285.6667
[13 empty] | 62630 | 62630 | IL | SRMW | 2722.3333 | 285.6667
[13 empty] | 62631 | 62631 | IL | SRMW | 2722.3333 | 285.6667
[13 empty] | 62633 | 62633 | IL | SRMW | 2722.3333 | 285.6667
[13 empty] | 62634 | 62634 | IL | SRMW | 2722.3333 | 285.6667
[13 empty] | 62635 | 62635 | IL | SRMW | 2722.3333 | 285.6667
[13 empty] | 62638 | 62638 | IL | SRMW | 2722.3333 | 285.6667
[13 empty] | 62639 | 62639 | IL | SRMW | 2722.3333 | 285.6667
[13 empty] | 62640 | 62640 | IL | SRMW | 2722.3333 | 285.6667
[13 empty] | 62642 | 62642 | IL | SRMW | 2722.3333 | 285.6667
[13 empty] | 62643 | 62643 | IL | SRMW | 2722.3333 | 285.6667
[13 empty] | 62644 | 62644 | IL | SRMW | 2722.3333 | 285.6667
[13 empty] | 62649 | 62649 | IL | SRMW | 2722.3333 | 285.6667
[13 empty] | 62650 | 62650 | IL | SRMW | 2722.3333 | 285.6667
[13 empty] | 62651 | 62651 | IL | SRMW | 2722.3333 | 285.6667
[13 empty] | 62655 | 62655 | IL | SRMW | 2722.3333 | 285.6667
[13 empty] | 62656 | 62656 | IL | SRMW | 2722.3333 | 285.6667
[13 empty] | 62659 | 62659 | IL | SRMW | 2722.3333 | 285.6667
[13 empty] | 62660 | 62660 | IL | SRMW | 2722.3333 | 285.6667
[13 empty] | 62661 | 62661 | IL | SRMW | 2722.3333 | 285.6667
[13 empty] | 62662 | 62662 | IL | SRMW | 2722.3333 | 285.6667
[13 empty] | 62663 | 62663 | IL | SRMW | 2722.3333 | 285.6667
[13 empty] | 62664 | 62664 | IL | SRMW | 2722.3333 | 285.6667
[13 empty] | 62665 | 62665 | IL | SRMW | 2722.3333 | 285.6667
[13 empty] | 62666 | 62666 | IL | SRMW | 2722.3333 | 285.6667
[13 empty] | 62667 | 62667 | IL | SRMW | 2722.3333 | 285.6667
[13 empty] | 62668 | 62668 | IL | SRMW | 2722.3333 | 285.6667
[13 empty] | 62670 | 62670 | IL | SRMW | 2722.3333 | 285.6667
[13 empty] | 62671 | 62671 | IL | SRMW | 2722.3333 | 285.6667
[13 empty] | 62672 | 62672 | IL | SRMW | 2722.3333 | 285.6667
[13 empty] | 62673 | 62673 | IL | SRMW | 2722.3333 | 285.6667
[13 empty] | 62674 | 62674 | IL | SRMW | 2722.3333 | 285.6667
[13 empty] | 62675 | 62675 | IL | SRMW | 2722.3333 | 285.6667
[13 empty] | 62677 | 62677 | IL | SRMW | 2722.3333 | 285.6667
[13 empty] | 62681 | 62681 | IL | SRMW | 2722.3333 | 285.6667
[13 empty] | 62682 | 62682 | IL | SRMW | 2722.3333 | 285.6667
[13 empty] | 62683 | 62683 | IL | SRMW | 2722.3333 | 285.6667
[13 empty] | 62684 | 62684 | IL | SRMW | 2722.3333 | 285.6667
[13 empty] | 62685 | 62685 | IL | SRMW | 2722.3333 | 285.6667
[13 empty] | 62688 | 62688 | IL | SRMW | 2722.3333 | 285.6667
[13 empty] | 62689 | 62689 | IL | SRMW | 2722.3333 | 285.6667
[13 empty] | 62690 | 62690 | IL | SRMW | 2722.3333 | 285.6667
[13 empty] | 62691 | 62691 | IL | SRMW | 2722.3333 | 285.6667
[13 empty] | 62692 | 62692 | IL | SRMW | 2722.3333 | 285.6667
[13 empty] | 62693 | 62693 | IL | SRMW | 2722.3333 | 285.6667
[13 empty] | 62694 | 62694 | IL | SRMW | 2722.3333 | 285.6667
[13 empty] | 62695 | 62695 | IL | SRMW | 2722.3333 | 285.6667
[13 empty] | 62701 | 62701 | IL | SRMW | 2466 | 355.3333
[13 empty] | 62702 | 62702 | IL | SRMW | 2466 | 355.3333
[13 empty] | 62703 | 62703 | IL | SRMW | 2466 | 355.3333
[13 empty] | 62704 | 62704 | IL | SRMW | 2466 | 355.3333
[13 empty] | 62705 | 62705 | IL | SRMW | 2466 | 355.3333
[13 empty] | 62706 | 62706 | IL | SRMW | 2466 | 355.3333
[13 empty] | 62707 | 62707 | IL | SRMW | 2466 | 355.3333
[13 empty] | 62708 | 62708 | IL | SRMW | 2466 | 355.3333
[13 empty] | 62711 | 62711 | IL | SRMW | 2466 | 355.3333
[13 empty] | 62712 | 62712 | IL | SRMW | 2466 | 355.3333
[13 empty] | 62715 | 62715 | IL | SRMW | 2466 | 355.3333
[13 empty] | 62716 | 62716 | IL | SRMW | 2466 | 355.3333
[13 empty] | 62719 | 62719 | IL | SRMW | 2466 | 355.3333
[13 empty] | 62721 | 62721 | IL | SRMW | 2466 | 355.3333
[13 empty] | 62722 | 62722 | IL | SRMW | 2466 | 355.3333
[13 empty] | 62723 | 62723 | IL | SRMW | 2466 | 355.3333
[13 empty] | 62726 | 62726 | IL | SRMW | 2466 | 355.3333
[13 empty] | 62736 | 62736 | IL | SRMW | 2466 | 355.3333
[13 empty] | 62739 | 62739 | IL | SRMW | 2466 | 355.3333
[13 empty] | 62746 | 62746 | IL | SRMW | 2466 | 355.3333
[13 empty] | 62756 | 62756 | IL | SRMW | 2466 | 355.3333
[13 empty] | 62757 | 62757 | IL | SRMW | 2466 | 355.3333
[13 empty] | 62761 | 62761 | IL | SRMW | 2466 | 355.3333
[13 empty] | 62762 | 62762 | IL | SRMW | 2466 | 355.3333
[13 empty] | 62763 | 62763 | IL | SRMW | 2466 | 355.3333
[13 empty] | 62764 | 62764 | IL | SRMW | 2466 | 355.3333
[13 empty] | 62765 | 62765 | IL | SRMW | 2466 | 355.3333
[13 empty] | 62766 | 62766 | IL | SRMW | 2466 | 355.3333
[13 empty] | 62767 | 62767 | IL | SRMW | 2466 | 355.3333
[13 empty] | 62769 | 62769 | IL | SRMW | 2466 | 355.3333
[13 empty] | 62776 | 62776 | IL | SRMW | 2466 | 355.3333
[13 empty] | 62777 | 62777 | IL | SRMW | 2466 | 355.3333
[13 empty] | 62781 | 62781 | IL | SRMW | 2466 | 355.3333
[13 empty] | 62786 | 62786 | IL | SRMW | 2466 | 355.3333
[13 empty] | 62791 | 62791 | IL | SRMW | 2466 | 355.3333
[13 empty] | 62794 | 62794 | IL | SRMW | 2466 | 355.3333
[13 empty] | 62796 | 62796 | IL | SRMW | 2466 | 355.3333
[13 empty] | 62801 | 62801 | IL | SRMW | 2466 | 355.3333
[13 empty] | 62803 | 62803 | IL | SRMW | 2466 | 355.3333
[13 empty] | 62805 | 62805 | IL | SRMW | 2466 | 355.3333
[13 empty] | 62806 | 62806 | IL | SRMW | 2466 | 355.3333
[13 empty] | 62807 | 62807 | IL | SRMW | 2466 | 355.3333
[13 empty] | 62808 | 62808 | IL | SRMW | 2466 | 355.3333
[13 empty] | 62809 | 62809 | IL | SRMW | 2466 | 355.3333
[13 empty] | 62810 | 62810 | IL | SRMW | 2466 | 355.3333
[13 empty] | 62811 | 62811 | IL | SRMW | 2466 | 355.3333
[13 empty] | 62812 | 62812 | IL | SRMW | 2466 | 355.3333
[13 empty] | 62814 | 62814 | IL | SRMW | 2466 | 355.3333
[13 empty] | 62815 | 62815 | IL | SRMW | 2466 | 355.3333
[13 empty] | 62816 | 62816 | IL | SRMW | 2466 | 355.3333
[13 empty] | 62817 | 62817 | IL | SRMW | 2466 | 355.3333
[13 empty] | 62818 | 62818 | IL | SRMW | 2466 | 355.3333
[13 empty] | 62819 | 62819 | IL | SRMW | 2466 | 355.3333
[13 empty] | 62820 | 62820 | IL | SRMW | 2466 | 355.3333
[13 empty] | 62821 | 62821 | IL | SRMW | 2466 | 355.3333
[13 empty] | 62822 | 62822 | IL | SRMW | 2466 | 355.3333
[13 empty] | 62823 | 62823 | IL | SRMW | 2466 | 355.3333
[13 empty] | 62824 | 62824 | IL | SRMW | 2466 | 355.3333
[13 empty] | 62825 | 62825 | IL | SRMW | 2466 | 355.3333
[13 empty] | 62827 | 62827 | IL | SRMW | 2466 | 355.3333
[13 empty] | 62828 | 62828 | IL | SRMW | 2466 | 355.3333
[13 empty] | 62829 | 62829 | IL | SRMW | 2466 | 355.3333
[13 empty] | 62830 | 62830 | IL | SRMW | 2466 | 355.3333
[13 empty] | 62831 | 62831 | IL | SRMW | 2466 | 355.3333
[13 empty] | 62832 | 62832 | IL | SRMW | 2466 | 355.3333
[13 empty] | 62833 | 62833 | IL | SRMW | 2466 | 355.3333
[13 empty] | 62834 | 62834 | IL | SRMW | 2466 | 355.3333
[13 empty] | 62835 | 62835 | IL | SRMW | 2466 | 355.3333
[13 empty] | 62836 | 62836 | IL | SRMW | 2466 | 355.3333
[13 empty] | 62837 | 62837 | IL | SRMW | 2466 | 355.3333
[13 empty] | 62838 | 62838 | IL | SRMW | 2466 | 355.3333
[13 empty] | 62839 | 62839 | IL | SRMW | 2466 | 355.3333
[13 empty] | 62840 | 62840 | IL | SRMW | 2466 | 355.3333
[13 empty] | 62841 | 62841 | IL | SRMW | 2466 | 355.3333
[13 empty] | 62842 | 62842 | IL | SRMW | 2466 | 355.3333
[13 empty] | 62843 | 62843 | IL | SRMW | 2466 | 355.3333
[13 empty] | 62844 | 62844 | IL | SRMW | 2466 | 355.3333
[13 empty] | 62846 | 62846 | IL | SRMW | 2466 | 355.3333
[13 empty] | 62848 | 62848 | IL | SRMW | 2466 | 355.3333
[13 empty] | 62849 | 62849 | IL | SRMW | 2466 | 355.3333
[13 empty] | 62850 | 62850 | IL | SRMW | 2466 | 355.3333
[13 empty] | 62851 | 62851 | IL | SRMW | 2466 | 355.3333
[13 empty] | 62852 | 62852 | IL | SRMW | 2466 | 355.3333
[13 empty] | 62853 | 62853 | IL | SRMW | 2466 | 355.3333
[13 empty] | 62854 | 62854 | IL | SRMW | 2466 | 355.3333
[13 empty] | 62855 | 62855 | IL | SRMW | 2466 | 355.3333
[13 empty] | 62856 | 62856 | IL | SRMW | 2466 | 355.3333
[13 empty] | 62857 | 62857 | IL | SRMW | 2466 | 355.3333
[13 empty] | 62858 | 62858 | IL | SRMW | 2466 | 355.3333
[13 empty] | 62859 | 62859 | IL | SRMW | 2466 | 355.3333
[13 empty] | 62860 | 62860 | IL | SRMW | 2466 | 355.3333
[13 empty] | 62861 | 62861 | IL | SRMW | 2466 | 355.3333
[13 empty] | 62862 | 62862 | IL | SRMW | 2466 | 355.3333
[13 empty] | 62863 | 62863 | IL | SRMW | 2466 | 355.3333
[13 empty] | 62864 | 62864 | IL | SRMW | 2466 | 355.3333
[13 empty] | 62865 | 62865 | IL | SRMW | 2466 | 355.3333
[13 empty] | 62866 | 62866 | IL | SRMW | 2466 | 355.3333
[13 empty] | 62867 | 62867 | IL | SRMW | 2466 | 355.3333
[13 empty] | 62868 | 62868 | IL | SRMW | 2466 | 355.3333
[13 empty] | 62869 | 62869 | IL | SRMW | 2466 | 355.3333
[13 empty] | 62870 | 62870 | IL | SRMW | 2466 | 355.3333
[13 empty] | 62871 | 62871 | IL | SRMW | 2466 | 355.3333
[13 empty] | 62872 | 62872 | IL | SRMW | 2466 | 355.3333
[13 empty] | 62874 | 62874 | IL | SRMW | 2466 | 355.3333
[13 empty] | 62875 | 62875 | IL | SRMW | 2466 | 355.3333
[13 empty] | 62876 | 62876 | IL | SRMW | 2466 | 355.3333
[13 empty] | 62877 | 62877 | IL | SRMW | 2466 | 355.3333
[13 empty] | 62878 | 62878 | IL | SRMW | 2466 | 355.3333
[13 empty] | 62879 | 62879 | IL | SRMW | 2466 | 355.3333
[13 empty] | 62880 | 62880 | IL | SRMW | 2466 | 355.3333
[13 empty] | 62881 | 62881 | IL | SRMW | 2466 | 355.3333
[13 empty] | 62882 | 62882 | IL | SRMW | 2466 | 355.3333
[13 empty] | 62883 | 62883 | IL | SRMW | 2466 | 355.3333
[13 empty] | 62884 | 62884 | IL | SRMW | 2466 | 355.3333
[13 empty] | 62885 | 62885 | IL | SRMW | 2466 | 355.3333
[13 empty] | 62886 | 62886 | IL | SRMW | 2466 | 355.3333
[13 empty] | 62887 | 62887 | IL | SRMW | 2466 | 355.3333
[13 empty] | 62888 | 62888 | IL | SRMW | 2466 | 355.3333
[13 empty] | 62889 | 62889 | IL | SRMW | 2466 | 355.3333
[13 empty] | 62890 | 62890 | IL | SRMW | 2466 | 355.3333
[13 empty] | 62891 | 62891 | IL | SRMW | 2466 | 355.3333
[13 empty] | 62892 | 62892 | IL | SRMW | 2466 | 355.3333
[13 empty] | 62893 | 62893 | IL | SRMW | 2466 | 355.3333
[13 empty] | 62894 | 62894 | IL | SRMW | 2466 | 355.3333
[13 empty] | 62895 | 62895 | IL | SRMW | 2466 | 355.3333
[13 empty] | 62896 | 62896 | IL | SRMW | 2466 | 355.3333
[13 empty] | 62897 | 62897 | IL | SRMW | 2466 | 355.3333
[13 empty] | 62898 | 62898 | IL | SRMW | 2466 | 355.3333
[13 empty] | 62899 | 62899 | IL | SRMW | 2466 | 355.3333
[13 empty] | 62901 | 62901 | IL | SRMW | 2466 | 355.3333
[13 empty] | 62902 | 62902 | IL | SRMW | 2466 | 355.3333
[13 empty] | 62903 | 62903 | IL | SRMW | 2466 | 355.3333
[13 empty] | 62905 | 62905 | IL | SRMW | 2466 | 355.3333
[13 empty] | 62906 | 62906 | IL | SRMW | 2466 | 355.3333
[13 empty] | 62907 | 62907 | IL | SRMW | 2466 | 355.3333
[13 empty] | 62908 | 62908 | IL | SRMW | 2466 | 355.3333
[13 empty] | 62909 | 62909 | IL | SRMW | 2466 | 355.3333
[13 empty] | 62910 | 62910 | IL | SRMW | 2466 | 355.3333
[13 empty] | 62912 | 62912 | IL | SRMW | 2466 | 355.3333
[13 empty] | 62914 | 62914 | IL | SRMW | 2466 | 355.3333
[13 empty] | 62915 | 62915 | IL | SRMW | 2466 | 355.3333
[13 empty] | 62916 | 62916 | IL | SRMW | 2466 | 355.3333
[13 empty] | 62917 | 62917 | IL | SRMW | 2466 | 355.3333
[13 empty] | 62918 | 62918 | IL | SRMW | 2466 | 355.3333
[13 empty] | 62919 | 62919 | IL | SRMW | 2466 | 355.3333
[13 empty] | 62920 | 62920 | IL | SRMW | 2466 | 355.3333
[13 empty] | 62921 | 62921 | IL | SRMW | 2466 | 355.3333
[13 empty] | 62922 | 62922 | IL | SRMW | 2466 | 355.3333
[13 empty] | 62923 | 62923 | IL | SRMW | 2466 | 355.3333
[13 empty] | 62924 | 62924 | IL | SRMW | 2466 | 355.3333
[13 empty] | 62926 | 62926 | IL | SRMW | 2466 | 355.3333
[13 empty] | 62927 | 62927 | IL | SRMW | 2466 | 355.3333
[13 empty] | 62928 | 62928 | IL | SRMW | 2466 | 355.3333
[13 empty] | 62930 | 62930 | IL | SRMW | 2466 | 355.3333
[13 empty] | 62931 | 62931 | IL | SRMW | 2466 | 355.3333
[13 empty] | 62932 | 62932 | IL | SRMW | 2466 | 355.3333
[13 empty] | 62933 | 62933 | IL | SRMW | 2466 | 355.3333
[13 empty] | 62934 | 62934 | IL | SRMW | 2466 | 355.3333
[13 empty] | 62935 | 62935 | IL | SRMW | 2466 | 355.3333
[13 empty] | 62938 | 62938 | IL | SRMW | 2466 | 355.3333
[13 empty] | 62939 | 62939 | IL | SRMW | 2466 | 355.3333
[13 empty] | 62940 | 62940 | IL | SRMW | 2466 | 355.3333
[13 empty] | 62941 | 62941 | IL | SRMW | 2466 | 355.3333
[13 empty] | 62942 | 62942 | IL | SRMW | 2466 | 355.3333
[13 empty] | 62943 | 62943 | IL | SRMW | 2466 | 355.3333
[13 empty] | 62946 | 62946 | IL | SRMW | 2466 | 355.3333
[13 empty] | 62947 | 62947 | IL | SRMW | 2466 | 355.3333
[13 empty] | 62948 | 62948 | IL | SRMW | 2466 | 355.3333
[13 empty] | 62949 | 62949 | IL | SRMW | 2466 | 355.3333
[13 empty] | 62950 | 62950 | IL | SRMW | 2466 | 355.3333
[13 empty] | 62951 | 62951 | IL | SRMW | 2466 | 355.3333
[13 empty] | 62952 | 62952 | IL | SRMW | 2466 | 355.3333
[13 empty] | 62953 | 62953 | IL | SRMW | 2466 | 355.3333
[13 empty] | 62954 | 62954 | IL | SRMW | 2466 | 355.3333
[13 empty] | 62955 | 62955 | IL | SRMW | 2466 | 355.3333
[13 empty] | 62956 | 62956 | IL | SRMW | 2466 | 355.3333
[13 empty] | 62957 | 62957 | IL | SRMW | 2466 | 355.3333
[13 empty] | 62958 | 62958 | IL | SRMW | 2466 | 355.3333
[13 empty] | 62959 | 62959 | IL | SRMW | 2466 | 355.3333
[13 empty] | 62960 | 62960 | IL | SRMW | 2466 | 355.3333
[13 empty] | 62961 | 62961 | IL | SRMW | 2466 | 355.3333
[13 empty] | 62962 | 62962 | IL | SRMW | 2466 | 355.3333
[13 empty] | 62963 | 62963 | IL | SRMW | 2466 | 355.3333
[13 empty] | 62964 | 62964 | IL | SRMW | 2466 | 355.3333
[13 empty] | 62965 | 62965 | IL | SRMW | 2466 | 355.3333
[13 empty] | 62966 | 62966 | IL | SRMW | 2466 | 355.3333
[13 empty] | 62967 | 62967 | IL | SRMW | 2466 | 355.3333
[13 empty] | 62969 | 62969 | IL | SRMW | 2466 | 355.3333
[13 empty] | 62970 | 62970 | IL | SRMW | 2466 | 355.3333
[13 empty] | 62971 | 62971 | IL | SRMW | 2466 | 355.3333
[13 empty] | 62972 | 62972 | IL | SRMW | 2466 | 355.3333
[13 empty] | 62973 | 62973 | IL | SRMW | 2466 | 355.3333
[13 empty] | 62974 | 62974 | IL | SRMW | 2466 | 355.3333
[13 empty] | 62975 | 62975 | IL | SRMW | 2466 | 355.3333
[13 empty] | 62976 | 62976 | IL | SRMW | 2466 | 355.3333
[13 empty] | 62977 | 62977 | IL | SRMW | 2466 | 355.3333
[13 empty] | 62979 | 62979 | IL | SRMW | 2466 | 355.3333
[13 empty] | 62982 | 62982 | IL | SRMW | 2466 | 355.3333
[13 empty] | 62983 | 62983 | IL | SRMW | 2466 | 355.3333
[13 empty] | 62984 | 62984 | IL | SRMW | 2466 | 355.3333
[13 empty] | 62985 | 62985 | IL | SRMW | 2466 | 355.3333
[13 empty] | 62987 | 62987 | IL | SRMW | 2466 | 355.3333
[13 empty] | 62988 | 62988 | IL | SRMW | 2466 | 355.3333
[13 empty] | 62990 | 62990 | IL | SRMW | 2466 | 355.3333
[13 empty] | 62992 | 62992 | IL | SRMW | 2466 | 355.3333
[13 empty] | 62993 | 62993 | IL | SRMW | 2466 | 355.3333
[13 empty] | 62994 | 62994 | IL | SRMW | 2466 | 355.3333
[13 empty] | 62995 | 62995 | IL | SRMW | 2466 | 355.3333
[13 empty] | 62996 | 62996 | IL | SRMW | 2466 | 355.3333
[13 empty] | 62997 | 62997 | IL | SRMW | 2466 | 355.3333
[13 empty] | 62998 | 62998 | IL | SRMW | 2466 | 355.3333
[13 empty] | 62999 | 62999 | IL | SRMW | 2466 | 355.3333
[13 empty] | 63001 | 63001 | MO | SRMW | 2466 | 355.3333
[13 empty] | 63005 | 63005 | MO | SRMW | 2466 | 355.3333
[13 empty] | 63006 | 63006 | MO | SRMW | 2466 | 355.3333
[13 empty] | 63010 | 63010 | MO | SRMW | 2466 | 355.3333
[13 empty] | 63011 | 63011 | MO | SRMW | 2466 | 355.3333
[13 empty] | 63012 | 63012 | MO | SRMW | 2466 | 355.3333
[13 empty] | 63013 | 63013 | MO | SRMW | 2466 | 355.3333
[13 empty] | 63014 | 63014 | MO | SRMW | 2466 | 355.3333
[13 empty] | 63015 | 63015 | MO | SRMW | 2466 | 355.3333
[13 empty] | 63016 | 63016 | MO | SRMW | 2466 | 355.3333
[13 empty] | 63017 | 63017 | MO | SRMW | 2466 | 355.3333
[13 empty] | 63019 | 63019 | MO | SRMW | 2466 | 355.3333
[13 empty] | 63020 | 63020 | MO | SRMW | 2466 | 355.3333
[13 empty] | 63021 | 63021 | MO | SRMW | 2466 | 355.3333
[13 empty] | 63022 | 63022 | MO | SRMW | 2466 | 355.3333
[13 empty] | 63023 | 63023 | MO | SRMW | 2466 | 355.3333
[13 empty] | 63024 | 63024 | MO | SRMW | 2466 | 355.3333
[13 empty] | 63025 | 63025 | MO | SRMW | 2466 | 355.3333
[13 empty] | 63026 | 63026 | MO | SRMW | 2466 | 355.3333
[13 empty] | 63028 | 63028 | MO | SRMW | 2466 | 355.3333
[13 empty] | 63030 | 63030 | MO | SRMW | 2466 | 355.3333
[13 empty] | 63031 | 63031 | MO | SRMW | 2466 | 355.3333
[13 empty] | 63032 | 63032 | MO | SRMW | 2466 | 355.3333
[13 empty] | 63033 | 63033 | MO | SRMW | 2466 | 355.3333
[13 empty] | 63034 | 63034 | MO | SRMW | 2466 | 355.3333
[13 empty] | 63036 | 63036 | MO | SRMW | 2466 | 355.3333
[13 empty] | 63037 | 63037 | MO | SRMW | 2466 | 355.3333
[13 empty] | 63038 | 63038 | MO | SRMW | 2466 | 355.3333
[13 empty] | 63039 | 63039 | MO | SRMW | 2466 | 355.3333
[13 empty] | 63040 | 63040 | MO | SRMW | 2466 | 355.3333
[13 empty] | 63041 | 63041 | MO | SRMW | 2466 | 355.3333
[13 empty] | 63042 | 63042 | MO | SRMW | 2466 | 355.3333
[13 empty] | 63043 | 63043 | MO | SRMW | 2466 | 355.3333
[13 empty] | 63044 | 63044 | MO | SRMW | 2466 | 355.3333
[13 empty] | 63045 | 63045 | MO | SRMW | 2466 | 355.3333
[13 empty] | 63047 | 63047 | MO | SRMW | 2466 | 355.3333
[13 empty] | 63048 | 63048 | MO | SRMW | 2466 | 355.3333
[13 empty] | 63049 | 63049 | MO | SRMW | 2466 | 355.3333
[13 empty] | 63050 | 63050 | MO | SRMW | 2466 | 355.3333
[13 empty] | 63051 | 63051 | MO | SRMW | 2466 | 355.3333
[13 empty] | 63052 | 63052 | MO | SRMW | 2466 | 355.3333
[13 empty] | 63053 | 63053 | MO | SRMW | 2466 | 355.3333
[13 empty] | 63055 | 63055 | MO | SRMW | 2466 | 355.3333
[13 empty] | 63056 | 63056 | MO | SRMW | 2466 | 355.3333
[13 empty] | 63057 | 63057 | MO | SRMW | 2466 | 355.3333
[13 empty] | 63060 | 63060 | MO | SRMW | 2466 | 355.3333
[13 empty] | 63061 | 63061 | MO | SRMW | 2466 | 355.3333
[13 empty] | 63065 | 63065 | MO | SRMW | 2466 | 355.3333
[13 empty] | 63066 | 63066 | MO | SRMW | 2466 | 355.3333
[13 empty] | 63068 | 63068 | MO | SRMW | 2466 | 355.3333
[13 empty] | 63069 | 63069 | MO | SRMW | 2466 | 355.3333
[13 empty] | 63070 | 63070 | MO | SRMW | 2466 | 355.3333
[13 empty] | 63071 | 63071 | MO | SRMW | 2466 | 355.3333
[13 empty] | 63072 | 63072 | MO | SRMW | 2466 | 355.3333
[13 empty] | 63073 | 63073 | MO | SRMW | 2466 | 355.3333
[13 empty] | 63074 | 63074 | MO | SRMW | 2466 | 355.3333
[13 empty] | 63077 | 63077 | MO | SRMW | 2466 | 355.3333
[13 empty] | 63079 | 63079 | MO | SRMW | 2466 | 355.3333
[13 empty] | 63080 | 63080 | MO | SRMW | 2466 | 355.3333
[13 empty] | 63084 | 63084 | MO | SRMW | 2466 | 355.3333
[13 empty] | 63087 | 63087 | MO | SRMW | 2466 | 355.3333
[13 empty] | 63088 | 63088 | MO | SRMW | 2466 | 355.3333
[13 empty] | 63089 | 63089 | MO | SRMW | 2466 | 355.3333
[13 empty] | 63090 | 63090 | MO | SRMW | 2466 | 355.3333
[13 empty] | 63091 | 63091 | MO | SRMW | 2466 | 355.3333
[13 empty] | 63099 | 63099 | MO | SRMW | 2466 | 355.3333
[13 empty] | 63101 | 63101 | MO | SRMW | 2466 | 355.3333
[13 empty] | 63102 | 63102 | MO | SRMW | 2466 | 355.3333
[13 empty] | 63103 | 63103 | MO | SRMW | 2466 | 355.3333
[13 empty] | 63104 | 63104 | MO | SRMW | 2466 | 355.3333
[13 empty] | 63105 | 63105 | MO | SRMW | 2466 | 355.3333
[13 empty] | 63106 | 63106 | MO | SRMW | 2466 | 355.3333
[13 empty] | 63107 | 63107 | MO | SRMW | 2466 | 355.3333
[13 empty] | 63108 | 63108 | MO | SRMW | 2466 | 355.3333
[13 empty] | 63109 | 63109 | MO | SRMW | 2466 | 355.3333
[13 empty] | 63110 | 63110 | MO | SRMW | 2466 | 355.3333
[13 empty] | 63111 | 63111 | MO | SRMW | 2466 | 355.3333
[13 empty] | 63112 | 63112 | MO | SRMW | 2466 | 355.3333
[13 empty] | 63113 | 63113 | MO | SRMW | 2466 | 355.3333
[13 empty] | 63114 | 63114 | MO | SRMW | 2466 | 355.3333
[13 empty] | 63115 | 63115 | MO | SRMW | 2466 | 355.3333
[13 empty] | 63116 | 63116 | MO | SRMW | 2466 | 355.3333
[13 empty] | 63117 | 63117 | MO | SRMW | 2466 | 355.3333
[13 empty] | 63118 | 63118 | MO | SRMW | 2466 | 355.3333
[13 empty] | 63119 | 63119 | MO | SRMW | 2466 | 355.3333
[13 empty] | 63120 | 63120 | MO | SRMW | 2466 | 355.3333
[13 empty] | 63121 | 63121 | MO | SRMW | 2466 | 355.3333
[13 empty] | 63122 | 63122 | MO | SRMW | 2466 | 355.3333
[13 empty] | 63123 | 63123 | MO | SRMW | 2466 | 355.3333
[13 empty] | 63124 | 63124 | MO | SRMW | 2466 | 355.3333
[13 empty] | 63125 | 63125 | MO | SRMW | 2466 | 355.3333
[13 empty] | 63126 | 63126 | MO | SRMW | 2466 | 355.3333
[13 empty] | 63127 | 63127 | MO | SRMW | 2466 | 355.3333
[13 empty] | 63128 | 63128 | MO | SRMW | 2466 | 355.3333
[13 empty] | 63129 | 63129 | MO | SRMW | 2466 | 355.3333
[13 empty] | 63130 | 63130 | MO | SRMW | 2466 | 355.3333
[13 empty] | 63131 | 63131 | MO | SRMW | 2466 | 355.3333
[13 empty] | 63132 | 63132 | MO | SRMW | 2466 | 355.3333
[13 empty] | 63133 | 63133 | MO | SRMW | 2466 | 355.3333
[13 empty] | 63134 | 63134 | MO | SRMW | 2466 | 355.3333
[13 empty] | 63135 | 63135 | MO | SRMW | 2466 | 355.3333
[13 empty] | 63136 | 63136 | MO | SRMW | 2466 | 355.3333
[13 empty] | 63137 | 63137 | MO | SRMW | 2466 | 355.3333
[13 empty] | 63138 | 63138 | MO | SRMW | 2466 | 355.3333
[13 empty] | 63139 | 63139 | MO | SRMW | 2466 | 355.3333
[13 empty] | 63140 | 63140 | MO | SRMW | 2466 | 355.3333
[13 empty] | 63141 | 63141 | MO | SRMW | 2466 | 355.3333
[13 empty] | 63143 | 63143 | MO | SRMW | 2466 | 355.3333
[13 empty] | 63144 | 63144 | MO | SRMW | 2466 | 355.3333
[13 empty] | 63145 | 63145 | MO | SRMW | 2466 | 355.3333
[13 empty] | 63146 | 63146 | MO | SRMW | 2466 | 355.3333
[13 empty] | 63147 | 63147 | MO | SRMW | 2466 | 355.3333
[13 empty] | 63150 | 63150 | MO | SRMW | 2466 | 355.3333
[13 empty] | 63151 | 63151 | MO | SRMW | 2466 | 355.3333
[13 empty] | 63155 | 63155 | MO | SRMW | 2466 | 355.3333
[13 empty] | 63156 | 63156 | MO | SRMW | 2466 | 355.3333
[13 empty] | 63157 | 63157 | MO | SRMW | 2466 | 355.3333
[13 empty] | 63158 | 63158 | MO | SRMW | 2466 | 355.3333
[13 empty] | 63160 | 63160 | MO | SRMW | 2466 | 355.3333
[13 empty] | 63163 | 63163 | MO | SRMW | 2466 | 355.3333
[13 empty] | 63164 | 63164 | MO | SRMW | 2466 | 355.3333
[13 empty] | 63166 | 63166 | MO | SRMW | 2466 | 355.3333
[13 empty] | 63167 | 63167 | MO | SRMW | 2466 | 355.3333
[13 empty] | 63169 | 63169 | MO | SRMW | 2466 | 355.3333
[13 empty] | 63171 | 63171 | MO | SRMW | 2466 | 355.3333
[13 empty] | 63177 | 63177 | MO | SRMW | 2466 | 355.3333
[13 empty] | 63178 | 63178 | MO | SRMW | 2466 | 355.3333
[13 empty] | 63179 | 63179 | MO | SRMW | 2466 | 355.3333
[13 empty] | 63180 | 63180 | MO | SRMW | 2466 | 355.3333
[13 empty] | 63182 | 63182 | MO | SRMW | 2466 | 355.3333
[13 empty] | 63188 | 63188 | MO | SRMW | 2466 | 355.3333
[13 empty] | 63190 | 63190 | MO | SRMW | 2466 | 355.3333
[13 empty] | 63195 | 63195 | MO | SRMW | 2466 | 355.3333
[13 empty] | 63197 | 63197 | MO | SRMW | 2466 | 355.3333
[13 empty] | 63198 | 63198 | MO | SRMW | 2466 | 355.3333
[13 empty] | 63199 | 63199 | MO | SRMW | 2466 | 355.3333
[13 empty] | 63301 | 63301 | MO | SRMW | 2466 | 355.3333
[13 empty] | 63302 | 63302 | MO | SRMW | 2466 | 355.3333
[13 empty] | 63303 | 63303 | MO | SRMW | 2466 | 355.3333
[13 empty] | 63304 | 63304 | MO | SRMW | 2466 | 355.3333
[13 empty] | 63330 | 63330 | MO | SRMW | 2466 | 355.3333
[13 empty] | 63332 | 63332 | MO | SRMW | 2466 | 355.3333
[13 empty] | 63333 | 63333 | MO | SRMW | 2466 | 355.3333
[13 empty] | 63334 | 63334 | MO | SRMW | 2466 | 355.3333
[13 empty] | 63336 | 63336 | MO | SRMW | 2466 | 355.3333
[13 empty] | 63338 | 63338 | MO | SRMW | 2466 | 355.3333
[13 empty] | 63339 | 63339 | MO | SRMW | 2466 | 355.3333
[13 empty] | 63341 | 63341 | MO | SRMW | 2466 | 355.3333
[13 empty] | 63342 | 63342 | MO | SRMW | 2466 | 355.3333
[13 empty] | 63343 | 63343 | MO | SRMW | 2466 | 355.3333
[13 empty] | 63344 | 63344 | MO | SRMW | 2466 | 355.3333
[13 empty] | 63345 | 63345 | MO | SRMW | 2466 | 355.3333
[13 empty] | 63346 | 63346 | MO | SRMW | 2466 | 355.3333
[13 empty] | 63347 | 63347 | MO | SRMW | 2466 | 355.3333
[13 empty] | 63348 | 63348 | MO | SRMW | 2466 | 355.3333
[13 empty] | 63349 | 63349 | MO | SRMW | 2466 | 355.3333
[13 empty] | 63350 | 63350 | MO | SRMW | 2466 | 355.3333
[13 empty] | 63351 | 63351 | MO | SRMW | 2466 | 355.3333
[13 empty] | 63352 | 63352 | MO | SRMW | 2466 | 355.3333
[13 empty] | 63353 | 63353 | MO | SRMW | 2466 | 355.3333
[13 empty] | 63357 | 63357 | MO | SRMW | 2466 | 355.3333
[13 empty] | 63359 | 63359 | MO | SRMW | 2466 | 355.3333
[13 empty] | 63361 | 63361 | MO | SRMW | 2466 | 355.3333
[13 empty] | 63362 | 63362 | MO | SRMW | 2466 | 355.3333
[13 empty] | 63363 | 63363 | MO | SRMW | 2466 | 355.3333
[13 empty] | 63365 | 63365 | MO | SRMW | 2466 | 355.3333
[13 empty] | 63366 | 63366 | MO | SRMW | 2466 | 355.3333
[13 empty] | 63367 | 63367 | MO | SRMW | 2466 | 355.3333
[13 empty] | 63368 | 63368 | MO | SRMW | 2466 | 355.3333
[13 empty] | 63369 | 63369 | MO | SRMW | 2466 | 355.3333
[13 empty] | 63370 | 63370 | MO | SRMW | 2466 | 355.3333
[13 empty] | 63373 | 63373 | MO | SRMW | 2466 | 355.3333
[13 empty] | 63376 | 63376 | MO | SRMW | 2466 | 355.3333
[13 empty] | 63377 | 63377 | MO | SRMW | 2466 | 355.3333
[13 empty] | 63378 | 63378 | MO | SRMW | 2466 | 355.3333
[13 empty] | 63379 | 63379 | MO | SRMW | 2466 | 355.3333
[13 empty] | 63381 | 63381 | MO | SRMW | 2466 | 355.3333
[13 empty] | 63382 | 63382 | MO | SRMW | 2466 | 355.3333
[13 empty] | 63383 | 63383 | MO | SRMW | 2466 | 355.3333
[13 empty] | 63384 | 63384 | MO | SRMW | 2466 | 355.3333
[13 empty] | 63385 | 63385 | MO | SRMW | 2466 | 355.3333
[13 empty] | 63386 | 63386 | MO | SRMW | 2466 | 355.3333
[13 empty] | 63387 | 63387 | MO | SRMW | 2466 | 355.3333
[13 empty] | 63388 | 63388 | MO | SRMW | 2466 | 355.3333
[13 empty] | 63389 | 63389 | MO | SRMW | 2466 | 355.3333
[13 empty] | 63390 | 63390 | MO | SRMW | 2466 | 355.3333
[13 empty] | 63401 | 63401 | MO | SRMW | 2466 | 355.3333
[13 empty] | 63430 | 63430 | MO | SRMW | 2466 | 355.3333
[13 empty] | 63431 | 63431 | MO | SRMW | 2466 | 355.3333
[13 empty] | 63432 | 63432 | MO | SRMW | 2466 | 355.3333
[13 empty] | 63433 | 63433 | MO | SRMW | 2466 | 355.3333
[13 empty] | 63434 | 63434 | MO | SRMW | 2466 | 355.3333
[13 empty] | 63435 | 63435 | MO | SRMW | 2466 | 355.3333
[13 empty] | 63436 | 63436 | MO | SRMW | 2466 | 355.3333
[13 empty] | 63437 | 63437 | MO | SRMW | 2466 | 355.3333
[13 empty] | 63438 | 63438 | MO | SRMW | 2466 | 355.3333
[13 empty] | 63439 | 63439 | MO | SRMW | 2466 | 355.3333
[13 empty] | 63440 | 63440 | MO | SRMW | 2466 | 355.3333
[13 empty] | 63441 | 63441 | MO | SRMW | 2466 | 355.3333
[13 empty] | 63442 | 63442 | MO | SRMW | 2466 | 355.3333
[13 empty] | 63443 | 63443 | MO | SRMW | 2466 | 355.3333
[13 empty] | 63445 | 63445 | MO | SRMW | 2466 | 355.3333
[13 empty] | 63446 | 63446 | MO | SRMW | 2466 | 355.3333
[13 empty] | 63447 | 63447 | MO | SRMW | 2466 | 355.3333
[13 empty] | 63448 | 63448 | MO | SRMW | 2466 | 355.3333
[13 empty] | 63450 | 63450 | MO | SRMW | 2466 | 355.3333
[13 empty] | 63451 | 63451 | MO | SRMW | 2466 | 355.3333
[13 empty] | 63452 | 63452 | MO | SRMW | 2466 | 355.3333
[13 empty] | 63453 | 63453 | MO | SRMW | 2466 | 355.3333
[13 empty] | 63454 | 63454 | MO | SRMW | 2466 | 355.3333
[13 empty] | 63456 | 63456 | MO | SRMW | 2466 | 355.3333
[13 empty] | 63457 | 63457 | MO | SRMW | 2466 | 355.3333
[13 empty] | 63458 | 63458 | MO | SRMW | 2466 | 355.3333
[13 empty] | 63459 | 63459 | MO | SRMW | 2466 | 355.3333
[13 empty] | 63460 | 63460 | MO | SRMW | 2466 | 355.3333
[13 empty] | 63461 | 63461 | MO | SRMW | 2466 | 355.3333
[13 empty] | 63462 | 63462 | MO | SRMW | 2466 | 355.3333
[13 empty] | 63463 | 63463 | MO | SRMW | 2466 | 355.3333
[13 empty] | 63464 | 63464 | MO | SRMW | 2466 | 355.3333
[13 empty] | 63465 | 63465 | MO | SRMW | 2466 | 355.3333
[13 empty] | 63466 | 63466 | MO | SRMW | 2466 | 355.3333
[13 empty] | 63467 | 63467 | MO | SRMW | 2466 | 355.3333
[13 empty] | 63468 | 63468 | MO | SRMW | 2466 | 355.3333
[13 empty] | 63469 | 63469 | MO | SRMW | 2466 | 355.3333
[13 empty] | 63471 | 63471 | MO | SRMW | 2466 | 355.3333
[13 empty] | 63472 | 63472 | MO | SRMW | 2466 | 355.3333
[13 empty] | 63473 | 63473 | MO | SRMW | 2466 | 355.3333
[13 empty] | 63474 | 63474 | MO | SRMW | 2466 | 355.3333
[13 empty] | 63501 | 63501 | MO | SRMW | 2466 | 355.3333
[13 empty] | 63530 | 63530 | MO | SRMW | 2466 | 355.3333
[13 empty] | 63531 | 63531 | MO | SRMW | 2466 | 355.3333
[13 empty] | 63532 | 63532 | MO | SRMW | 2466 | 355.3333
[13 empty] | 63533 | 63533 | MO | SRMW | 2466 | 355.3333
[13 empty] | 63534 | 63534 | MO | SRMW | 2466 | 355.3333
[13 empty] | 63535 | 63535 | MO | SRMW | 2466 | 355.3333
[13 empty] | 63536 | 63536 | MO | SRMW | 2466 | 355.3333
[13 empty] | 63537 | 63537 | MO | SRMW | 2466 | 355.3333
[13 empty] | 63538 | 63538 | MO | SRMW | 2466 | 355.3333
[13 empty] | 63539 | 63539 | MO | SRMW | 2466 | 355.3333
[13 empty] | 63540 | 63540 | MO | SRMW | 2466 | 355.3333
[13 empty] | 63541 | 63541 | MO | SRMW | 2466 | 355.3333
[13 empty] | 63543 | 63543 | MO | SRMW | 2466 | 355.3333
[13 empty] | 63544 | 63544 | MO | SRMW | 2466 | 355.3333
[13 empty] | 63545 | 63545 | MO | SRMW | 2466 | 355.3333
[13 empty] | 63546 | 63546 | MO | SRMW | 2466 | 355.3333
[13 empty] | 63547 | 63547 | MO | SRMW | 2466 | 355.3333
[13 empty] | 63548 | 63548 | MO | SRMW | 2466 | 355.3333
[13 empty] | 63549 | 63549 | MO | SRMW | 2466 | 355.3333
[13 empty] | 63551 | 63551 | MO | SRMW | 2466 | 355.3333
[13 empty] | 63552 | 63552 | MO | SRMW | 2466 | 355.3333
[13 empty] | 63555 | 63555 | MO | SRMW | 2466 | 355.3333
[13 empty] | 63556 | 63556 | MO | SRMW | 2466 | 355.3333
[13 empty] | 63557 | 63557 | MO | SRMW | 2466 | 355.3333
[13 empty] | 63558 | 63558 | MO | SRMW | 2466 | 355.3333
[13 empty] | 63559 | 63559 | MO | SRMW | 2466 | 355.3333
[13 empty] | 63560 | 63560 | MO | SRMW | 2466 | 355.3333
[13 empty] | 63561 | 63561 | MO | SRMW | 2466 | 355.3333
[13 empty] | 63563 | 63563 | MO | SRMW | 2466 | 355.3333
[13 empty] | 63565 | 63565 | MO | SRMW | 2466 | 355.3333
[13 empty] | 63566 | 63566 | MO | SRMW | 2466 | 355.3333
[13 empty] | 63567 | 63567 | MO | SRMW | 2466 | 355.3333
[13 empty] | 63601 | 63601 | MO | SRMW | 2466 | 355.3333
[13 empty] | 63620 | 63620 | MO | SRMW | 2466 | 355.3333
[13 empty] | 63621 | 63621 | MO | SRMW | 2466 | 355.3333
[13 empty] | 63622 | 63622 | MO | SRMW | 2466 | 355.3333
[13 empty] | 63623 | 63623 | MO | SRMW | 2466 | 355.3333
[13 empty] | 63624 | 63624 | MO | SRMW | 2466 | 355.3333
[13 empty] | 63625 | 63625 | MO | SRMW | 2466 | 355.3333
[13 empty] | 63626 | 63626 | MO | SRMW | 2466 | 355.3333
[13 empty] | 63627 | 63627 | MO | SRMW | 2466 | 355.3333
[13 empty] | 63628 | 63628 | MO | SRMW | 2466 | 355.3333
[13 empty] | 63629 | 63629 | MO | SRMW | 2466 | 355.3333
[13 empty] | 63630 | 63630 | MO | SRMW | 2466 | 355.3333
[13 empty] | 63631 | 63631 | MO | SRMW | 2466 | 355.3333
[13 empty] | 63632 | 63632 | MO | SRMW | 2466 | 355.3333
[13 empty] | 63633 | 63633 | MO | SRMW | 2466 | 355.3333
[13 empty] | 63636 | 63636 | MO | SRMW | 2466 | 355.3333
[13 empty] | 63637 | 63637 | MO | SRMW | 2466 | 355.3333
[13 empty] | 63638 | 63638 | MO | SRMW | 2466 | 355.3333
[13 empty] | 63640 | 63640 | MO | SRMW | 2466 | 355.3333
[13 empty] | 63645 | 63645 | MO | SRMW | 2466 | 355.3333
[13 empty] | 63648 | 63648 | MO | SRMW | 2466 | 355.3333
[13 empty] | 63650 | 63650 | MO | SRMW | 2466 | 355.3333
[13 empty] | 63651 | 63651 | MO | SRMW | 2466 | 355.3333
[13 empty] | 63653 | 63653 | MO | SRMW | 2466 | 355.3333
[13 empty] | 63654 | 63654 | MO | SRMW | 2466 | 355.3333
[13 empty] | 63655 | 63655 | MO | SRMW | 2466 | 355.3333
[13 empty] | 63656 | 63656 | MO | SRMW | 2466 | 355.3333
[13 empty] | 63660 | 63660 | MO | SRMW | 2466 | 355.3333
[13 empty] | 63662 | 63662 | MO | SRMW | 2466 | 355.3333
[13 empty] | 63663 | 63663 | MO | SRMW | 2466 | 355.3333
[13 empty] | 63664 | 63664 | MO | SRMW | 2466 | 355.3333
[13 empty] | 63665 | 63665 | MO | SRMW | 2466 | 355.3333
[13 empty] | 63666 | 63666 | MO | SRMW | 2466 | 355.3333
[13 empty] | 63670 | 63670 | MO | SRMW | 2466 | 355.3333
[13 empty] | 63673 | 63673 | MO | SRMW | 2466 | 355.3333
[13 empty] | 63674 | 63674 | MO | SRMW | 2466 | 355.3333
[13 empty] | 63675 | 63675 | MO | SRMW | 2466 | 355.3333
[13 empty] | 63701 | 63701 | MO | SRMW | 2466 | 355.3333
[13 empty] | 63702 | 63702 | MO | SRMW | 2466 | 355.3333
[13 empty] | 63703 | 63703 | MO | SRMW | 2466 | 355.3333
[13 empty] | 63730 | 63730 | MO | SRMW | 2466 | 355.3333
[13 empty] | 63732 | 63732 | MO | SRMW | 2466 | 355.3333
[13 empty] | 63735 | 63735 | MO | SRMW | 2466 | 355.3333
[13 empty] | 63736 | 63736 | MO | SRMW | 2466 | 355.3333
[13 empty] | 63737 | 63737 | MO | SRMW | 2466 | 355.3333
[13 empty] | 63738 | 63738 | MO | SRMW | 2466 | 355.3333
[13 empty] | 63739 | 63739 | MO | SRMW | 2466 | 355.3333
[13 empty] | 63740 | 63740 | MO | SRMW | 2466 | 355.3333
[13 empty] | 63742 | 63742 | MO | SRMW | 2466 | 355.3333
[13 empty] | 63743 | 63743 | MO | SRMW | 2466 | 355.3333
[13 empty] | 63744 | 63744 | MO | SRMW | 2466 | 355.3333
[13 empty] | 63745 | 63745 | MO | SRMW | 2466 | 355.3333
[13 empty] | 63746 | 63746 | MO | SRMW | 2466 | 355.3333
[13 empty] | 63747 | 63747 | MO | SRMW | 2466 | 355.3333
[13 empty] | 63748 | 63748 | MO | SRMW | 2466 | 355.3333
[13 empty] | 63750 | 63750 | MO | SRMW | 2466 | 355.3333
[13 empty] | 63751 | 63751 | MO | SRMW | 2466 | 355.3333
[13 empty] | 63752 | 63752 | MO | SRMW | 2466 | 355.3333
[13 empty] | 63755 | 63755 | MO | SRMW | 2466 | 355.3333
[13 empty] | 63758 | 63758 | MO | SRMW | 2466 | 355.3333
[13 empty] | 63760 | 63760 | MO | SRMW | 2466 | 355.3333
[13 empty] | 63763 | 63763 | MO | SRMW | 2466 | 355.3333
[13 empty] | 63764 | 63764 | MO | SRMW | 2466 | 355.3333
[13 empty] | 63766 | 63766 | MO | SRMW | 2466 | 355.3333
[13 empty] | 63767 | 63767 | MO | SRMW | 2466 | 355.3333
[13 empty] | 63769 | 63769 | MO | SRMW | 2466 | 355.3333
[13 empty] | 63770 | 63770 | MO | SRMW | 2466 | 355.3333
[13 empty] | 63771 | 63771 | MO | SRMW | 2466 | 355.3333
[13 empty] | 63774 | 63774 | MO | SRMW | 2466 | 355.3333
[13 empty] | 63775 | 63775 | MO | SRMW | 2466 | 355.3333
[13 empty] | 63776 | 63776 | MO | SRMW | 2466 | 355.3333
[13 empty] | 63779 | 63779 | MO | SRMW | 2466 | 355.3333
[13 empty] | 63780 | 63780 | MO | SRMW | 2466 | 355.3333
[13 empty] | 63781 | 63781 | MO | SRMW | 2466 | 355.3333
[13 empty] | 63782 | 63782 | MO | SRMW | 2466 | 355.3333
[13 empty] | 63783 | 63783 | MO | SRMW | 2466 | 355.3333
[13 empty] | 63784 | 63784 | MO | SRMW | 2466 | 355.3333
[13 empty] | 63785 | 63785 | MO | SRMW | 2466 | 355.3333
[13 empty] | 63787 | 63787 | MO | SRMW | 2466 | 355.3333
[13 empty] | 63801 | 63801 | MO | SRMW | 2466 | 355.3333
[13 empty] | 63820 | 63820 | MO | SRMW | 2466 | 355.3333
[13 empty] | 63821 | 63821 | MO | SRMW | 2466 | 355.3333
[13 empty] | 63822 | 63822 | MO | SRMW | 2466 | 355.3333
[13 empty] | 63823 | 63823 | MO | SRMW | 2466 | 355.3333
[13 empty] | 63824 | 63824 | MO | SRMW | 2466 | 355.3333
[13 empty] | 63825 | 63825 | MO | SRMW | 2466 | 355.3333
[13 empty] | 63826 | 63826 | MO | SRMW | 2466 | 355.3333
[13 empty] | 63827 | 63827 | MO | SRMW | 2466 | 355.3333
[13 empty] | 63828 | 63828 | MO | SRMW | 2466 | 355.3333
[13 empty] | 63829 | 63829 | MO | SRMW | 2466 | 355.3333
[13 empty] | 63830 | 63830 | MO | SRMW | 2466 | 355.3333
[13 empty] | 63833 | 63833 | MO | SRMW | 2466 | 355.3333
[13 empty] | 63834 | 63834 | MO | SRMW | 2466 | 355.3333
[13 empty] | 63837 | 63837 | MO | SRMW | 2466 | 355.3333
[13 empty] | 63839 | 63839 | MO | SRMW | 2466 | 355.3333
[13 empty] | 63840 | 63840 | MO | SRMW | 2466 | 355.3333
[13 empty] | 63841 | 63841 | MO | SRMW | 2466 | 355.3333
[13 empty] | 63845 | 63845 | MO | SRMW | 2466 | 355.3333
[13 empty] | 63846 | 63846 | MO | SRMW | 2466 | 355.3333
[13 empty] | 63847 | 63847 | MO | SRMW | 2466 | 355.3333
[13 empty] | 63848 | 63848 | MO | SRMW | 2466 | 355.3333
[13 empty] | 63849 | 63849 | MO | SRMW | 2466 | 355.3333
[13 empty] | 63850 | 63850 | MO | SRMW | 2466 | 355.3333
[13 empty] | 63851 | 63851 | MO | SRMW | 2466 | 355.3333
[13 empty] | 63852 | 63852 | MO | SRMW | 2466 | 355.3333
[13 empty] | 63853 | 63853 | MO | SRMW | 2466 | 355.3333
[13 empty] | 63855 | 63855 | MO | SRMW | 2466 | 355.3333
[13 empty] | 63857 | 63857 | MO | SRMW | 2466 | 355.3333
[13 empty] | 63860 | 63860 | MO | SRMW | 2466 | 355.3333
[13 empty] | 63862 | 63862 | MO | SRMW | 2466 | 355.3333
[13 empty] | 63863 | 63863 | MO | SRMW | 2466 | 355.3333
[13 empty] | 63866 | 63866 | MO | SRMW | 2466 | 355.3333
[13 empty] | 63867 | 63867 | MO | SRMW | 2466 | 355.3333
[13 empty] | 63868 | 63868 | MO | SRMW | 2466 | 355.3333
[13 empty] | 63869 | 63869 | MO | SRMW | 2466 | 355.3333
[13 empty] | 63870 | 63870 | MO | SRMW | 2466 | 355.3333
[13 empty] | 63873 | 63873 | MO | SRMW | 2466 | 355.3333
[13 empty] | 63874 | 63874 | MO | SRMW | 2466 | 355.3333
[13 empty] | 63875 | 63875 | MO | SRMW | 2466 | 355.3333
[13 empty] | 63876 | 63876 | MO | SRMW | 2466 | 355.3333
[13 empty] | 63877 | 63877 | MO | SRMW | 2466 | 355.3333
[13 empty] | 63878 | 63878 | MO | SRMW | 2466 | 355.3333
[13 empty] | 63879 | 63879 | MO | SRMW | 2466 | 355.3333
[13 empty] | 63880 | 63880 | MO | SRMW | 2466 | 355.3333
[13 empty] | 63881 | 63881 | MO | SRMW | 2466 | 355.3333
[13 empty] | 63882 | 63882 | MO | SRMW | 2466 | 355.3333
[13 empty] | 63901 | 63901 | MO | SRMW | 2466 | 355.3333
[13 empty] | 63902 | 63902 | MO | SPSO | 2466 | 355.3333
[13 empty] | 63931 | 63931 | MO | SRMW | 2466 | 355.3333
[13 empty] | 63932 | 63932 | MO | SRMW | 2466 | 355.3333
[13 empty] | 63933 | 63933 | MO | SRMW | 2466 | 355.3333
[13 empty] | 63934 | 63934 | MO | SRMW | 2466 | 355.3333
[13 empty] | 63935 | 63935 | MO | SRMW | 2466 | 355.3333
[13 empty] | 63936 | 63936 | MO | SRMW | 2466 | 355.3333
[13 empty] | 63937 | 63937 | MO | SRMW | 2466 | 355.3333
[13 empty] | 63938 | 63938 | MO | SRMW | 2466 | 355.3333
[13 empty] | 63939 | 63939 | MO | SRMW | 2466 | 355.3333
[13 empty] | 63940 | 63940 | MO | SRMW | 2466 | 355.3333
[13 empty] | 63941 | 63941 | MO | SRMW | 2466 | 355.3333
[13 empty] | 63942 | 63942 | MO | SRMW | 2466 | 355.3333
[13 empty] | 63943 | 63943 | MO | SRMW | 2466 | 355.3333
[13 empty] | 63944 | 63944 | MO | SRMW | 2466 | 355.3333
[13 empty] | 63945 | 63945 | MO | SRMW | 2466 | 355.3333
[13 empty] | 63950 | 63950 | MO | SRMW | 2466 | 355.3333
[13 empty] | 63951 | 63951 | MO | SRMW | 2466 | 355.3333
[13 empty] | 63952 | 63952 | MO | SRMW | 2466 | 355.3333
[13 empty] | 63953 | 63953 | MO | SRMW | 2466 | 355.3333
[13 empty] | 63954 | 63954 | MO | SRMW | 2466 | 355.3333
[13 empty] | 63955 | 63955 | MO | SRMW | 2466 | 355.3333
[13 empty] | 63956 | 63956 | MO | SRMW | 2466 | 355.3333
[13 empty] | 63957 | 63957 | MO | SRMW | 2466 | 355.3333
[13 empty] | 63960 | 63960 | MO | SRMW | 2466 | 355.3333
[13 empty] | 63961 | 63961 | MO | SRMW | 2466 | 355.3333
[13 empty] | 63962 | 63962 | MO | SRMW | 2466 | 355.3333
[13 empty] | 63963 | 63963 | MO | SRMW | 2466 | 355.3333
[13 empty] | 63964 | 63964 | MO | SRMW | 2466 | 355.3333
[13 empty] | 63965 | 63965 | MO | SRMW | 2466 | 355.3333
[13 empty] | 63966 | 63966 | MO | SRMW | 2466 | 355.3333
[13 empty] | 63967 | 63967 | MO | SRMW | 2466 | 355.3333
[13 empty] | 64001 | 64001 | MO | SPNO | 2466 | 355.3333
[13 empty] | 64002 | 64002 | MO | SPNO | 2466 | 355.3333
[13 empty] | 64011 | 64011 | MO | SRMW | 2466 | 355.3333
[13 empty] | 64012 | 64012 | MO | SPNO | 2466 | 355.3333
[13 empty] | 64013 | 64013 | MO | SPNO | 2466 | 355.3333
[13 empty] | 64014 | 64014 | MO | SPNO | 2466 | 355.3333
[13 empty] | 64015 | 64015 | MO | SPNO | 2466 | 355.3333
[13 empty] | 64016 | 64016 | MO | SRMW | 2466 | 355.3333
[13 empty] | 64017 | 64017 | MO | SPNO | 2466 | 355.3333
[13 empty] | 64018 | 64018 | MO | SRMW | 2466 | 355.3333
[13 empty] | 64019 | 64019 | MO | SRMW | 2466 | 355.3333
[13 empty] | 64020 | 64020 | MO | SRMW | 2466 | 355.3333
[13 empty] | 64021 | 64021 | MO | SPNO | 2466 | 355.3333
[13 empty] | 64022 | 64022 | MO | SRMW | 2466 | 355.3333
[13 empty] | 64024 | 64024 | MO | SRMW | 2466 | 355.3333
[13 empty] | 64028 | 64028 | MO | SPNO | 2466 | 355.3333
[13 empty] | 64029 | 64029 | MO | SPNO | 2466 | 355.3333
[13 empty] | 64030 | 64030 | MO | SPNO | 2466 | 355.3333
[13 empty] | 64034 | 64034 | MO | SRMW | 2466 | 355.3333
[13 empty] | 64035 | 64035 | MO | SRMW | 2466 | 355.3333
[13 empty] | 64036 | 64036 | MO | SPNO | 2466 | 355.3333
[13 empty] | 64037 | 64037 | MO | SPNO | 2466 | 355.3333
[13 empty] | 64040 | 64040 | MO | SRMW | 2466 | 355.3333
[13 empty] | 64048 | 64048 | MO | SRMW | 2466 | 355.3333
[13 empty] | 64050 | 64050 | MO | SPNO | 2466 | 355.3333
[13 empty] | 64051 | 64051 | MO | SPNO | 2466 | 355.3333
[13 empty] | 64052 | 64052 | MO | SPNO | 2466 | 355.3333
[13 empty] | 64053 | 64053 | MO | SPNO | 2466 | 355.3333
[13 empty] | 64054 | 64054 | MO | SPNO | 2466 | 355.3333
[13 empty] | 64055 | 64055 | MO | SPNO | 2466 | 355.3333
[13 empty] | 64056 | 64056 | MO | SPNO | 2466 | 355.3333
[13 empty] | 64057 | 64057 | MO | SPNO | 2466 | 355.3333
[13 empty] | 64058 | 64058 | MO | SPNO | 2466 | 355.3333
[13 empty] | 64060 | 64060 | MO | SRMW | 2466 | 355.3333
[13 empty] | 64061 | 64061 | MO | SRMW | 2466 | 355.3333
[13 empty] | 64062 | 64062 | MO | SRMW | 2466 | 355.3333
[13 empty] | 64063 | 64063 | MO | SPNO | 2466 | 355.3333
[13 empty] | 64064 | 64064 | MO | SPNO | 2466 | 355.3333
[13 empty] | 64065 | 64065 | MO | SPNO | 2466 | 355.3333
[13 empty] | 64066 | 64066 | MO | SPNO | 2466 | 355.3333
[13 empty] | 64067 | 64067 | MO | SRMW | 2466 | 355.3333
[13 empty] | 64068 | 64068 | MO | SRMW | 2466 | 355.3333
[13 empty] | 64069 | 64069 | MO | SRMW | 2466 | 355.3333
[13 empty] | 64070 | 64070 | MO | SRMW | 2466 | 355.3333
[13 empty] | 64071 | 64071 | MO | SRMW | 2466 | 355.3333
[13 empty] | 64072 | 64072 | MO | SRMW | 2466 | 355.3333
[13 empty] | 64073 | 64073 | MO | SRMW | 2466 | 355.3333
[13 empty] | 64074 | 64074 | MO | SRMW | 2466 | 355.3333
[13 empty] | 64075 | 64075 | MO | SRMW | 2466 | 355.3333
[13 empty] | 64076 | 64076 | MO | SRMW | 2466 | 355.3333
[13 empty] | 64077 | 64077 | MO | SRMW | 2466 | 355.3333
[13 empty] | 64078 | 64078 | MO | SRMW | 2466 | 355.3333
[13 empty] | 64079 | 64079 | MO | SRMW | 2466 | 355.3333
[13 empty] | 64080 | 64080 | MO | SRMW | 2466 | 355.3333
[13 empty] | 64081 | 64081 | MO | SPNO | 2466 | 355.3333
[13 empty] | 64082 | 64082 | MO | SPNO | 2466 | 355.3333
[13 empty] | 64083 | 64083 | MO | SRMW | 2466 | 355.3333
[13 empty] | 64084 | 64084 | MO | SRMW | 2466 | 355.3333
[13 empty] | 64085 | 64085 | MO | SRMW | 2466 | 355.3333
[13 empty] | 64086 | 64086 | MO | SRMW | 2466 | 355.3333
[13 empty] | 64088 | 64088 | MO | SPNO | 2466 | 355.3333
[13 empty] | 64089 | 64089 | MO | SRMW | 2466 | 355.3333
[13 empty] | 64090 | 64090 | MO | SPNO | 2466 | 355.3333
[13 empty] | 64092 | 64092 | MO | SPNO | 2466 | 355.3333
[13 empty] | 64093 | 64093 | MO | SRMW | 2466 | 355.3333
[13 empty] | 64096 | 64096 | MO | SPNO | 2466 | 355.3333
[13 empty] | 64097 | 64097 | MO | SRMW | 2466 | 355.3333
[13 empty] | 64098 | 64098 | MO | SRMW | 2466 | 355.3333
[13 empty] | 64101 | 64101 | MO | SPNO | 2466 | 355.3333
[13 empty] | 64102 | 64102 | MO | SPNO | 2466 | 355.3333
[13 empty] | 64105 | 64105 | MO | SPNO | 2466 | 355.3333
[13 empty] | 64106 | 64106 | MO | SPNO | 2466 | 355.3333
[13 empty] | 64108 | 64108 | MO | SPNO | 2466 | 355.3333
[13 empty] | 64109 | 64109 | MO | SPNO | 2466 | 355.3333
[13 empty] | 64110 | 64110 | MO | SPNO | 2466 | 355.3333
[13 empty] | 64111 | 64111 | MO | SPNO | 2466 | 355.3333
[13 empty] | 64112 | 64112 | MO | SPNO | 2466 | 355.3333
[13 empty] | 64113 | 64113 | MO | SPNO | 2466 | 355.3333
[13 empty] | 64114 | 64114 | MO | SPNO | 2466 | 355.3333
[13 empty] | 64116 | 64116 | MO | SPNO | 2466 | 355.3333
[13 empty] | 64117 | 64117 | MO | SPNO | 2466 | 355.3333
[13 empty] | 64118 | 64118 | MO | SPNO | 2466 | 355.3333
[13 empty] | 64119 | 64119 | MO | SPNO | 2466 | 355.3333
[13 empty] | 64120 | 64120 | MO | SPNO | 2466 | 355.3333
[13 empty] | 64121 | 64121 | MO | SPNO | 2466 | 355.3333
[13 empty] | 64123 | 64123 | MO | SPNO | 2466 | 355.3333
[13 empty] | 64124 | 64124 | MO | SPNO | 2466 | 355.3333
[13 empty] | 64125 | 64125 | MO | SPNO | 2466 | 355.3333
[13 empty] | 64126 | 64126 | MO | SPNO | 2466 | 355.3333
[13 empty] | 64127 | 64127 | MO | SPNO | 2466 | 355.3333
[13 empty] | 64128 | 64128 | MO | SPNO | 2466 | 355.3333
[13 empty] | 64129 | 64129 | MO | SPNO | 2466 | 355.3333
[13 empty] | 64130 | 64130 | MO | SPNO | 2466 | 355.3333
[13 empty] | 64131 | 64131 | MO | SPNO | 2466 | 355.3333
[13 empty] | 64132 | 64132 | MO | SPNO | 2466 | 355.3333
[13 empty] | 64133 | 64133 | MO | SPNO | 2466 | 355.3333
[13 empty] | 64134 | 64134 | MO | SPNO | 2466 | 355.3333
[13 empty] | 64136 | 64136 | MO | SPNO | 2466 | 355.3333
[13 empty] | 64137 | 64137 | MO | SPNO | 2466 | 355.3333
[13 empty] | 64138 | 64138 | MO | SPNO | 2466 | 355.3333
[13 empty] | 64139 | 64139 | MO | SPNO | 2466 | 355.3333
[13 empty] | 64141 | 64141 | MO | SPNO | 2466 | 355.3333
[13 empty] | 64144 | 64144 | MO | SPNO | 2466 | 355.3333
[13 empty] | 64145 | 64145 | MO | SPNO | 2466 | 355.3333
[13 empty] | 64146 | 64146 | MO | SPNO | 2466 | 355.3333
[13 empty] | 64147 | 64147 | MO | SPNO | 2466 | 355.3333
[13 empty] | 64148 | 64148 | MO | SPNO | 2466 | 355.3333
[13 empty] | 64149 | 64149 | MO | SPNO | 2466 | 355.3333
[13 empty] | 64150 | 64150 | MO | SPNO | 2466 | 355.3333
[13 empty] | 64151 | 64151 | MO | SPNO | 2466 | 355.3333
[13 empty] | 64152 | 64152 | MO | SPNO | 2466 | 355.3333
[13 empty] | 64153 | 64153 | MO | SRMW | 2466 | 355.3333
[13 empty] | 64154 | 64154 | MO | SPNO | 2466 | 355.3333
[13 empty] | 64155 | 64155 | MO | SRMW | 2466 | 355.3333
[13 empty] | 64156 | 64156 | MO | SPNO | 2466 | 355.3333
[13 empty] | 64157 | 64157 | MO | SRMW | 2466 | 355.3333
[13 empty] | 64158 | 64158 | MO | SPNO | 2466 | 355.3333
[13 empty] | 64161 | 64161 | MO | SPNO | 2466 | 355.3333
[13 empty] | 64163 | 64163 | MO | SRMW | 2466 | 355.3333
[13 empty] | 64164 | 64164 | MO | SRMW | 2466 | 355.3333
[13 empty] | 64165 | 64165 | MO | SRMW | 2466 | 355.3333
[13 empty] | 64166 | 64166 | MO | SRMW | 2466 | 355.3333
[13 empty] | 64167 | 64167 | MO | SRMW | 2466 | 355.3333
[13 empty] | 64168 | 64168 | MO | SPNO | 2466 | 355.3333
[13 empty] | 64170 | 64170 | MO | SPNO | 2466 | 355.3333
[13 empty] | 64171 | 64171 | MO | SPNO | 2466 | 355.3333
[13 empty] | 64179 | 64179 | MO | SPNO | 2466 | 355.3333
[13 empty] | 64180 | 64180 | MO | SPNO | 2466 | 355.3333
[13 empty] | 64184 | 64184 | MO | SPNO | 2466 | 355.3333
[13 empty] | 64187 | 64187 | MO | SPNO | 2466 | 355.3333
[13 empty] | 64188 | 64188 | MO | SPNO | 2466 | 355.3333
[13 empty] | 64190 | 64190 | MO | SPNO | 2466 | 355.3333
[13 empty] | 64191 | 64191 | MO | SPNO | 2466 | 355.3333
[13 empty] | 64192 | 64192 | MO | SPNO | 2466 | 355.3333
[13 empty] | 64193 | 64193 | MO | SPNO | 2466 | 355.3333
[13 empty] | 64195 | 64195 | MO | SPNO | 2466 | 355.3333
[13 empty] | 64196 | 64196 | MO | SPNO | 2466 | 355.3333
[13 empty] | 64197 | 64197 | MO | SPNO | 2466 | 355.3333
[13 empty] | 64198 | 64198 | MO | SPNO | 2466 | 355.3333
[13 empty] | 64199 | 64199 | MO | SPNO | 2466 | 355.3333
[13 empty] | 64401 | 64401 | MO | SRMW | 2466 | 355.3333
[13 empty] | 64402 | 64402 | MO | SRMW | 2466 | 355.3333
[13 empty] | 64420 | 64420 | MO | SPNO | 2466 | 355.3333
[13 empty] | 64421 | 64421 | MO | SRMW | 2466 | 355.3333
[13 empty] | 64422 | 64422 | MO | SRMW | 2466 | 355.3333
[13 empty] | 64423 | 64423 | MO | SRMW | 2466 | 355.3333
[13 empty] | 64424 | 64424 | MO | SRMW | 2466 | 355.3333
[13 empty] | 64426 | 64426 | MO | SRMW | 2466 | 355.3333
[13 empty] | 64427 | 64427 | MO | SRMW | 2466 | 355.3333
[13 empty] | 64428 | 64428 | MO | SRMW | 2466 | 355.3333
[13 empty] | 64429 | 64429 | MO | SRMW | 2466 | 355.3333
[13 empty] | 64430 | 64430 | MO | SRMW | 2466 | 355.3333
[13 empty] | 64431 | 64431 | MO | SRMW | 2466 | 355.3333
[13 empty] | 64432 | 64432 | MO | SRMW | 2466 | 355.3333
[13 empty] | 64433 | 64433 | MO | SRMW | 2466 | 355.3333
[13 empty] | 64434 | 64434 | MO | SRMW | 2466 | 355.3333
[13 empty] | 64436 | 64436 | MO | SRMW | 2466 | 355.3333
[13 empty] | 64437 | 64437 | MO | SRMW | 2466 | 355.3333
[13 empty] | 64438 | 64438 | MO | SRMW | 2466 | 355.3333
[13 empty] | 64439 | 64439 | MO | SRMW | 2466 | 355.3333
[13 empty] | 64440 | 64440 | MO | SRMW | 2466 | 355.3333
[13 empty] | 64441 | 64441 | MO | SRMW | 2466 | 355.3333
[13 empty] | 64442 | 64442 | MO | SRMW | 2466 | 355.3333
[13 empty] | 64443 | 64443 | MO | SPNO | 2466 | 355.3333
[13 empty] | 64444 | 64444 | MO | SRMW | 2466 | 355.3333
[13 empty] | 64445 | 64445 | MO | SRMW | 2466 | 355.3333
[13 empty] | 64446 | 64446 | MO | SRMW | 2466 | 355.3333
[13 empty] | 64448 | 64448 | MO | SRMW | 2466 | 355.3333
[13 empty] | 64449 | 64449 | MO | SRMW | 2466 | 355.3333
[13 empty] | 64451 | 64451 | MO | SRMW | 2466 | 355.3333
[13 empty] | 64453 | 64453 | MO | SRMW | 2466 | 355.3333
[13 empty] | 64454 | 64454 | MO | SRMW | 2466 | 355.3333
[13 empty] | 64455 | 64455 | MO | SRMW | 2466 | 355.3333
[13 empty] | 64456 | 64456 | MO | SRMW | 2466 | 355.3333
[13 empty] | 64457 | 64457 | MO | SRMW | 2466 | 355.3333
[13 empty] | 64458 | 64458 | MO | SRMW | 2466 | 355.3333
[13 empty] | 64459 | 64459 | MO | SRMW | 2466 | 355.3333
[13 empty] | 64461 | 64461 | MO | SRMW | 2466 | 355.3333
[13 empty] | 64463 | 64463 | MO | SRMW | 2466 | 355.3333
[13 empty] | 64465 | 64465 | MO | SRMW | 2466 | 355.3333
[13 empty] | 64466 | 64466 | MO | SRMW | 2466 | 355.3333
[13 empty] | 64467 | 64467 | MO | SRMW | 2466 | 355.3333
[13 empty] | 64468 | 64468 | MO | SRMW | 2466 | 355.3333
[13 empty] | 64469 | 64469 | MO | SRMW | 2466 | 355.3333
[13 empty] | 64470 | 64470 | MO | SRMW | 2466 | 355.3333
[13 empty] | 64471 | 64471 | MO | SRMW | 2466 | 355.3333
[13 empty] | 64473 | 64473 | MO | SRMW | 2466 | 355.3333
[13 empty] | 64474 | 64474 | MO | SRMW | 2466 | 355.3333
[13 empty] | 64475 | 64475 | MO | SRMW | 2466 | 355.3333
[13 empty] | 64476 | 64476 | MO | SRMW | 2466 | 355.3333
[13 empty] | 64477 | 64477 | MO | SRMW | 2466 | 355.3333
[13 empty] | 64479 | 64479 | MO | SRMW | 2466 | 355.3333
[13 empty] | 64480 | 64480 | MO | SRMW | 2466 | 355.3333
[13 empty] | 64481 | 64481 | MO | SRMW | 2466 | 355.3333
[13 empty] | 64482 | 64482 | MO | SRMW | 2466 | 355.3333
[13 empty] | 64483 | 64483 | MO | SPNO | 2466 | 355.3333
[13 empty] | 64484 | 64484 | MO | SPNO | 2466 | 355.3333
[13 empty] | 64485 | 64485 | MO | SRMW | 2466 | 355.3333
[13 empty] | 64486 | 64486 | MO | SRMW | 2466 | 355.3333
[13 empty] | 64487 | 64487 | MO | SRMW | 2466 | 355.3333
[13 empty] | 64489 | 64489 | MO | SRMW | 2466 | 355.3333
[13 empty] | 64490 | 64490 | MO | SRMW | 2466 | 355.3333
[13 empty] | 64491 | 64491 | MO | SRMW | 2466 | 355.3333
[13 empty] | 64492 | 64492 | MO | SRMW | 2466 | 355.3333
[13 empty] | 64493 | 64493 | MO | SRMW | 2466 | 355.3333
[13 empty] | 64494 | 64494 | MO | SRMW | 2466 | 355.3333
[13 empty] | 64496 | 64496 | MO | SRMW | 2466 | 355.3333
[13 empty] | 64497 | 64497 | MO | SRMW | 2466 | 355.3333
[13 empty] | 64498 | 64498 | MO | SRMW | 2466 | 355.3333
[13 empty] | 64499 | 64499 | MO | SPNO | 2466 | 355.3333
[13 empty] | 64501 | 64501 | MO | SPNO | 2466 | 355.3333
[13 empty] | 64502 | 64502 | MO | SPNO | 2466 | 355.3333
[13 empty] | 64503 | 64503 | MO | SPNO | 2466 | 355.3333
[13 empty] | 64504 | 64504 | MO | SPNO | 2466 | 355.3333
[13 empty] | 64505 | 64505 | MO | SPNO | 2466 | 355.3333
[13 empty] | 64506 | 64506 | MO | SPNO | 2466 | 355.3333
[13 empty] | 64507 | 64507 | MO | SPNO | 2466 | 355.3333
[13 empty] | 64508 | 64508 | MO | SPNO | 2466 | 355.3333
[13 empty] | 64601 | 64601 | MO | SRMW | 2466 | 355.3333
[13 empty] | 64620 | 64620 | MO | SRMW | 2466 | 355.3333
[13 empty] | 64622 | 64622 | MO | SPNO | 2466 | 355.3333
[13 empty] | 64623 | 64623 | MO | SPNO | 2466 | 355.3333
[13 empty] | 64624 | 64624 | MO | SRMW | 2466 | 355.3333
[13 empty] | 64625 | 64625 | MO | SRMW | 2466 | 355.3333
[13 empty] | 64628 | 64628 | MO | SRMW | 2466 | 355.3333
[13 empty] | 64630 | 64630 | MO | SRMW | 2466 | 355.3333
[13 empty] | 64631 | 64631 | MO | SRMW | 2466 | 355.3333
[13 empty] | 64632 | 64632 | MO | SRMW | 2466 | 355.3333
[13 empty] | 64633 | 64633 | MO | SPNO | 2466 | 355.3333
[13 empty] | 64635 | 64635 | MO | SRMW | 2466 | 355.3333
[13 empty] | 64636 | 64636 | MO | SRMW | 2466 | 355.3333
[13 empty] | 64637 | 64637 | MO | SRMW | 2466 | 355.3333
[13 empty] | 64638 | 64638 | MO | SRMW | 2466 | 355.3333
[13 empty] | 64639 | 64639 | MO | SPNO | 2466 | 355.3333
[13 empty] | 64640 | 64640 | MO | SRMW | 2466 | 355.3333
[13 empty] | 64641 | 64641 | MO | SRMW | 2466 | 355.3333
[13 empty] | 64642 | 64642 | MO | SRMW | 2466 | 355.3333
[13 empty] | 64643 | 64643 | MO | SPNO | 2466 | 355.3333
[13 empty] | 64644 | 64644 | MO | SRMW | 2466 | 355.3333
[13 empty] | 64645 | 64645 | MO | SRMW | 2466 | 355.3333
[13 empty] | 64646 | 64646 | MO | SRMW | 2466 | 355.3333
[13 empty] | 64647 | 64647 | MO | SRMW | 2466 | 355.3333
[13 empty] | 64648 | 64648 | MO | SRMW | 2466 | 355.3333
[13 empty] | 64649 | 64649 | MO | SRMW | 2466 | 355.3333
[13 empty] | 64650 | 64650 | MO | SRMW | 2466 | 355.3333
[13 empty] | 64651 | 64651 | MO | SRMW | 2466 | 355.3333
[13 empty] | 64652 | 64652 | MO | SRMW | 2466 | 355.3333
[13 empty] | 64653 | 64653 | MO | SRMW | 2466 | 355.3333
[13 empty] | 64654 | 64654 | MO | SPNO | 2466 | 355.3333
[13 empty] | 64655 | 64655 | MO | SRMW | 2466 | 355.3333
[13 empty] | 64656 | 64656 | MO | SRMW | 2466 | 355.3333
[13 empty] | 64657 | 64657 | MO | SRMW | 2466 | 355.3333
[13 empty] | 64658 | 64658 | MO | SRMW | 2466 | 355.3333
[13 empty] | 64659 | 64659 | MO | SRMW | 2466 | 355.3333
[13 empty] | 64660 | 64660 | MO | SPNO | 2466 | 355.3333
[13 empty] | 64661 | 64661 | MO | SRMW | 2466 | 355.3333
[13 empty] | 64664 | 64664 | MO | SRMW | 2466 | 355.3333
[13 empty] | 64667 | 64667 | MO | SRMW | 2466 | 355.3333
[13 empty] | 64668 | 64668 | MO | SRMW | 2466 | 355.3333
[13 empty] | 64670 | 64670 | MO | SRMW | 2466 | 355.3333
[13 empty] | 64671 | 64671 | MO | SRMW | 2466 | 355.3333
[13 empty] | 64672 | 64672 | MO | SRMW | 2466 | 355.3333
[13 empty] | 64673 | 64673 | MO | SRMW | 2466 | 355.3333
[13 empty] | 64674 | 64674 | MO | SRMW | 2466 | 355.3333
[13 empty] | 64676 | 64676 | MO | SPNO | 2466 | 355.3333
[13 empty] | 64679 | 64679 | MO | SRMW | 2466 | 355.3333
[13 empty] | 64680 | 64680 | MO | SRMW | 2466 | 355.3333
[13 empty] | 64681 | 64681 | MO | SPNO | 2466 | 355.3333
[13 empty] | 64682 | 64682 | MO | SPNO | 2466 | 355.3333
[13 empty] | 64683 | 64683 | MO | SRMW | 2466 | 355.3333
[13 empty] | 64686 | 64686 | MO | SRMW | 2466 | 355.3333
[13 empty] | 64688 | 64688 | MO | SRMW | 2466 | 355.3333
[13 empty] | 64689 | 64689 | MO | SRMW | 2466 | 355.3333
[13 empty] | 64701 | 64701 | MO | SRMW | 2466 | 355.3333
[13 empty] | 64720 | 64720 | MO | SRMW | 2466 | 355.3333
[13 empty] | 64722 | 64722 | MO | SRMW | 2466 | 355.3333
[13 empty] | 64723 | 64723 | MO | SRMW | 2466 | 355.3333
[13 empty] | 64724 | 64724 | MO | SRMW | 2466 | 355.3333
[13 empty] | 64725 | 64725 | MO | SRMW | 2466 | 355.3333
[13 empty] | 64726 | 64726 | MO | SRMW | 2466 | 355.3333
[13 empty] | 64728 | 64728 | MO | SRMW | 2466 | 355.3333
[13 empty] | 64730 | 64730 | MO | SRMW | 2466 | 355.3333
[13 empty] | 64733 | 64733 | MO | SRMW | 2466 | 355.3333
[13 empty] | 64734 | 64734 | MO | SPNO | 2466 | 355.3333
[13 empty] | 64735 | 64735 | MO | SRMW | 2466 | 355.3333
[13 empty] | 64738 | 64738 | MO | SRMW | 2466 | 355.3333
[13 empty] | 64739 | 64739 | MO | SRMW | 2466 | 355.3333
[13 empty] | 64740 | 64740 | MO | SRMW | 2466 | 355.3333
[13 empty] | 64741 | 64741 | MO | SRMW | 2466 | 355.3333
[13 empty] | 64742 | 64742 | MO | SRMW | 2466 | 355.3333
[13 empty] | 64743 | 64743 | MO | SPNO | 2466 | 355.3333
[13 empty] | 64744 | 64744 | MO | SRMW | 2466 | 355.3333
[13 empty] | 64745 | 64745 | MO | SRMW | 2466 | 355.3333
[13 empty] | 64746 | 64746 | MO | SRMW | 2466 | 355.3333
[13 empty] | 64747 | 64747 | MO | SRMW | 2466 | 355.3333
[13 empty] | 64748 | 64748 | MO | SRMW | 2466 | 355.3333
[13 empty] | 64750 | 64750 | MO | SRMW | 2466 | 355.3333
[13 empty] | 64752 | 64752 | MO | SRMW | 2466 | 355.3333
[13 empty] | 64755 | 64755 | MO | SRMW | 2466 | 355.3333
[13 empty] | 64756 | 64756 | MO | SRMW | 2466 | 355.3333
[13 empty] | 64759 | 64759 | MO | SRMW | 2466 | 355.3333
[13 empty] | 64761 | 64761 | MO | SRMW | 2466 | 355.3333
[13 empty] | 64762 | 64762 | MO | SRMW | 2466 | 355.3333
[13 empty] | 64763 | 64763 | MO | SRMW | 2466 | 355.3333
[13 empty] | 64765 | 64765 | MO | SPNO | 2466 | 355.3333
[13 empty] | 64766 | 64766 | MO | SRMW | 2466 | 355.3333
[13 empty] | 64767 | 64767 | MO | SRMW | 2466 | 355.3333
[13 empty] | 64769 | 64769 | MO | SRMW | 2466 | 355.3333
[13 empty] | 64770 | 64770 | MO | SRMW | 2466 | 355.3333
[13 empty] | 64771 | 64771 | MO | SRMW | 2466 | 355.3333
[13 empty] | 64772 | 64772 | MO | SRMW | 2466 | 355.3333
[13 empty] | 64776 | 64776 | MO | SRMW | 2466 | 355.3333
[13 empty] | 64778 | 64778 | MO | SRMW | 2466 | 355.3333
[13 empty] | 64779 | 64779 | MO | SRMW | 2466 | 355.3333
[13 empty] | 64780 | 64780 | MO | SRMW | 2466 | 355.3333
[13 empty] | 64781 | 64781 | MO | SPNO | 2466 | 355.3333
[13 empty] | 64783 | 64783 | MO | SRMW | 2466 | 355.3333
[13 empty] | 64784 | 64784 | MO | SRMW | 2466 | 355.3333
[13 empty] | 64788 | 64788 | MO | SRMW | 2466 | 355.3333
[13 empty] | 64790 | 64790 | MO | SRMW | 2466 | 355.3333
[13 empty] | 64801 | 64801 | MO | SPNO | 2466 | 355.3333
[13 empty] | 64802 | 64802 | MO | SPNO | 2466 | 355.3333
[13 empty] | 64803 | 64803 | MO | SPNO | 2466 | 355.3333
[13 empty] | 64804 | 64804 | MO | SPNO | 2466 | 355.3333
[13 empty] | 64830 | 64830 | MO | SPNO | 2466 | 355.3333
[13 empty] | 64831 | 64831 | MO | SRMW | 2466 | 355.3333
[13 empty] | 64832 | 64832 | MO | SRMW | 2466 | 355.3333
[13 empty] | 64833 | 64833 | MO | SRMW | 2466 | 355.3333
[13 empty] | 64834 | 64834 | MO | SPNO | 2466 | 355.3333
[13 empty] | 64835 | 64835 | MO | SPNO | 2466 | 355.3333
[13 empty] | 64836 | 64836 | MO | SRMW | 2466 | 355.3333
[13 empty] | 64840 | 64840 | MO | SRMW | 2466 | 355.3333
[13 empty] | 64841 | 64841 | MO | SPNO | 2466 | 355.3333
[13 empty] | 64842 | 64842 | MO | SRMW | 2466 | 355.3333
[13 empty] | 64843 | 64843 | MO | SRMW | 2466 | 355.3333
[13 empty] | 64844 | 64844 | MO | SRMW | 2466 | 355.3333
[13 empty] | 64847 | 64847 | MO | SPNO | 2466 | 355.3333
[13 empty] | 64848 | 64848 | MO | SRMW | 2466 | 355.3333
[13 empty] | 64849 | 64849 | MO | SPNO | 2466 | 355.3333
[13 empty] | 64850 | 64850 | MO | SRMW | 2466 | 355.3333
[13 empty] | 64853 | 64853 | MO | SPNO | 2466 | 355.3333
[13 empty] | 64854 | 64854 | MO | SRMW | 2466 | 355.3333
[13 empty] | 64855 | 64855 | MO | SRMW | 2466 | 355.3333
[13 empty] | 64856 | 64856 | MO | SRMW | 2466 | 355.3333
[13 empty] | 64857 | 64857 | MO | SPNO | 2466 | 355.3333
[13 empty] | 64858 | 64858 | MO | SRMW | 2466 | 355.3333
[13 empty] | 64859 | 64859 | MO | SPNO | 2466 | 355.3333
[13 empty] | 64861 | 64861 | MO | SRMW | 2466 | 355.3333
[13 empty] | 64862 | 64862 | MO | SRMW | 2466 | 355.3333
[13 empty] | 64863 | 64863 | MO | SRMW | 2466 | 355.3333
[13 empty] | 64864 | 64864 | MO | SPNO | 2466 | 355.3333
[13 empty] | 64865 | 64865 | MO | SRMW | 2466 | 355.3333
[13 empty] | 64866 | 64866 | MO | SPNO | 2466 | 355.3333
[13 empty] | 64867 | 64867 | MO | SRMW | 2466 | 355.3333
[13 empty] | 64868 | 64868 | MO | SRMW | 2466 | 355.3333
[13 empty] | 64869 | 64869 | MO | SPNO | 2466 | 355.3333
[13 empty] | 64870 | 64870 | MO | SPNO | 2466 | 355.3333
[13 empty] | 64873 | 64873 | MO | SPNO | 2466 | 355.3333
[13 empty] | 64874 | 64874 | MO | SRMW | 2466 | 355.3333
[13 empty] | 64999 | 64999 | MO | SPNO | 2466 | 355.3333
[13 empty] | 65001 | 65001 | MO | SRMW | 2466 | 355.3333
[13 empty] | 65010 | 65010 | MO | SRMW | 2466 | 355.3333
[13 empty] | 65011 | 65011 | MO | SRMW | 2466 | 355.3333
[13 empty] | 65013 | 65013 | MO | SRMW | 2466 | 355.3333
[13 empty] | 65014 | 65014 | MO | SRMW | 2466 | 355.3333
[13 empty] | 65016 | 65016 | MO | SRMW | 2466 | 355.3333
[13 empty] | 65017 | 65017 | MO | SRMW | 2466 | 355.3333
[13 empty] | 65018 | 65018 | MO | SRMW | 2466 | 355.3333
[13 empty] | 65020 | 65020 | MO | SRMW | 2466 | 355.3333
[13 empty] | 65023 | 65023 | MO | SRMW | 2466 | 355.3333
[13 empty] | 65024 | 65024 | MO | SRMW | 2466 | 355.3333
[13 empty] | 65025 | 65025 | MO | SRMW | 2466 | 355.3333
[13 empty] | 65026 | 65026 | MO | SRMW | 2466 | 355.3333
[13 empty] | 65032 | 65032 | MO | SRMW | 2466 | 355.3333
[13 empty] | 65034 | 65034 | MO | SRMW | 2466 | 355.3333
[13 empty] | 65035 | 65035 | MO | SRMW | 2466 | 355.3333
[13 empty] | 65036 | 65036 | MO | SRMW | 2466 | 355.3333
[13 empty] | 65037 | 65037 | MO | SRMW | 2466 | 355.3333
[13 empty] | 65038 | 65038 | MO | SRMW | 2466 | 355.3333
[13 empty] | 65039 | 65039 | MO | SRMW | 2466 | 355.3333
[13 empty] | 65040 | 65040 | MO | SRMW | 2466 | 355.3333
[13 empty] | 65041 | 65041 | MO | SRMW | 2466 | 355.3333
[13 empty] | 65042 | 65042 | MO | SRMW | 2466 | 355.3333
[13 empty] | 65043 | 65043 | MO | SRMW | 2466 | 355.3333
[13 empty] | 65046 | 65046 | MO | SRMW | 2466 | 355.3333
[13 empty] | 65047 | 65047 | MO | SRMW | 2466 | 355.3333
[13 empty] | 65048 | 65048 | MO | SRMW | 2466 | 355.3333
[13 empty] | 65049 | 65049 | MO | SRMW | 2466 | 355.3333
[13 empty] | 65050 | 65050 | MO | SRMW | 2466 | 355.3333
[13 empty] | 65051 | 65051 | MO | SRMW | 2466 | 355.3333
[13 empty] | 65052 | 65052 | MO | SRMW | 2466 | 355.3333
[13 empty] | 65053 | 65053 | MO | SRMW | 2466 | 355.3333
[13 empty] | 65054 | 65054 | MO | SRMW | 2466 | 355.3333
[13 empty] | 65055 | 65055 | MO | SRMW | 2466 | 355.3333
[13 empty] | 65058 | 65058 | MO | SRMW | 2466 | 355.3333
[13 empty] | 65059 | 65059 | MO | SRMW | 2466 | 355.3333
[13 empty] | 65061 | 65061 | MO | SRMW | 2466 | 355.3333
[13 empty] | 65062 | 65062 | MO | SRMW | 2466 | 355.3333
[13 empty] | 65063 | 65063 | MO | SRMW | 2466 | 355.3333
[13 empty] | 65064 | 65064 | MO | SRMW | 2466 | 355.3333
[13 empty] | 65065 | 65065 | MO | SRMW | 2466 | 355.3333
[13 empty] | 65066 | 65066 | MO | SRMW | 2466 | 355.3333
[13 empty] | 65067 | 65067 | MO | SRMW | 2466 | 355.3333
[13 empty] | 65068 | 65068 | MO | SRMW | 2466 | 355.3333
[13 empty] | 65069 | 65069 | MO | SRMW | 2466 | 355.3333
[13 empty] | 65072 | 65072 | MO | SRMW | 2466 | 355.3333
[13 empty] | 65074 | 65074 | MO | SRMW | 2466 | 355.3333
[13 empty] | 65075 | 65075 | MO | SRMW | 2466 | 355.3333
[13 empty] | 65076 | 65076 | MO | SRMW | 2466 | 355.3333
[13 empty] | 65077 | 65077 | MO | SRMW | 2466 | 355.3333
[13 empty] | 65078 | 65078 | MO | SRMW | 2466 | 355.3333
[13 empty] | 65079 | 65079 | MO | SRMW | 2466 | 355.3333
[13 empty] | 65080 | 65080 | MO | SRMW | 2466 | 355.3333
[13 empty] | 65081 | 65081 | MO | SRMW | 2466 | 355.3333
[13 empty] | 65082 | 65082 | MO | SRMW | 2466 | 355.3333
[13 empty] | 65083 | 65083 | MO | SRMW | 2466 | 355.3333
[13 empty] | 65084 | 65084 | MO | SRMW | 2466 | 355.3333
[13 empty] | 65085 | 65085 | MO | SRMW | 2466 | 355.3333
[13 empty] | 65101 | 65101 | MO | SRMW | 2146.6667 | 407
[13 empty] | 65102 | 65102 | MO | SRMW | 2146.6667 | 407
[13 empty] | 65103 | 65103 | MO | SRMW | 2146.6667 | 407
[13 empty] | 65104 | 65104 | MO | SRMW | 2146.6667 | 407
[13 empty] | 65105 | 65105 | MO | SRMW | 2146.6667 | 407
[13 empty] | 65106 | 65106 | MO | SRMW | 2146.6667 | 407
[13 empty] | 65107 | 65107 | MO | SRMW | 2146.6667 | 407
[13 empty] | 65108 | 65108 | MO | SRMW | 2146.6667 | 407
[13 empty] | 65109 | 65109 | MO | SRMW | 2146.6667 | 407
[13 empty] | 65110 | 65110 | MO | SRMW | 2146.6667 | 407
[13 empty] | 65111 | 65111 | MO | SRMW | 2146.6667 | 407
[13 empty] | 65201 | 65201 | MO | SRMW | 2146.6667 | 407
[13 empty] | 65202 | 65202 | MO | SRMW | 2146.6667 | 407
[13 empty] | 65203 | 65203 | MO | SRMW | 2146.6667 | 407
[13 empty] | 65205 | 65205 | MO | SRMW | 2146.6667 | 407
[13 empty] | 65211 | 65211 | MO | SRMW | 2146.6667 | 407
[13 empty] | 65212 | 65212 | MO | SRMW | 2146.6667 | 407
[13 empty] | 65215 | 65215 | MO | SRMW | 2146.6667 | 407
[13 empty] | 65216 | 65216 | MO | SRMW | 2146.6667 | 407
[13 empty] | 65217 | 65217 | MO | SRMW | 2146.6667 | 407
[13 empty] | 65218 | 65218 | MO | SRMW | 2146.6667 | 407
[13 empty] | 65230 | 65230 | MO | SPNO | 2146.6667 | 407
[13 empty] | 65231 | 65231 | MO | SRMW | 2146.6667 | 407
[13 empty] | 65232 | 65232 | MO | SRMW | 2146.6667 | 407
[13 empty] | 65233 | 65233 | MO | SRMW | 2146.6667 | 407
[13 empty] | 65236 | 65236 | MO | SPNO | 2146.6667 | 407
[13 empty] | 65237 | 65237 | MO | SRMW | 2146.6667 | 407
[13 empty] | 65239 | 65239 | MO | SRMW | 2146.6667 | 407
[13 empty] | 65240 | 65240 | MO | SRMW | 2146.6667 | 407
[13 empty] | 65243 | 65243 | MO | SRMW | 2146.6667 | 407
[13 empty] | 65244 | 65244 | MO | SPNO | 2146.6667 | 407
[13 empty] | 65246 | 65246 | MO | SPNO | 2146.6667 | 407
[13 empty] | 65247 | 65247 | MO | SRMW | 2146.6667 | 407
[13 empty] | 65248 | 65248 | MO | SRMW | 2146.6667 | 407
[13 empty] | 65250 | 65250 | MO | SRMW | 2146.6667 | 407
[13 empty] | 65251 | 65251 | MO | SRMW | 2146.6667 | 407
[13 empty] | 65254 | 65254 | MO | SPNO | 2146.6667 | 407
[13 empty] | 65255 | 65255 | MO | SRMW | 2146.6667 | 407
[13 empty] | 65256 | 65256 | MO | SRMW | 2146.6667 | 407
[13 empty] | 65257 | 65257 | MO | SRMW | 2146.6667 | 407
[13 empty] | 65258 | 65258 | MO | SRMW | 2146.6667 | 407
[13 empty] | 65259 | 65259 | MO | SRMW | 2146.6667 | 407
[13 empty] | 65260 | 65260 | MO | SRMW | 2146.6667 | 407
[13 empty] | 65261 | 65261 | MO | SPNO | 2146.6667 | 407
[13 empty] | 65262 | 65262 | MO | SRMW | 2146.6667 | 407
[13 empty] | 65263 | 65263 | MO | SRMW | 2146.6667 | 407
[13 empty] | 65264 | 65264 | MO | SRMW | 2146.6667 | 407
[13 empty] | 65265 | 65265 | MO | SRMW | 2146.6667 | 407
[13 empty] | 65270 | 65270 | MO | SRMW | 2146.6667 | 407
[13 empty] | 65274 | 65274 | MO | SRMW | 2146.6667 | 407
[13 empty] | 65275 | 65275 | MO | SRMW | 2146.6667 | 407
[13 empty] | 65276 | 65276 | MO | SRMW | 2146.6667 | 407
[13 empty] | 65278 | 65278 | MO | SRMW | 2146.6667 | 407
[13 empty] | 65279 | 65279 | MO | SRMW | 2146.6667 | 407
[13 empty] | 65280 | 65280 | MO | SRMW | 2146.6667 | 407
[13 empty] | 65281 | 65281 | MO | SPNO | 2146.6667 | 407
[13 empty] | 65282 | 65282 | MO | SRMW | 2146.6667 | 407
[13 empty] | 65283 | 65283 | MO | SRMW | 2146.6667 | 407
[13 empty] | 65284 | 65284 | MO | SRMW | 2146.6667 | 407
[13 empty] | 65285 | 65285 | MO | SRMW | 2146.6667 | 407
[13 empty] | 65286 | 65286 | MO | SPNO | 2146.6667 | 407
[13 empty] | 65287 | 65287 | MO | SRMW | 2146.6667 | 407
[13 empty] | 65299 | 65299 | MO | SRMW | 2146.6667 | 407
[13 empty] | 65301 | 65301 | MO | SRMW | 2146.6667 | 407
[13 empty] | 65302 | 65302 | MO | SPNO | 2146.6667 | 407
[13 empty] | 65305 | 65305 | MO | SRMW | 2146.6667 | 407
[13 empty] | 65320 | 65320 | MO | SPNO | 2146.6667 | 407
[13 empty] | 65321 | 65321 | MO | SPNO | 2146.6667 | 407
[13 empty] | 65322 | 65322 | MO | SRMW | 2146.6667 | 407
[13 empty] | 65323 | 65323 | MO | SRMW | 2146.6667 | 407
[13 empty] | 65324 | 65324 | MO | SRMW | 2146.6667 | 407
[13 empty] | 65325 | 65325 | MO | SRMW | 2146.6667 | 407
[13 empty] | 65326 | 65326 | MO | SRMW | 2146.6667 | 407
[13 empty] | 65327 | 65327 | MO | SPNO | 2146.6667 | 407
[13 empty] | 65329 | 65329 | MO | SRMW | 2146.6667 | 407
[13 empty] | 65330 | 65330 | MO | SPNO | 2146.6667 | 407
[13 empty] | 65332 | 65332 | MO | SRMW | 2146.6667 | 407
[13 empty] | 65333 | 65333 | MO | SPNO | 2146.6667 | 407
[13 empty] | 65334 | 65334 | MO | SRMW | 2146.6667 | 407
[13 empty] | 65335 | 65335 | MO | SRMW | 2146.6667 | 407
[13 empty] | 65336 | 65336 | MO | SRMW | 2146.6667 | 407
[13 empty] | 65337 | 65337 | MO | SRMW | 2146.6667 | 407
[13 empty] | 65338 | 65338 | MO | SRMW | 2146.6667 | 407
[13 empty] | 65339 | 65339 | MO | SPNO | 2146.6667 | 407
[13 empty] | 65340 | 65340 | MO | SPNO | 2146.6667 | 407
[13 empty] | 65344 | 65344 | MO | SPNO | 2146.6667 | 407
[13 empty] | 65345 | 65345 | MO | SRMW | 2146.6667 | 407
[13 empty] | 65347 | 65347 | MO | SPNO | 2146.6667 | 407
[13 empty] | 65348 | 65348 | MO | SRMW | 2146.6667 | 407
[13 empty] | 65349 | 65349 | MO | SPNO | 2146.6667 | 407
[13 empty] | 65350 | 65350 | MO | SRMW | 2146.6667 | 407
[13 empty] | 65351 | 65351 | MO | SPNO | 2146.6667 | 407
[13 empty] | 65354 | 65354 | MO | SRMW | 2146.6667 | 407
[13 empty] | 65355 | 65355 | MO | SRMW | 2146.6667 | 407
[13 empty] | 65360 | 65360 | MO | SRMW | 2146.6667 | 407
[13 empty] | 65401 | 65401 | MO | SRMW | 2146.6667 | 407
[13 empty] | 65402 | 65402 | MO | SRMW | 2146.6667 | 407
[13 empty] | 65409 | 65409 | MO | SRMW | 2146.6667 | 407
[13 empty] | 65436 | 65436 | MO | SRMW | 2146.6667 | 407
[13 empty] | 65438 | 65438 | MO | SRMW | 2146.6667 | 407
[13 empty] | 65439 | 65439 | MO | SRMW | 2146.6667 | 407
[13 empty] | 65440 | 65440 | MO | SRMW | 2146.6667 | 407
[13 empty] | 65441 | 65441 | MO | SRMW | 2146.6667 | 407
[13 empty] | 65443 | 65443 | MO | SRMW | 2146.6667 | 407
[13 empty] | 65444 | 65444 | MO | SRMW | 2146.6667 | 407
[13 empty] | 65446 | 65446 | MO | SRMW | 2146.6667 | 407
[13 empty] | 65449 | 65449 | MO | SRMW | 2146.6667 | 407
[13 empty] | 65452 | 65452 | MO | SRMW | 2146.6667 | 407
[13 empty] | 65453 | 65453 | MO | SRMW | 2146.6667 | 407
[13 empty] | 65456 | 65456 | MO | SRMW | 2146.6667 | 407
[13 empty] | 65457 | 65457 | MO | SRMW | 2146.6667 | 407
[13 empty] | 65459 | 65459 | MO | SRMW | 2146.6667 | 407
[13 empty] | 65461 | 65461 | MO | SRMW | 2146.6667 | 407
[13 empty] | 65462 | 65462 | MO | SRMW | 2146.6667 | 407
[13 empty] | 65463 | 65463 | MO | SRMW | 2146.6667 | 407
[13 empty] | 65464 | 65464 | MO | SRMW | 2146.6667 | 407
[13 empty] | 65466 | 65466 | MO | SRMW | 2146.6667 | 407
[13 empty] | 65468 | 65468 | MO | SRMW | 2146.6667 | 407
[13 empty] | 65470 | 65470 | MO | SRMW | 2146.6667 | 407
[13 empty] | 65473 | 65473 | MO | SRMW | 2146.6667 | 407
[13 empty] | 65479 | 65479 | MO | SRMW | 2146.6667 | 407
[13 empty] | 65483 | 65483 | MO | SRMW | 2146.6667 | 407
[13 empty] | 65484 | 65484 | MO | SRMW | 2146.6667 | 407
[13 empty] | 65486 | 65486 | MO | SRMW | 2146.6667 | 407
[13 empty] | 65501 | 65501 | MO | SRMW | 2146.6667 | 407
[13 empty] | 65529 | 65529 | MO | SRMW | 2146.6667 | 407
[13 empty] | 65532 | 65532 | MO | SRMW | 2146.6667 | 407
[13 empty] | 65534 | 65534 | MO | SRMW | 2146.6667 | 407
[13 empty] | 65535 | 65535 | MO | SRMW | 2146.6667 | 407
[13 empty] | 65536 | 65536 | MO | SRMW | 2146.6667 | 407
[13 empty] | 65541 | 65541 | MO | SRMW | 2146.6667 | 407
[13 empty] | 65542 | 65542 | MO | SRMW | 2146.6667 | 407
[13 empty] | 65543 | 65543 | MO | SRMW | 2146.6667 | 407
[13 empty] | 65546 | 65546 | MO | SRMW | 2146.6667 | 407
[13 empty] | 65548 | 65548 | MO | SRMW | 2146.6667 | 407
[13 empty] | 65550 | 65550 | MO | SRMW | 2146.6667 | 407
[13 empty] | 65552 | 65552 | MO | SRMW | 2146.6667 | 407
[13 empty] | 65555 | 65555 | MO | SRMW | 2146.6667 | 407
[13 empty] | 65556 | 65556 | MO | SRMW | 2146.6667 | 407
[13 empty] | 65557 | 65557 | MO | SRMW | 2146.6667 | 407
[13 empty] | 65559 | 65559 | MO | SRMW | 2146.6667 | 407
[13 empty] | 65560 | 65560 | MO | SRMW | 2146.6667 | 407
[13 empty] | 65564 | 65564 | MO | SRMW | 2146.6667 | 407
[13 empty] | 65565 | 65565 | MO | SRMW | 2146.6667 | 407
[13 empty] | 65566 | 65566 | MO | SRMW | 2146.6667 | 407
[13 empty] | 65567 | 65567 | MO | SRMW | 2146.6667 | 407
[13 empty] | 65570 | 65570 | MO | SRMW | 2146.6667 | 407
[13 empty] | 65571 | 65571 | MO | SRMW | 2146.6667 | 407
[13 empty] | 65580 | 65580 | MO | SRMW | 2146.6667 | 407
[13 empty] | 65582 | 65582 | MO | SRMW | 2146.6667 | 407
[13 empty] | 65583 | 65583 | MO | SRMW | 2146.6667 | 407
[13 empty] | 65584 | 65584 | MO | SRMW | 2146.6667 | 407
[13 empty] | 65586 | 65586 | MO | SRMW | 2146.6667 | 407
[13 empty] | 65588 | 65588 | MO | SRMW | 2146.6667 | 407
[13 empty] | 65589 | 65589 | MO | SRMW | 2146.6667 | 407
[13 empty] | 65590 | 65590 | MO | SRMW | 2146.6667 | 407
[13 empty] | 65591 | 65591 | MO | SRMW | 2146.6667 | 407
[13 empty] | 65601 | 65601 | MO | SRMW | 2146.6667 | 407
[13 empty] | 65603 | 65603 | MO | SRMW | 2146.6667 | 407
[13 empty] | 65604 | 65604 | MO | SRMW | 2146.6667 | 407
[13 empty] | 65605 | 65605 | MO | SRMW | 2146.6667 | 407
[13 empty] | 65606 | 65606 | MO | SRMW | 2146.6667 | 407
[13 empty] | 65607 | 65607 | MO | SPNO | 2146.6667 | 407
[13 empty] | 65608 | 65608 | MO | SRMW | 2146.6667 | 407
[13 empty] | 65609 | 65609 | MO | SRMW | 2146.6667 | 407
[13 empty] | 65610 | 65610 | MO | SPNO | 2146.6667 | 407
[13 empty] | 65611 | 65611 | MO | SPSO | 2146.6667 | 407
[13 empty] | 65612 | 65612 | MO | SRMW | 2146.6667 | 407
[13 empty] | 65613 | 65613 | MO | SRMW | 2146.6667 | 407
[13 empty] | 65614 | 65614 | MO | SRMW | 2146.6667 | 407
[13 empty] | 65615 | 65615 | MO | SPNO | 2146.6667 | 407
[13 empty] | 65616 | 65616 | MO | SRMW | 2146.6667 | 407
[13 empty] | 65617 | 65617 | MO | SRMW | 2146.6667 | 407
[13 empty] | 65618 | 65618 | MO | SRMW | 2146.6667 | 407
[13 empty] | 65619 | 65619 | MO | SRMW | 2146.6667 | 407
[13 empty] | 65620 | 65620 | MO | SRMW | 2146.6667 | 407
[13 empty] | 65622 | 65622 | MO | SRMW | 2146.6667 | 407
[13 empty] | 65623 | 65623 | MO | SRMW | 2146.6667 | 407
[13 empty] | 65624 | 65624 | MO | SRMW | 2146.6667 | 407
[13 empty] | 65625 | 65625 | MO | SRMW | 2146.6667 | 407
[13 empty] | 65626 | 65626 | MO | SRMW | 2146.6667 | 407
[13 empty] | 65627 | 65627 | MO | SRMW | 2146.6667 | 407
[13 empty] | 65629 | 65629 | MO | SRMW | 2146.6667 | 407
[13 empty] | 65630 | 65630 | MO | SRMW | 2146.6667 | 407
[13 empty] | 65631 | 65631 | MO | SRMW | 2146.6667 | 407
[13 empty] | 65632 | 65632 | MO | SRMW | 2146.6667 | 407
[13 empty] | 65633 | 65633 | MO | SRMW | 2146.6667 | 407
[13 empty] | 65634 | 65634 | MO | SRMW | 2146.6667 | 407
[13 empty] | 65635 | 65635 | MO | SRMW | 2146.6667 | 407
[13 empty] | 65636 | 65636 | MO | SRMW | 2146.6667 | 407
[13 empty] | 65637 | 65637 | MO | SRMW | 2146.6667 | 407
[13 empty] | 65638 | 65638 | MO | SRMW | 2146.6667 | 407
[13 empty] | 65640 | 65640 | MO | SRMW | 2146.6667 | 407
[13 empty] | 65641 | 65641 | MO | SPSO | 2146.6667 | 407
[13 empty] | 65644 | 65644 | MO | SRMW | 2146.6667 | 407
[13 empty] | 65645 | 65645 | MO | SRMW | 2146.6667 | 407
[13 empty] | 65646 | 65646 | MO | SRMW | 2146.6667 | 407
[13 empty] | 65647 | 65647 | MO | SRMW | 2146.6667 | 407
[13 empty] | 65648 | 65648 | MO | SRMW | 2146.6667 | 407
[13 empty] | 65649 | 65649 | MO | SRMW | 2146.6667 | 407
[13 empty] | 65650 | 65650 | MO | SRMW | 2146.6667 | 407
[13 empty] | 65652 | 65652 | MO | SRMW | 2146.6667 | 407
[13 empty] | 65653 | 65653 | MO | SRMW | 2146.6667 | 407
[13 empty] | 65654 | 65654 | MO | SPNO | 2146.6667 | 407
[13 empty] | 65655 | 65655 | MO | SRMW | 2146.6667 | 407
[13 empty] | 65656 | 65656 | MO | SRMW | 2146.6667 | 407
[13 empty] | 65657 | 65657 | MO | SRMW | 2146.6667 | 407
[13 empty] | 65658 | 65658 | MO | SPSO | 2146.6667 | 407
[13 empty] | 65660 | 65660 | MO | SRMW | 2146.6667 | 407
[13 empty] | 65661 | 65661 | MO | SPNO | 2146.6667 | 407
[13 empty] | 65662 | 65662 | MO | SRMW | 2146.6667 | 407
[13 empty] | 65663 | 65663 | MO | SRMW | 2146.6667 | 407
[13 empty] | 65664 | 65664 | MO | SPNO | 2146.6667 | 407
[13 empty] | 65666 | 65666 | MO | SRMW | 2146.6667 | 407
[13 empty] | 65667 | 65667 | MO | SRMW | 2146.6667 | 407
[13 empty] | 65668 | 65668 | MO | SRMW | 2146.6667 | 407
[13 empty] | 65669 | 65669 | MO | SRMW | 2146.6667 | 407
[13 empty] | 65672 | 65672 | MO | SRMW | 2146.6667 | 407
[13 empty] | 65673 | 65673 | MO | SRMW | 2146.6667 | 407
[13 empty] | 65674 | 65674 | MO | SPNO | 2146.6667 | 407
[13 empty] | 65675 | 65675 | MO | SPNO | 2146.6667 | 407
[13 empty] | 65676 | 65676 | MO | SRMW | 2146.6667 | 407
[13 empty] | 65679 | 65679 | MO | SRMW | 2146.6667 | 407
[13 empty] | 65680 | 65680 | MO | SRMW | 2146.6667 | 407
[13 empty] | 65681 | 65681 | MO | SPSO | 2146.6667 | 407
[13 empty] | 65682 | 65682 | MO | SRMW | 2146.6667 | 407
[13 empty] | 65685 | 65685 | MO | SRMW | 2146.6667 | 407
[13 empty] | 65686 | 65686 | MO | SRMW | 2146.6667 | 407
[13 empty] | 65688 | 65688 | MO | SRMW | 2146.6667 | 407
[13 empty] | 65689 | 65689 | MO | SRMW | 2146.6667 | 407
[13 empty] | 65690 | 65690 | MO | SRMW | 2146.6667 | 407
[13 empty] | 65692 | 65692 | MO | SRMW | 2146.6667 | 407
[13 empty] | 65701 | 65701 | MO | SRMW | 2146.6667 | 407
[13 empty] | 65702 | 65702 | MO | SRMW | 2146.6667 | 407
[13 empty] | 65704 | 65704 | MO | SRMW | 2146.6667 | 407
[13 empty] | 65705 | 65705 | MO | SRMW | 2146.6667 | 407
[13 empty] | 65706 | 65706 | MO | SRMW | 2146.6667 | 407
[13 empty] | 65707 | 65707 | MO | SRMW | 2146.6667 | 407
[13 empty] | 65708 | 65708 | MO | SRMW | 2146.6667 | 407
[13 empty] | 65710 | 65710 | MO | SRMW | 2146.6667 | 407
[13 empty] | 65711 | 65711 | MO | SRMW | 2146.6667 | 407
[13 empty] | 65712 | 65712 | MO | SRMW | 2146.6667 | 407
[13 empty] | 65713 | 65713 | MO | SRMW | 2146.6667 | 407
[13 empty] | 65714 | 65714 | MO | SRMW | 2146.6667 | 407
[13 empty] | 65715 | 65715 | MO | SRMW | 2146.6667 | 407
[13 empty] | 65717 | 65717 | MO | SRMW | 2146.6667 | 407
[13 empty] | 65720 | 65720 | MO | SRMW | 2146.6667 | 407
[13 empty] | 65721 | 65721 | MO | SRMW | 2146.6667 | 407
[13 empty] | 65722 | 65722 | MO | SRMW | 2146.6667 | 407
[13 empty] | 65723 | 65723 | MO | SPNO | 2146.6667 | 407
[13 empty] | 65724 | 65724 | MO | SRMW | 2146.6667 | 407
[13 empty] | 65725 | 65725 | MO | SRMW | 2146.6667 | 407
[13 empty] | 65726 | 65726 | MO | SPNO | 2146.6667 | 407
[13 empty] | 65727 | 65727 | MO | SRMW | 2146.6667 | 407
[13 empty] | 65728 | 65728 | MO | SRMW | 2146.6667 | 407
[13 empty] | 65729 | 65729 | MO | SRMW | 2146.6667 | 407
[13 empty] | 65730 | 65730 | MO | SRMW | 2146.6667 | 407
[13 empty] | 65731 | 65731 | MO | SRMW | 2146.6667 | 407
[13 empty] | 65732 | 65732 | MO | SRMW | 2146.6667 | 407
[13 empty] | 65733 | 65733 | MO | SRMW | 2146.6667 | 407
[13 empty] | 65734 | 65734 | MO | SRMW | 2146.6667 | 407
[13 empty] | 65735 | 65735 | MO | SRMW | 2146.6667 | 407
[13 empty] | 65737 | 65737 | MO | SRMW | 2146.6667 | 407
[13 empty] | 65738 | 65738 | MO | SRMW | 2146.6667 | 407
[13 empty] | 65739 | 65739 | MO | SRMW | 2146.6667 | 407
[13 empty] | 65740 | 65740 | MO | SRMW | 2146.6667 | 407
[13 empty] | 65741 | 65741 | MO | SRMW | 2146.6667 | 407
[13 empty] | 65742 | 65742 | MO | SRMW | 2146.6667 | 407
[13 empty] | 65744 | 65744 | MO | SRMW | 2146.6667 | 407
[13 empty] | 65745 | 65745 | MO | SRMW | 2146.6667 | 407
[13 empty] | 65746 | 65746 | MO | SRMW | 2146.6667 | 407
[13 empty] | 65747 | 65747 | MO | SPSO | 2146.6667 | 407
[13 empty] | 65752 | 65752 | MO | SPNO | 2146.6667 | 407
[13 empty] | 65753 | 65753 | MO | SRMW | 2146.6667 | 407
[13 empty] | 65754 | 65754 | MO | SRMW | 2146.6667 | 407
[13 empty] | 65755 | 65755 | MO | SRMW | 2146.6667 | 407
[13 empty] | 65756 | 65756 | MO | SRMW | 2146.6667 | 407
[13 empty] | 65757 | 65757 | MO | SRMW | 2146.6667 | 407
[13 empty] | 65759 | 65759 | MO | SRMW | 2146.6667 | 407
[13 empty] | 65760 | 65760 | MO | SRMW | 2146.6667 | 407
[13 empty] | 65761 | 65761 | MO | SRMW | 2146.6667 | 407
[13 empty] | 65762 | 65762 | MO | SRMW | 2146.6667 | 407
[13 empty] | 65764 | 65764 | MO | SRMW | 2146.6667 | 407
[13 empty] | 65765 | 65765 | MO | SRMW | 2146.6667 | 407
[13 empty] | 65766 | 65766 | MO | SRMW | 2146.6667 | 407
[13 empty] | 65767 | 65767 | MO | SRMW | 2146.6667 | 407
[13 empty] | 65768 | 65768 | MO | SRMW | 2146.6667 | 407
[13 empty] | 65769 | 65769 | MO | SRMW | 2146.6667 | 407
[13 empty] | 65770 | 65770 | MO | SRMW | 2146.6667 | 407
[13 empty] | 65771 | 65771 | MO | SRMW | 2146.6667 | 407
[13 empty] | 65772 | 65772 | MO | SRMW | 2146.6667 | 407
[13 empty] | 65773 | 65773 | MO | SRMW | 2146.6667 | 407
[13 empty] | 65774 | 65774 | MO | SPNO | 2146.6667 | 407
[13 empty] | 65775 | 65775 | MO | SRMW | 2146.6667 | 407
[13 empty] | 65776 | 65776 | MO | SPNO | 2146.6667 | 407
[13 empty] | 65777 | 65777 | MO | SRMW | 2146.6667 | 407
[13 empty] | 65778 | 65778 | MO | SRMW | 2146.6667 | 407
[13 empty] | 65779 | 65779 | MO | SRMW | 2146.6667 | 407
[13 empty] | 65781 | 65781 | MO | SRMW | 2146.6667 | 407
[13 empty] | 65783 | 65783 | MO | SRMW | 2146.6667 | 407
[13 empty] | 65784 | 65784 | MO | SRMW | 2146.6667 | 407
[13 empty] | 65785 | 65785 | MO | SRMW | 2146.6667 | 407
[13 empty] | 65786 | 65786 | MO | SRMW | 2146.6667 | 407
[13 empty] | 65787 | 65787 | MO | SRMW | 2146.6667 | 407
[13 empty] | 65788 | 65788 | MO | SRMW | 2146.6667 | 407
[13 empty] | 65789 | 65789 | MO | SRMW | 2146.6667 | 407
[13 empty] | 65790 | 65790 | MO | SRMW | 2146.6667 | 407
[13 empty] | 65791 | 65791 | MO | SRMW | 2146.6667 | 407
[13 empty] | 65793 | 65793 | MO | SRMW | 2146.6667 | 407
[13 empty] | 65801 | 65801 | MO | SPSO | 2146.6667 | 407
[13 empty] | 65802 | 65802 | MO | SRMW | 2146.6667 | 407
[13 empty] | 65803 | 65803 | MO | SRMW | 2146.6667 | 407
[13 empty] | 65804 | 65804 | MO | SPSO | 2146.6667 | 407
[13 empty] | 65805 | 65805 | MO | SPSO | 2146.6667 | 407
[13 empty] | 65806 | 65806 | MO | SPSO | 2146.6667 | 407
[13 empty] | 65807 | 65807 | MO | SPSO | 2146.6667 | 407
[13 empty] | 65808 | 65808 | MO | SPSO | 2146.6667 | 407
[13 empty] | 65809 | 65809 | MO | SRMW | 2146.6667 | 407
[13 empty] | 65810 | 65810 | MO | SRMW | 2146.6667 | 407
[13 empty] | 65814 | 65814 | MO | SPSO | 2146.6667 | 407
[13 empty] | 65817 | 65817 | MO | SPSO | 2146.6667 | 407
[13 empty] | 65890 | 65890 | MO | SPSO | 2146.6667 | 407
[13 empty] | 65897 | 65897 | MO | SPSO | 2146.6667 | 407
[13 empty] | 65898 | 65898 | MO | SPSO | 2146.6667 | 407
[13 empty] | 65899 | 65899 | MO | SPSO | 2146.6667 | 407
[13 empty] | 66002 | 66002 | KS | SPNO | 2146.6667 | 407
[13 empty] | 66006 | 66006 | KS | SPNO | 2146.6667 | 407
[13 empty] | 66007 | 66007 | KS | SPNO | 2146.6667 | 407
[13 empty] | 66008 | 66008 | KS | SPNO | 2146.6667 | 407
[13 empty] | 66010 | 66010 | KS | SPNO | 2146.6667 | 407
[13 empty] | 66012 | 66012 | KS | SPNO | 2146.6667 | 407
[13 empty] | 66013 | 66013 | KS | SPNO | 2146.6667 | 407
[13 empty] | 66014 | 66014 | KS | SPNO | 2146.6667 | 407
[13 empty] | 66015 | 66015 | KS | SPNO | 2146.6667 | 407
[13 empty] | 66016 | 66016 | KS | SPNO | 2146.6667 | 407
[13 empty] | 66017 | 66017 | KS | SPNO | 2146.6667 | 407
[13 empty] | 66018 | 66018 | KS | SPNO | 2146.6667 | 407
[13 empty] | 66019 | 66019 | KS | SPNO | 2146.6667 | 407
[13 empty] | 66020 | 66020 | KS | SPNO | 2146.6667 | 407
[13 empty] | 66021 | 66021 | KS | SPNO | 2146.6667 | 407
[13 empty] | 66023 | 66023 | KS | SPNO | 2146.6667 | 407
[13 empty] | 66024 | 66024 | KS | SPNO | 2146.6667 | 407
[13 empty] | 66025 | 66025 | KS | SPNO | 2146.6667 | 407
[13 empty] | 66026 | 66026 | KS | SPNO | 2146.6667 | 407
[13 empty] | 66027 | 66027 | KS | SPNO | 2146.6667 | 407
[13 empty] | 66030 | 66030 | KS | SPNO | 2146.6667 | 407
[13 empty] | 66031 | 66031 | KS | SPNO | 2146.6667 | 407
[13 empty] | 66032 | 66032 | KS | SPNO | 2146.6667 | 407
[13 empty] | 66033 | 66033 | KS | SPNO | 2146.6667 | 407
[13 empty] | 66035 | 66035 | KS | SPNO | 2146.6667 | 407
[13 empty] | 66036 | 66036 | KS | SPNO | 2146.6667 | 407
[13 empty] | 66039 | 66039 | KS | SPNO | 2146.6667 | 407
[13 empty] | 66040 | 66040 | KS | SPNO | 2146.6667 | 407
[13 empty] | 66041 | 66041 | KS | SPNO | 2146.6667 | 407
[13 empty] | 66042 | 66042 | KS | SPNO | 2146.6667 | 407
[13 empty] | 66043 | 66043 | KS | SPNO | 2146.6667 | 407
[13 empty] | 66044 | 66044 | KS | SPNO | 2146.6667 | 407
[13 empty] | 66045 | 66045 | KS | SPNO | 2146.6667 | 407
[13 empty] | 66046 | 66046 | KS | SPNO | 2146.6667 | 407
[13 empty] | 66047 | 66047 | KS | SPNO | 2146.6667 | 407
[13 empty] | 66048 | 66048 | KS | SPNO | 2146.6667 | 407
[13 empty] | 66049 | 66049 | KS | SPNO | 2146.6667 | 407
[13 empty] | 66050 | 66050 | KS | SPNO | 2146.6667 | 407
[13 empty] | 66051 | 66051 | KS | SPNO | 2146.6667 | 407
[13 empty] | 66052 | 66052 | KS | SPNO | 2146.6667 | 407
[13 empty] | 66053 | 66053 | KS | SPNO | 2146.6667 | 407
[13 empty] | 66054 | 66054 | KS | SPNO | 2146.6667 | 407
[13 empty] | 66056 | 66056 | KS | SPNO | 2146.6667 | 407
[13 empty] | 66058 | 66058 | KS | SPNO | 2146.6667 | 407
[13 empty] | 66060 | 66060 | KS | SPNO | 2146.6667 | 407
[13 empty] | 66061 | 66061 | KS | SPNO | 2146.6667 | 407
[13 empty] | 66062 | 66062 | KS | SPNO | 2146.6667 | 407
[13 empty] | 66063 | 66063 | KS | SPNO | 2146.6667 | 407
[13 empty] | 66064 | 66064 | KS | SPNO | 2146.6667 | 407
[13 empty] | 66066 | 66066 | KS | SPNO | 2146.6667 | 407
[13 empty] | 66067 | 66067 | KS | SPNO | 2146.6667 | 407
[13 empty] | 66070 | 66070 | KS | SPNO | 2146.6667 | 407
[13 empty] | 66071 | 66071 | KS | SPNO | 2146.6667 | 407
[13 empty] | 66072 | 66072 | KS | SPNO | 2146.6667 | 407
[13 empty] | 66073 | 66073 | KS | SPNO | 2146.6667 | 407
[13 empty] | 66075 | 66075 | KS | SPNO | 2146.6667 | 407
[13 empty] | 66076 | 66076 | KS | SPNO | 2146.6667 | 407
[13 empty] | 66078 | 66078 | KS | SPNO | 2146.6667 | 407
[13 empty] | 66079 | 66079 | KS | SPNO | 2146.6667 | 407
[13 empty] | 66080 | 66080 | KS | SPNO | 2146.6667 | 407
[13 empty] | 66083 | 66083 | KS | SPNO | 2146.6667 | 407
[13 empty] | 66085 | 66085 | KS | SPNO | 2146.6667 | 407
[13 empty] | 66086 | 66086 | KS | SPNO | 2146.6667 | 407
[13 empty] | 66087 | 66087 | KS | SPNO | 2146.6667 | 407
[13 empty] | 66088 | 66088 | KS | SPNO | 2146.6667 | 407
[13 empty] | 66090 | 66090 | KS | SPNO | 2146.6667 | 407
[13 empty] | 66091 | 66091 | KS | SPNO | 2146.6667 | 407
[13 empty] | 66092 | 66092 | KS | SPNO | 2146.6667 | 407
[13 empty] | 66093 | 66093 | KS | SPNO | 2146.6667 | 407
[13 empty] | 66094 | 66094 | KS | SPNO | 2146.6667 | 407
[13 empty] | 66095 | 66095 | KS | SPNO | 2146.6667 | 407
[13 empty] | 66097 | 66097 | KS | SPNO | 2146.6667 | 407
[13 empty] | 66101 | 66101 | KS | SPNO | 2146.6667 | 407
[13 empty] | 66102 | 66102 | KS | SPNO | 2146.6667 | 407
[13 empty] | 66103 | 66103 | KS | SPNO | 2146.6667 | 407
[13 empty] | 66104 | 66104 | KS | SPNO | 2146.6667 | 407
[13 empty] | 66105 | 66105 | KS | SPNO | 2146.6667 | 407
[13 empty] | 66106 | 66106 | KS | SPNO | 2146.6667 | 407
[13 empty] | 66109 | 66109 | KS | SPNO | 2146.6667 | 407
[13 empty] | 66110 | 66110 | KS | SPNO | 2146.6667 | 407
[13 empty] | 66111 | 66111 | KS | SPNO | 2146.6667 | 407
[13 empty] | 66112 | 66112 | KS | SPNO | 2146.6667 | 407
[13 empty] | 66113 | 66113 | KS | SPNO | 2146.6667 | 407
[13 empty] | 66115 | 66115 | KS | SPNO | 2146.6667 | 407
[13 empty] | 66117 | 66117 | KS | SPNO | 2146.6667 | 407
[13 empty] | 66118 | 66118 | KS | SPNO | 2146.6667 | 407
[13 empty] | 66119 | 66119 | KS | SPNO | 2146.6667 | 407
[13 empty] | 66160 | 66160 | KS | SPNO | 2146.6667 | 407
[13 empty] | 66201 | 66201 | KS | SPNO | 2146.6667 | 407
[13 empty] | 66202 | 66202 | KS | SPNO | 2146.6667 | 407
[13 empty] | 66203 | 66203 | KS | SPNO | 2146.6667 | 407
[13 empty] | 66204 | 66204 | KS | SPNO | 2146.6667 | 407
[13 empty] | 66205 | 66205 | KS | SPNO | 2146.6667 | 407
[13 empty] | 66206 | 66206 | KS | SPNO | 2146.6667 | 407
[13 empty] | 66207 | 66207 | KS | SPNO | 2146.6667 | 407
[13 empty] | 66208 | 66208 | KS | SPNO | 2146.6667 | 407
[13 empty] | 66209 | 66209 | KS | SPNO | 2146.6667 | 407
[13 empty] | 66210 | 66210 | KS | SPNO | 2146.6667 | 407
[13 empty] | 66211 | 66211 | KS | SPNO | 2146.6667 | 407
[13 empty] | 66212 | 66212 | KS | SPNO | 2146.6667 | 407
[13 empty] | 66213 | 66213 | KS | SPNO | 2146.6667 | 407
[13 empty] | 66214 | 66214 | KS | SPNO | 2146.6667 | 407
[13 empty] | 66215 | 66215 | KS | SPNO | 2146.6667 | 407
[13 empty] | 66216 | 66216 | KS | SPNO | 2146.6667 | 407
[13 empty] | 66217 | 66217 | KS | SPNO | 2146.6667 | 407
[13 empty] | 66218 | 66218 | KS | SPNO | 2146.6667 | 407
[13 empty] | 66219 | 66219 | KS | SPNO | 2146.6667 | 407
[13 empty] | 66220 | 66220 | KS | SPNO | 2146.6667 | 407
[13 empty] | 66221 | 66221 | KS | SPNO | 2146.6667 | 407
[13 empty] | 66222 | 66222 | KS | SPNO | 2146.6667 | 407
[13 empty] | 66223 | 66223 | KS | SPNO | 2146.6667 | 407
[13 empty] | 66224 | 66224 | KS | SPNO | 2146.6667 | 407
[13 empty] | 66225 | 66225 | KS | SPNO | 2146.6667 | 407
[13 empty] | 66226 | 66226 | KS | SPNO | 2146.6667 | 407
[13 empty] | 66227 | 66227 | KS | SPNO | 2146.6667 | 407
[13 empty] | 66250 | 66250 | KS | SPNO | 2146.6667 | 407
[13 empty] | 66251 | 66251 | KS | SPNO | 2146.6667 | 407
[13 empty] | 66276 | 66276 | KS | SPNO | 2146.6667 | 407
[13 empty] | 66282 | 66282 | KS | SPNO | 2146.6667 | 407
[13 empty] | 66283 | 66283 | KS | SPNO | 2146.6667 | 407
[13 empty] | 66285 | 66285 | KS | SPNO | 2146.6667 | 407
[13 empty] | 66286 | 66286 | KS | SPNO | 2146.6667 | 407
[13 empty] | 66401 | 66401 | KS | SPNO | 2146.6667 | 407
[13 empty] | 66402 | 66402 | KS | SPNO | 2146.6667 | 407
[13 empty] | 66403 | 66403 | KS | SPNO | 2146.6667 | 407
[13 empty] | 66404 | 66404 | KS | SPNO | 2146.6667 | 407
[13 empty] | 66406 | 66406 | KS | SPNO | 2146.6667 | 407
[13 empty] | 66407 | 66407 | KS | SPNO | 2146.6667 | 407
[13 empty] | 66408 | 66408 | KS | SPNO | 2146.6667 | 407
[13 empty] | 66409 | 66409 | KS | SPNO | 2146.6667 | 407
[13 empty] | 66411 | 66411 | KS | SPNO | 2146.6667 | 407
[13 empty] | 66412 | 66412 | KS | SPNO | 2146.6667 | 407
[13 empty] | 66413 | 66413 | KS | SPNO | 2146.6667 | 407
[13 empty] | 66414 | 66414 | KS | SPNO | 2146.6667 | 407
[13 empty] | 66415 | 66415 | KS | SPNO | 2146.6667 | 407
[13 empty] | 66416 | 66416 | KS | SPNO | 2146.6667 | 407
[13 empty] | 66417 | 66417 | KS | SPNO | 2146.6667 | 407
[13 empty] | 66418 | 66418 | KS | SPNO | 2146.6667 | 407
[13 empty] | 66419 | 66419 | KS | SPNO | 2146.6667 | 407
[13 empty] | 66420 | 66420 | KS | SPNO | 2146.6667 | 407
[13 empty] | 66422 | 66422 | KS | SPNO | 2146.6667 | 407
[13 empty] | 66423 | 66423 | KS | SPNO | 2146.6667 | 407
[13 empty] | 66424 | 66424 | KS | SPNO | 2146.6667 | 407
[13 empty] | 66425 | 66425 | KS | SPNO | 2146.6667 | 407
[13 empty] | 66426 | 66426 | KS | SPNO | 2146.6667 | 407
[13 empty] | 66427 | 66427 | KS | SPNO | 2146.6667 | 407
[13 empty] | 66428 | 66428 | KS | SPNO | 2146.6667 | 407
[13 empty] | 66429 | 66429 | KS | SPNO | 2146.6667 | 407
[13 empty] | 66431 | 66431 | KS | SPNO | 2146.6667 | 407
[13 empty] | 66432 | 66432 | KS | SPNO | 2146.6667 | 407
[13 empty] | 66434 | 66434 | KS | SPNO | 2146.6667 | 407
[13 empty] | 66436 | 66436 | KS | SPNO | 2146.6667 | 407
[13 empty] | 66438 | 66438 | KS | SPNO | 2146.6667 | 407
[13 empty] | 66439 | 66439 | KS | SPNO | 2146.6667 | 407
[13 empty] | 66440 | 66440 | KS | SPNO | 2146.6667 | 407
[13 empty] | 66441 | 66441 | KS | SPNO | 2146.6667 | 407
[13 empty] | 66442 | 66442 | KS | SPNO | 2146.6667 | 407
[13 empty] | 66449 | 66449 | KS | SPNO | 2146.6667 | 407
[13 empty] | 66451 | 66451 | KS | SPNO | 2146.6667 | 407
[13 empty] | 66501 | 66501 | KS | SPNO | 2146.6667 | 407
[13 empty] | 66502 | 66502 | KS | SPNO | 2146.6667 | 407
[13 empty] | 66503 | 66503 | KS | SPNO | 2146.6667 | 407
[13 empty] | 66505 | 66505 | KS | SPNO | 2146.6667 | 407
[13 empty] | 66506 | 66506 | KS | SPNO | 2146.6667 | 407
[13 empty] | 66507 | 66507 | KS | SPNO | 2146.6667 | 407
[13 empty] | 66508 | 66508 | KS | SPNO | 2146.6667 | 407
[13 empty] | 66509 | 66509 | KS | SPNO | 2146.6667 | 407
[13 empty] | 66510 | 66510 | KS | SPNO | 2146.6667 | 407
[13 empty] | 66512 | 66512 | KS | SPNO | 2146.6667 | 407
[13 empty] | 66514 | 66514 | KS | SPNO | 2146.6667 | 407
[13 empty] | 66515 | 66515 | KS | SPNO | 2146.6667 | 407
[13 empty] | 66516 | 66516 | KS | SPNO | 2146.6667 | 407
[13 empty] | 66517 | 66517 | KS | SPNO | 2146.6667 | 407
[13 empty] | 66518 | 66518 | KS | SPNO | 2146.6667 | 407
[13 empty] | 66520 | 66520 | KS | SPNO | 2146.6667 | 407
[13 empty] | 66521 | 66521 | KS | SPNO | 2146.6667 | 407
[13 empty] | 66522 | 66522 | KS | SPNO | 2146.6667 | 407
[13 empty] | 66523 | 66523 | KS | SPNO | 2146.6667 | 407
[13 empty] | 66524 | 66524 | KS | SPNO | 2146.6667 | 407
[13 empty] | 66526 | 66526 | KS | SPNO | 2146.6667 | 407
[13 empty] | 66527 | 66527 | KS | SPNO | 2146.6667 | 407
[13 empty] | 66528 | 66528 | KS | SPNO | 2146.6667 | 407
[13 empty] | 66531 | 66531 | KS | SPNO | 2146.6667 | 407
[13 empty] | 66532 | 66532 | KS | SPNO | 2146.6667 | 407
[13 empty] | 66533 | 66533 | KS | SPNO | 2146.6667 | 407
[13 empty] | 66534 | 66534 | KS | SPNO | 2146.6667 | 407
[13 empty] | 66535 | 66535 | KS | SPNO | 2146.6667 | 407
[13 empty] | 66536 | 66536 | KS | SPNO | 2146.6667 | 407
[13 empty] | 66537 | 66537 | KS | SPNO | 2146.6667 | 407
[13 empty] | 66538 | 66538 | KS | SPNO | 2146.6667 | 407
[13 empty] | 66539 | 66539 | KS | SPNO | 2146.6667 | 407
[13 empty] | 66540 | 66540 | KS | SPNO | 2146.6667 | 407
[13 empty] | 66541 | 66541 | KS | SPNO | 2146.6667 | 407
[13 empty] | 66542 | 66542 | KS | SPNO | 2146.6667 | 407
[13 empty] | 66543 | 66543 | KS | SPNO | 2146.6667 | 407
[13 empty] | 66544 | 66544 | KS | SPNO | 2146.6667 | 407
[13 empty] | 66546 | 66546 | KS | SPNO | 2146.6667 | 407
[13 empty] | 66547 | 66547 | KS | SPNO | 2146.6667 | 407
[13 empty] | 66548 | 66548 | KS | SPNO | 2146.6667 | 407
[13 empty] | 66549 | 66549 | KS | SPNO | 2146.6667 | 407
[13 empty] | 66550 | 66550 | KS | SPNO | 2146.6667 | 407
[13 empty] | 66552 | 66552 | KS | SPNO | 2146.6667 | 407
[13 empty] | 66554 | 66554 | KS | SPNO | 2146.6667 | 407
[13 empty] | 66601 | 66601 | KS | SPNO | 2183.6667 | 489
[13 empty] | 66603 | 66603 | KS | SPNO | 2183.6667 | 489
[13 empty] | 66604 | 66604 | KS | SPNO | 2183.6667 | 489
[13 empty] | 66605 | 66605 | KS | SPNO | 2183.6667 | 489
[13 empty] | 66606 | 66606 | KS | SPNO | 2183.6667 | 489
[13 empty] | 66607 | 66607 | KS | SPNO | 2183.6667 | 489
[13 empty] | 66608 | 66608 | KS | SPNO | 2183.6667 | 489
[13 empty] | 66609 | 66609 | KS | SPNO | 2183.6667 | 489
[13 empty] | 66610 | 66610 | KS | SPNO | 2183.6667 | 489
[13 empty] | 66611 | 66611 | KS | SPNO | 2183.6667 | 489
[13 empty] | 66612 | 66612 | KS | SPNO | 2183.6667 | 489
[13 empty] | 66614 | 66614 | KS | SPNO | 2183.6667 | 489
[13 empty] | 66615 | 66615 | KS | SPNO | 2183.6667 | 489
[13 empty] | 66616 | 66616 | KS | SPNO | 2183.6667 | 489
[13 empty] | 66617 | 66617 | KS | SPNO | 2183.6667 | 489
[13 empty] | 66618 | 66618 | KS | SPNO | 2183.6667 | 489
[13 empty] | 66619 | 66619 | KS | SPNO | 2183.6667 | 489
[13 empty] | 66620 | 66620 | KS | SPNO | 2183.6667 | 489
[13 empty] | 66621 | 66621 | KS | SPNO | 2183.6667 | 489
[13 empty] | 66622 | 66622 | KS | SPNO | 2183.6667 | 489
[13 empty] | 66624 | 66624 | KS | SPNO | 2183.6667 | 489
[13 empty] | 66625 | 66625 | KS | SPNO | 2183.6667 | 489
[13 empty] | 66626 | 66626 | KS | SPNO | 2183.6667 | 489
[13 empty] | 66628 | 66628 | KS | SPNO | 2183.6667 | 489
[13 empty] | 66629 | 66629 | KS | SPNO | 2183.6667 | 489
[13 empty] | 66636 | 66636 | KS | SPNO | 2183.6667 | 489
[13 empty] | 66647 | 66647 | KS | SPNO | 2183.6667 | 489
[13 empty] | 66667 | 66667 | KS | SPNO | 2183.6667 | 489
[13 empty] | 66675 | 66675 | KS | SPNO | 2183.6667 | 489
[13 empty] | 66683 | 66683 | KS | SPNO | 2183.6667 | 489
[13 empty] | 66699 | 66699 | KS | SPNO | 2183.6667 | 489
[13 empty] | 66701 | 66701 | KS | SPNO | 2183.6667 | 489
[13 empty] | 66710 | 66710 | KS | SPNO | 2183.6667 | 489
[13 empty] | 66711 | 66711 | KS | SPNO | 2183.6667 | 489
[13 empty] | 66712 | 66712 | KS | SPNO | 2183.6667 | 489
[13 empty] | 66713 | 66713 | KS | SPNO | 2183.6667 | 489
[13 empty] | 66714 | 66714 | KS | SPNO | 2183.6667 | 489
[13 empty] | 66716 | 66716 | KS | SPNO | 2183.6667 | 489
[13 empty] | 66717 | 66717 | KS | SPNO | 2183.6667 | 489
[13 empty] | 66720 | 66720 | KS | SPNO | 2183.6667 | 489
[13 empty] | 66724 | 66724 | KS | SPNO | 2183.6667 | 489
[13 empty] | 66725 | 66725 | KS | SPNO | 2183.6667 | 489
[13 empty] | 66728 | 66728 | KS | SPNO | 2183.6667 | 489
[13 empty] | 66732 | 66732 | KS | SPNO | 2183.6667 | 489
[13 empty] | 66733 | 66733 | KS | SPNO | 2183.6667 | 489
[13 empty] | 66734 | 66734 | KS | SPNO | 2183.6667 | 489
[13 empty] | 66735 | 66735 | KS | SPNO | 2183.6667 | 489
[13 empty] | 66736 | 66736 | KS | SPNO | 2183.6667 | 489
[13 empty] | 66738 | 66738 | KS | SPNO | 2183.6667 | 489
[13 empty] | 66739 | 66739 | KS | SPNO | 2183.6667 | 489
[13 empty] | 66740 | 66740 | KS | SPNO | 2183.6667 | 489
[13 empty] | 66741 | 66741 | KS | SPNO | 2183.6667 | 489
[13 empty] | 66742 | 66742 | KS | SPNO | 2183.6667 | 489
[13 empty] | 66743 | 66743 | KS | SPNO | 2183.6667 | 489
[13 empty] | 66746 | 66746 | KS | SPNO | 2183.6667 | 489
[13 empty] | 66748 | 66748 | KS | SPNO | 2183.6667 | 489
[13 empty] | 66749 | 66749 | KS | SPNO | 2183.6667 | 489
[13 empty] | 66751 | 66751 | KS | SPNO | 2183.6667 | 489
[13 empty] | 66753 | 66753 | KS | SPNO | 2183.6667 | 489
[13 empty] | 66754 | 66754 | KS | SPNO | 2183.6667 | 489
[13 empty] | 66755 | 66755 | KS | SPNO | 2183.6667 | 489
[13 empty] | 66756 | 66756 | KS | SPNO | 2183.6667 | 489
[13 empty] | 66757 | 66757 | KS | SPNO | 2183.6667 | 489
[13 empty] | 66758 | 66758 | KS | SPNO | 2183.6667 | 489
[13 empty] | 66759 | 66759 | KS | SPNO | 2183.6667 | 489
[13 empty] | 66760 | 66760 | KS | SPNO | 2183.6667 | 489
[13 empty] | 66761 | 66761 | KS | SPNO | 2183.6667 | 489
[13 empty] | 66762 | 66762 | KS | SPNO | 2183.6667 | 489
[13 empty] | 66763 | 66763 | KS | SPNO | 2183.6667 | 489
[13 empty] | 66767 | 66767 | KS | SPNO | 2183.6667 | 489
[13 empty] | 66769 | 66769 | KS | SPNO | 2183.6667 | 489
[13 empty] | 66770 | 66770 | KS | SPNO | 2183.6667 | 489
[13 empty] | 66771 | 66771 | KS | SPNO | 2183.6667 | 489
[13 empty] | 66772 | 66772 | KS | SPNO | 2183.6667 | 489
[13 empty] | 66773 | 66773 | KS | SPNO | 2183.6667 | 489
[13 empty] | 66775 | 66775 | KS | SPNO | 2183.6667 | 489
[13 empty] | 66776 | 66776 | KS | SPNO | 2183.6667 | 489
[13 empty] | 66777 | 66777 | KS | SPNO | 2183.6667 | 489
[13 empty] | 66778 | 66778 | KS | SPNO | 2183.6667 | 489
[13 empty] | 66779 | 66779 | KS | SPNO | 2183.6667 | 489
[13 empty] | 66780 | 66780 | KS | SPNO | 2183.6667 | 489
[13 empty] | 66781 | 66781 | KS | SPNO | 2183.6667 | 489
[13 empty] | 66782 | 66782 | KS | SPNO | 2183.6667 | 489
[13 empty] | 66783 | 66783 | KS | SPNO | 2183.6667 | 489
[13 empty] | 66801 | 66801 | KS | SPNO | 2183.6667 | 489
[13 empty] | 66830 | 66830 | KS | SPNO | 2183.6667 | 489
[13 empty] | 66833 | 66833 | KS | SPNO | 2183.6667 | 489
[13 empty] | 66834 | 66834 | KS | SPNO | 2183.6667 | 489
[13 empty] | 66835 | 66835 | KS | SPNO | 2183.6667 | 489
[13 empty] | 66838 | 66838 | KS | SPNO | 2183.6667 | 489
[13 empty] | 66839 | 66839 | KS | SPNO | 2183.6667 | 489
[13 empty] | 66840 | 66840 | KS | SPNO | 2183.6667 | 489
[13 empty] | 66842 | 66842 | KS | SPNO | 2183.6667 | 489
[13 empty] | 66843 | 66843 | KS | SPNO | 2183.6667 | 489
[13 empty] | 66845 | 66845 | KS | SPNO | 2183.6667 | 489
[13 empty] | 66846 | 66846 | KS | SPNO | 2183.6667 | 489
[13 empty] | 66849 | 66849 | KS | SPNO | 2183.6667 | 489
[13 empty] | 66850 | 66850 | KS | SPNO | 2183.6667 | 489
[13 empty] | 66851 | 66851 | KS | SPNO | 2183.6667 | 489
[13 empty] | 66852 | 66852 | KS | SPNO | 2183.6667 | 489
[13 empty] | 66853 | 66853 | KS | SPNO | 2183.6667 | 489
[13 empty] | 66854 | 66854 | KS | SPNO | 2183.6667 | 489
[13 empty] | 66855 | 66855 | KS | SPNO | 2183.6667 | 489
[13 empty] | 66856 | 66856 | KS | SPNO | 2183.6667 | 489
[13 empty] | 66857 | 66857 | KS | SPNO | 2183.6667 | 489
[13 empty] | 66858 | 66858 | KS | SPNO | 2183.6667 | 489
[13 empty] | 66859 | 66859 | KS | SPNO | 2183.6667 | 489
[13 empty] | 66860 | 66860 | KS | SPNO | 2183.6667 | 489
[13 empty] | 66861 | 66861 | KS | SPNO | 2183.6667 | 489
[13 empty] | 66862 | 66862 | KS | SPNO | 2183.6667 | 489
[13 empty] | 66863 | 66863 | KS | SPNO | 2183.6667 | 489
[13 empty] | 66864 | 66864 | KS | SPNO | 2183.6667 | 489
[13 empty] | 66865 | 66865 | KS | SPNO | 2183.6667 | 489
[13 empty] | 66866 | 66866 | KS | SPNO | 2183.6667 | 489
[13 empty] | 66868 | 66868 | KS | SPNO | 2183.6667 | 489
[13 empty] | 66869 | 66869 | KS | SPNO | 2183.6667 | 489
[13 empty] | 66870 | 66870 | KS | SPNO | 2183.6667 | 489
[13 empty] | 66871 | 66871 | KS | SPNO | 2183.6667 | 489
[13 empty] | 66872 | 66872 | KS | SPNO | 2183.6667 | 489
[13 empty] | 66873 | 66873 | KS | SPNO | 2183.6667 | 489
[13 empty] | 66901 | 66901 | KS | SPNO | 2183.6667 | 489
[13 empty] | 66930 | 66930 | KS | SPNO | 2183.6667 | 489
[13 empty] | 66932 | 66932 | KS | SPNO | 2183.6667 | 489
[13 empty] | 66933 | 66933 | KS | SPNO | 2183.6667 | 489
[13 empty] | 66935 | 66935 | KS | SPNO | 2183.6667 | 489
[13 empty] | 66936 | 66936 | KS | SPNO | 2183.6667 | 489
[13 empty] | 66937 | 66937 | KS | SPNO | 2183.6667 | 489
[13 empty] | 66938 | 66938 | KS | SPNO | 2183.6667 | 489
[13 empty] | 66939 | 66939 | KS | SPNO | 2183.6667 | 489
[13 empty] | 66940 | 66940 | KS | SPNO | 2183.6667 | 489
[13 empty] | 66941 | 66941 | KS | SPNO | 2183.6667 | 489
[13 empty] | 66942 | 66942 | KS | SPNO | 2183.6667 | 489
[13 empty] | 66943 | 66943 | KS | SPNO | 2183.6667 | 489
[13 empty] | 66944 | 66944 | KS | SPNO | 2183.6667 | 489
[13 empty] | 66945 | 66945 | KS | SPNO | 2183.6667 | 489
[13 empty] | 66946 | 66946 | KS | SPNO | 2183.6667 | 489
[13 empty] | 66948 | 66948 | KS | SPNO | 2183.6667 | 489
[13 empty] | 66949 | 66949 | KS | SPNO | 2183.6667 | 489
[13 empty] | 66951 | 66951 | KS | SPNO | 2183.6667 | 489
[13 empty] | 66952 | 66952 | KS | SPNO | 2183.6667 | 489
[13 empty] | 66953 | 66953 | KS | SPNO | 2183.6667 | 489
[13 empty] | 66955 | 66955 | KS | SPNO | 2183.6667 | 489
[13 empty] | 66956 | 66956 | KS | SPNO | 2183.6667 | 489
[13 empty] | 66958 | 66958 | KS | SPNO | 2183.6667 | 489
[13 empty] | 66959 | 66959 | KS | SPNO | 2183.6667 | 489
[13 empty] | 66960 | 66960 | KS | SPNO | 2183.6667 | 489
[13 empty] | 66961 | 66961 | KS | SPNO | 2183.6667 | 489
[13 empty] | 66962 | 66962 | KS | SPNO | 2183.6667 | 489
[13 empty] | 66963 | 66963 | KS | SPNO | 2183.6667 | 489
[13 empty] | 66964 | 66964 | KS | SPNO | 2183.6667 | 489
[13 empty] | 66966 | 66966 | KS | SPNO | 2183.6667 | 489
[13 empty] | 66967 | 66967 | KS | SPNO | 2183.6667 | 489
[13 empty] | 66968 | 66968 | KS | SPNO | 2183.6667 | 489
[13 empty] | 66970 | 66970 | KS | SPNO | 2183.6667 | 489
[13 empty] | 67001 | 67001 | KS | SPNO | 2183.6667 | 489
[13 empty] | 67002 | 67002 | KS | SPNO | 2183.6667 | 489
[13 empty] | 67003 | 67003 | KS | SPNO | 2183.6667 | 489
[13 empty] | 67004 | 67004 | KS | SPNO | 2183.6667 | 489
[13 empty] | 67005 | 67005 | KS | SPNO | 2183.6667 | 489
[13 empty] | 67008 | 67008 | KS | SPNO | 2183.6667 | 489
[13 empty] | 67009 | 67009 | KS | SPNO | 2183.6667 | 489
[13 empty] | 67010 | 67010 | KS | SPNO | 2183.6667 | 489
[13 empty] | 67012 | 67012 | KS | SPNO | 2183.6667 | 489
[13 empty] | 67013 | 67013 | KS | SPNO | 2183.6667 | 489
[13 empty] | 67016 | 67016 | KS | SPNO | 2183.6667 | 489
[13 empty] | 67017 | 67017 | KS | SPNO | 2183.6667 | 489
[13 empty] | 67018 | 67018 | KS | SPNO | 2183.6667 | 489
[13 empty] | 67019 | 67019 | KS | SPNO | 2183.6667 | 489
[13 empty] | 67020 | 67020 | KS | SPNO | 2183.6667 | 489
[13 empty] | 67021 | 67021 | KS | SPNO | 2183.6667 | 489
[13 empty] | 67022 | 67022 | KS | SPNO | 2183.6667 | 489
[13 empty] | 67023 | 67023 | KS | SPNO | 2183.6667 | 489
[13 empty] | 67024 | 67024 | KS | SPNO | 2183.6667 | 489
[13 empty] | 67025 | 67025 | KS | SPNO | 2183.6667 | 489
[13 empty] | 67026 | 67026 | KS | SPNO | 2183.6667 | 489
[13 empty] | 67028 | 67028 | KS | SPNO | 2183.6667 | 489
[13 empty] | 67029 | 67029 | KS | SPNO | 2183.6667 | 489
[13 empty] | 67030 | 67030 | KS | SPNO | 2183.6667 | 489
[13 empty] | 67031 | 67031 | KS | SPNO | 2183.6667 | 489
[13 empty] | 67035 | 67035 | KS | SPNO | 2183.6667 | 489
[13 empty] | 67036 | 67036 | KS | SPNO | 2183.6667 | 489
[13 empty] | 67037 | 67037 | KS | SPNO | 2183.6667 | 489
[13 empty] | 67038 | 67038 | KS | SPNO | 2183.6667 | 489
[13 empty] | 67039 | 67039 | KS | SPNO | 2183.6667 | 489
[13 empty] | 67041 | 67041 | KS | SPNO | 2183.6667 | 489
[13 empty] | 67042 | 67042 | KS | SPNO | 2183.6667 | 489
[13 empty] | 67045 | 67045 | KS | SPNO | 2183.6667 | 489
[13 empty] | 67047 | 67047 | KS | SPNO | 2183.6667 | 489
[13 empty] | 67049 | 67049 | KS | SPNO | 2183.6667 | 489
[13 empty] | 67050 | 67050 | KS | SPNO | 2183.6667 | 489
[13 empty] | 67051 | 67051 | KS | SPNO | 2183.6667 | 489
[13 empty] | 67052 | 67052 | KS | SPNO | 2183.6667 | 489
[13 empty] | 67053 | 67053 | KS | SPNO | 2183.6667 | 489
[13 empty] | 67054 | 67054 | KS | SPNO | 2183.6667 | 489
[13 empty] | 67055 | 67055 | KS | SPNO | 2183.6667 | 489
[13 empty] | 67056 | 67056 | KS | SPNO | 2183.6667 | 489
[13 empty] | 67057 | 67057 | KS | SPSO | 2183.6667 | 489
[13 empty] | 67058 | 67058 | KS | SPNO | 2183.6667 | 489
[13 empty] | 67059 | 67059 | KS | SPNO | 2183.6667 | 489
[13 empty] | 67060 | 67060 | KS | SPNO | 2183.6667 | 489
[13 empty] | 67061 | 67061 | KS | SPSO | 2183.6667 | 489
[13 empty] | 67062 | 67062 | KS | SPNO | 2183.6667 | 489
[13 empty] | 67063 | 67063 | KS | SPNO | 2183.6667 | 489
[13 empty] | 67065 | 67065 | KS | SPNO | 2183.6667 | 489
[13 empty] | 67066 | 67066 | KS | SPNO | 2183.6667 | 489
[13 empty] | 67067 | 67067 | KS | SPNO | 2183.6667 | 489
[13 empty] | 67068 | 67068 | KS | SPNO | 2183.6667 | 489
[13 empty] | 67070 | 67070 | KS | SPSO | 2183.6667 | 489
[13 empty] | 67071 | 67071 | KS | SPNO | 2183.6667 | 489
[13 empty] | 67072 | 67072 | KS | SPNO | 2183.6667 | 489
[13 empty] | 67073 | 67073 | KS | SPNO | 2183.6667 | 489
[13 empty] | 67074 | 67074 | KS | SPNO | 2183.6667 | 489
[13 empty] | 67101 | 67101 | KS | SPNO | 2183.6667 | 489
[13 empty] | 67102 | 67102 | KS | SPNO | 2183.6667 | 489
[13 empty] | 67103 | 67103 | KS | SPNO | 2183.6667 | 489
[13 empty] | 67104 | 67104 | KS | SPSO | 2183.6667 | 489
[13 empty] | 67105 | 67105 | KS | SPNO | 2183.6667 | 489
[13 empty] | 67106 | 67106 | KS | SPNO | 2183.6667 | 489
[13 empty] | 67107 | 67107 | KS | SPNO | 2183.6667 | 489
[13 empty] | 67108 | 67108 | KS | SPNO | 2183.6667 | 489
[13 empty] | 67109 | 67109 | KS | SPNO | 2183.6667 | 489
[13 empty] | 67110 | 67110 | KS | SPNO | 2183.6667 | 489
[13 empty] | 67111 | 67111 | KS | SPNO | 2183.6667 | 489
[13 empty] | 67112 | 67112 | KS | SPNO | 2183.6667 | 489
[13 empty] | 67114 | 67114 | KS | SPNO | 2183.6667 | 489
[13 empty] | 67117 | 67117 | KS | SPNO | 2183.6667 | 489
[13 empty] | 67118 | 67118 | KS | SPNO | 2183.6667 | 489
[13 empty] | 67119 | 67119 | KS | SPNO | 2183.6667 | 489
[13 empty] | 67120 | 67120 | KS | SPNO | 2183.6667 | 489
[13 empty] | 67122 | 67122 | KS | SPNO | 2183.6667 | 489
[13 empty] | 67123 | 67123 | KS | SPNO | 2183.6667 | 489
[13 empty] | 67124 | 67124 | KS | SPNO | 2183.6667 | 489
[13 empty] | 67127 | 67127 | KS | SPNO | 2183.6667 | 489
[13 empty] | 67131 | 67131 | KS | SPNO | 2183.6667 | 489
[13 empty] | 67132 | 67132 | KS | SPNO | 2183.6667 | 489
[13 empty] | 67133 | 67133 | KS | SPNO | 2183.6667 | 489
[13 empty] | 67134 | 67134 | KS | SPNO | 2183.6667 | 489
[13 empty] | 67135 | 67135 | KS | SPNO | 2183.6667 | 489
[13 empty] | 67137 | 67137 | KS | SPNO | 2183.6667 | 489
[13 empty] | 67138 | 67138 | KS | SPSO | 2183.6667 | 489
[13 empty] | 67140 | 67140 | KS | SPNO | 2183.6667 | 489
[13 empty] | 67142 | 67142 | KS | SPNO | 2183.6667 | 489
[13 empty] | 67143 | 67143 | KS | SPNO | 2183.6667 | 489
[13 empty] | 67144 | 67144 | KS | SPNO | 2183.6667 | 489
[13 empty] | 67146 | 67146 | KS | SPNO | 2183.6667 | 489
[13 empty] | 67147 | 67147 | KS | SPNO | 2183.6667 | 489
[13 empty] | 67149 | 67149 | KS | SPNO | 2183.6667 | 489
[13 empty] | 67150 | 67150 | KS | SPSO | 2183.6667 | 489
[13 empty] | 67151 | 67151 | KS | SPNO | 2183.6667 | 489
[13 empty] | 67152 | 67152 | KS | SPNO | 2183.6667 | 489
[13 empty] | 67154 | 67154 | KS | SPNO | 2183.6667 | 489
[13 empty] | 67155 | 67155 | KS | SPNO | 2183.6667 | 489
[13 empty] | 67156 | 67156 | KS | SPNO | 2183.6667 | 489
[13 empty] | 67159 | 67159 | KS | SPNO | 2183.6667 | 489
[13 empty] | 67201 | 67201 | KS | SPNO | 2183.6667 | 489
[13 empty] | 67202 | 67202 | KS | SPNO | 2183.6667 | 489
[13 empty] | 67203 | 67203 | KS | SPNO | 2183.6667 | 489
[13 empty] | 67204 | 67204 | KS | SPNO | 2183.6667 | 489
[13 empty] | 67205 | 67205 | KS | SPNO | 2183.6667 | 489
[13 empty] | 67206 | 67206 | KS | SPNO | 2183.6667 | 489
[13 empty] | 67207 | 67207 | KS | SPNO | 2183.6667 | 489
[13 empty] | 67208 | 67208 | KS | SPNO | 2183.6667 | 489
[13 empty] | 67209 | 67209 | KS | SPNO | 2183.6667 | 489
[13 empty] | 67210 | 67210 | KS | SPNO | 2183.6667 | 489
[13 empty] | 67211 | 67211 | KS | SPNO | 2183.6667 | 489
[13 empty] | 67212 | 67212 | KS | SPNO | 2183.6667 | 489
[13 empty] | 67213 | 67213 | KS | SPNO | 2183.6667 | 489
[13 empty] | 67214 | 67214 | KS | SPNO | 2183.6667 | 489
[13 empty] | 67215 | 67215 | KS | SPNO | 2183.6667 | 489
[13 empty] | 67216 | 67216 | KS | SPNO | 2183.6667 | 489
[13 empty] | 67217 | 67217 | KS | SPNO | 2183.6667 | 489
[13 empty] | 67218 | 67218 | KS | SPNO | 2183.6667 | 489
[13 empty] | 67219 | 67219 | KS | SPNO | 2183.6667 | 489
[13 empty] | 67220 | 67220 | KS | SPNO | 2183.6667 | 489
[13 empty] | 67221 | 67221 | KS | SPNO | 2183.6667 | 489
[13 empty] | 67223 | 67223 | KS | SPNO | 2183.6667 | 489
[13 empty] | 67226 | 67226 | KS | SPNO | 2183.6667 | 489
[13 empty] | 67227 | 67227 | KS | SPNO | 2183.6667 | 489
[13 empty] | 67228 | 67228 | KS | SPNO | 2183.6667 | 489
[13 empty] | 67230 | 67230 | KS | SPNO | 2183.6667 | 489
[13 empty] | 67232 | 67232 | KS | SPNO | 2183.6667 | 489
[13 empty] | 67235 | 67235 | KS | SPNO | 2183.6667 | 489
[13 empty] | 67260 | 67260 | KS | SPNO | 2183.6667 | 489
[13 empty] | 67275 | 67275 | KS | SPNO | 2183.6667 | 489
[13 empty] | 67276 | 67276 | KS | SPNO | 2183.6667 | 489
[13 empty] | 67277 | 67277 | KS | SPNO | 2183.6667 | 489
[13 empty] | 67278 | 67278 | KS | SPNO | 2183.6667 | 489
[13 empty] | 67301 | 67301 | KS | SPNO | 2183.6667 | 489
[13 empty] | 67330 | 67330 | KS | SPNO | 2183.6667 | 489
[13 empty] | 67332 | 67332 | KS | SPNO | 2183.6667 | 489
[13 empty] | 67333 | 67333 | KS | SPNO | 2183.6667 | 489
[13 empty] | 67334 | 67334 | KS | SPNO | 2183.6667 | 489
[13 empty] | 67335 | 67335 | KS | SPNO | 2183.6667 | 489
[13 empty] | 67336 | 67336 | KS | SPNO | 2183.6667 | 489
[13 empty] | 67337 | 67337 | KS | SPNO | 2183.6667 | 489
[13 empty] | 67340 | 67340 | KS | SPNO | 2183.6667 | 489
[13 empty] | 67341 | 67341 | KS | SPNO | 2183.6667 | 489
[13 empty] | 67342 | 67342 | KS | SPNO | 2183.6667 | 489
[13 empty] | 67344 | 67344 | KS | SPNO | 2183.6667 | 489
[13 empty] | 67345 | 67345 | KS | SPNO | 2183.6667 | 489
[13 empty] | 67346 | 67346 | KS | SPNO | 2183.6667 | 489
[13 empty] | 67347 | 67347 | KS | SPNO | 2183.6667 | 489
[13 empty] | 67349 | 67349 | KS | SPNO | 2183.6667 | 489
[13 empty] | 67351 | 67351 | KS | SPNO | 2183.6667 | 489
[13 empty] | 67352 | 67352 | KS | SPNO | 2183.6667 | 489
[13 empty] | 67353 | 67353 | KS | SPNO | 2183.6667 | 489
[13 empty] | 67354 | 67354 | KS | SPNO | 2183.6667 | 489
[13 empty] | 67355 | 67355 | KS | SPNO | 2183.6667 | 489
[13 empty] | 67356 | 67356 | KS | SPNO | 2183.6667 | 489
[13 empty] | 67357 | 67357 | KS | SPNO | 2183.6667 | 489
[13 empty] | 67360 | 67360 | KS | SPNO | 2183.6667 | 489
[13 empty] | 67361 | 67361 | KS | SPNO | 2183.6667 | 489
[13 empty] | 67363 | 67363 | KS | SPNO | 2183.6667 | 489
[13 empty] | 67364 | 67364 | KS | SPNO | 2183.6667 | 489
[13 empty] | 67401 | 67401 | KS | SPNO | 2183.6667 | 489
[13 empty] | 67402 | 67402 | KS | SPNO | 2183.6667 | 489
[13 empty] | 67410 | 67410 | KS | SPNO | 2183.6667 | 489
[13 empty] | 67416 | 67416 | KS | SPNO | 2183.6667 | 489
[13 empty] | 67417 | 67417 | KS | SPNO | 2183.6667 | 489
[13 empty] | 67418 | 67418 | KS | SPNO | 2183.6667 | 489
[13 empty] | 67420 | 67420 | KS | SPNO | 2183.6667 | 489
[13 empty] | 67422 | 67422 | KS | SPNO | 2183.6667 | 489
[13 empty] | 67423 | 67423 | KS | SPNO | 2183.6667 | 489
[13 empty] | 67425 | 67425 | KS | SPNO | 2183.6667 | 489
[13 empty] | 67427 | 67427 | KS | SPNO | 2183.6667 | 489
[13 empty] | 67428 | 67428 | KS | SPNO | 2183.6667 | 489
[13 empty] | 67430 | 67430 | KS | SPNO | 2183.6667 | 489
[13 empty] | 67431 | 67431 | KS | SPNO | 2183.6667 | 489
[13 empty] | 67432 | 67432 | KS | SPNO | 2183.6667 | 489
[13 empty] | 67436 | 67436 | KS | SPNO | 2183.6667 | 489
[13 empty] | 67437 | 67437 | KS | SPNO | 2183.6667 | 489
[13 empty] | 67438 | 67438 | KS | SPNO | 2183.6667 | 489
[13 empty] | 67439 | 67439 | KS | SPNO | 2183.6667 | 489
[13 empty] | 67441 | 67441 | KS | SPNO | 2183.6667 | 489
[13 empty] | 67442 | 67442 | KS | SPNO | 2183.6667 | 489
[13 empty] | 67443 | 67443 | KS | SPNO | 2183.6667 | 489
[13 empty] | 67444 | 67444 | KS | SPNO | 2183.6667 | 489
[13 empty] | 67445 | 67445 | KS | SPNO | 2183.6667 | 489
[13 empty] | 67446 | 67446 | KS | SPNO | 2183.6667 | 489
[13 empty] | 67447 | 67447 | KS | SPNO | 2183.6667 | 489
[13 empty] | 67448 | 67448 | KS | SPNO | 2183.6667 | 489
[13 empty] | 67449 | 67449 | KS | SPNO | 2183.6667 | 489
[13 empty] | 67450 | 67450 | KS | SPNO | 2183.6667 | 489
[13 empty] | 67451 | 67451 | KS | SPNO | 2183.6667 | 489
[13 empty] | 67452 | 67452 | KS | SPNO | 2183.6667 | 489
[13 empty] | 67454 | 67454 | KS | SPNO | 2183.6667 | 489
[13 empty] | 67455 | 67455 | KS | SPNO | 2183.6667 | 489
[13 empty] | 67456 | 67456 | KS | SPNO | 2183.6667 | 489
[13 empty] | 67457 | 67457 | KS | SPNO | 2183.6667 | 489
[13 empty] | 67458 | 67458 | KS | SPNO | 2183.6667 | 489
[13 empty] | 67459 | 67459 | KS | SPNO | 2183.6667 | 489
[13 empty] | 67460 | 67460 | KS | SPNO | 2183.6667 | 489
[13 empty] | 67464 | 67464 | KS | SPNO | 2183.6667 | 489
[13 empty] | 67466 | 67466 | KS | SPNO | 2183.6667 | 489
[13 empty] | 67467 | 67467 | KS | SPNO | 2183.6667 | 489
[13 empty] | 67468 | 67468 | KS | SPNO | 2183.6667 | 489
[13 empty] | 67470 | 67470 | KS | SPNO | 2183.6667 | 489
[13 empty] | 67473 | 67473 | KS | SPNO | 2183.6667 | 489
[13 empty] | 67474 | 67474 | KS | SPNO | 2183.6667 | 489
[13 empty] | 67475 | 67475 | KS | SPNO | 2183.6667 | 489
[13 empty] | 67476 | 67476 | KS | SPNO | 2183.6667 | 489
[13 empty] | 67478 | 67478 | KS | SPNO | 2183.6667 | 489
[13 empty] | 67480 | 67480 | KS | SPNO | 2183.6667 | 489
[13 empty] | 67481 | 67481 | KS | SPNO | 2183.6667 | 489
[13 empty] | 67482 | 67482 | KS | SPNO | 2183.6667 | 489
[13 empty] | 67483 | 67483 | KS | SPNO | 2183.6667 | 489
[13 empty] | 67484 | 67484 | KS | SPNO | 2183.6667 | 489
[13 empty] | 67485 | 67485 | KS | SPNO | 2183.6667 | 489
[13 empty] | 67487 | 67487 | KS | SPNO | 2183.6667 | 489
[13 empty] | 67490 | 67490 | KS | SPNO | 2183.6667 | 489
[13 empty] | 67491 | 67491 | KS | SPNO | 2183.6667 | 489
[13 empty] | 67492 | 67492 | KS | SPNO | 2183.6667 | 489
[13 empty] | 67501 | 67501 | KS | SPNO | 2183.6667 | 489
[13 empty] | 67502 | 67502 | KS | SPNO | 2183.6667 | 489
[13 empty] | 67504 | 67504 | KS | SPNO | 2183.6667 | 489
[13 empty] | 67505 | 67505 | KS | SPNO | 2183.6667 | 489
[13 empty] | 67510 | 67510 | KS | SPNO | 2183.6667 | 489
[13 empty] | 67511 | 67511 | KS | SPNO | 2183.6667 | 489
[13 empty] | 67512 | 67512 | KS | SPNO | 2183.6667 | 489
[13 empty] | 67513 | 67513 | KS | SPNO | 2183.6667 | 489
[13 empty] | 67514 | 67514 | KS | SPNO | 2183.6667 | 489
[13 empty] | 67515 | 67515 | KS | SPNO | 2183.6667 | 489
[13 empty] | 67516 | 67516 | KS | SPNO | 2183.6667 | 489
[13 empty] | 67518 | 67518 | KS | SPNO | 2183.6667 | 489
[13 empty] | 67519 | 67519 | KS | SPNO | 2183.6667 | 489
[13 empty] | 67520 | 67520 | KS | SPNO | 2183.6667 | 489
[13 empty] | 67521 | 67521 | KS | SPNO | 2183.6667 | 489
[13 empty] | 67522 | 67522 | KS | SPNO | 2183.6667 | 489
[13 empty] | 67523 | 67523 | KS | SPNO | 2183.6667 | 489
[13 empty] | 67524 | 67524 | KS | SPNO | 2183.6667 | 489
[13 empty] | 67525 | 67525 | KS | SPNO | 2183.6667 | 489
[13 empty] | 67526 | 67526 | KS | SPNO | 2183.6667 | 489
[13 empty] | 67529 | 67529 | KS | SPNO | 2183.6667 | 489
[13 empty] | 67530 | 67530 | KS | SPNO | 2183.6667 | 489
[13 empty] | 67543 | 67543 | KS | SPNO | 2183.6667 | 489
[13 empty] | 67544 | 67544 | KS | SPNO | 2183.6667 | 489
[13 empty] | 67545 | 67545 | KS | SPNO | 2183.6667 | 489
[13 empty] | 67546 | 67546 | KS | SPNO | 2183.6667 | 489
[13 empty] | 67547 | 67547 | KS | SPNO | 2183.6667 | 489
[13 empty] | 67548 | 67548 | KS | SPNO | 2183.6667 | 489
[13 empty] | 67550 | 67550 | KS | SPNO | 2183.6667 | 489
[13 empty] | 67552 | 67552 | KS | SPNO | 2183.6667 | 489
[13 empty] | 67553 | 67553 | KS | SPNO | 2183.6667 | 489
[13 empty] | 67554 | 67554 | KS | SPNO | 2183.6667 | 489
[13 empty] | 67556 | 67556 | KS | SPNO | 2183.6667 | 489
[13 empty] | 67557 | 67557 | KS | SPNO | 2183.6667 | 489
[13 empty] | 67559 | 67559 | KS | SPNO | 2183.6667 | 489
[13 empty] | 67560 | 67560 | KS | SPNO | 2183.6667 | 489
[13 empty] | 67561 | 67561 | KS | SPNO | 2183.6667 | 489
[13 empty] | 67563 | 67563 | KS | SPNO | 2183.6667 | 489
[13 empty] | 67564 | 67564 | KS | SPNO | 2183.6667 | 489
[13 empty] | 67565 | 67565 | KS | SPNO | 2183.6667 | 489
[13 empty] | 67566 | 67566 | KS | SPNO | 2183.6667 | 489
[13 empty] | 67567 | 67567 | KS | SPNO | 2183.6667 | 489
[13 empty] | 67568 | 67568 | KS | SPNO | 2183.6667 | 489
[13 empty] | 67570 | 67570 | KS | SPNO | 2183.6667 | 489
[13 empty] | 67572 | 67572 | KS | SPNO | 2183.6667 | 489
[13 empty] | 67573 | 67573 | KS | SPNO | 2183.6667 | 489
[13 empty] | 67574 | 67574 | KS | SPNO | 2183.6667 | 489
[13 empty] | 67575 | 67575 | KS | SPNO | 2183.6667 | 489
[13 empty] | 67576 | 67576 | KS | SPNO | 2183.6667 | 489
[13 empty] | 67578 | 67578 | KS | SPNO | 2183.6667 | 489
[13 empty] | 67579 | 67579 | KS | SPNO | 2183.6667 | 489
[13 empty] | 67581 | 67581 | KS | SPNO | 2183.6667 | 489
[13 empty] | 67583 | 67583 | KS | SPNO | 2183.6667 | 489
[13 empty] | 67584 | 67584 | KS | SPNO | 2183.6667 | 489
[13 empty] | 67585 | 67585 | KS | SPNO | 2183.6667 | 489
[13 empty] | 67601 | 67601 | KS | SPNO | 2183.6667 | 489
[13 empty] | 67621 | 67621 | KS | SPNO | 2183.6667 | 489
[13 empty] | 67622 | 67622 | KS | SPNO | 2183.6667 | 489
[13 empty] | 67623 | 67623 | KS | SPNO | 2183.6667 | 489
[13 empty] | 67625 | 67625 | KS | SPNO | 2183.6667 | 489
[13 empty] | 67626 | 67626 | KS | SPNO | 2183.6667 | 489
[13 empty] | 67627 | 67627 | KS | SPNO | 2183.6667 | 489
[13 empty] | 67628 | 67628 | KS | SPNO | 2183.6667 | 489
[13 empty] | 67629 | 67629 | KS | SPNO | 2183.6667 | 489
[13 empty] | 67631 | 67631 | KS | SPNO | 2183.6667 | 489
[13 empty] | 67632 | 67632 | KS | SPNO | 2183.6667 | 489
[13 empty] | 67634 | 67634 | KS | SPNO | 2183.6667 | 489
[13 empty] | 67635 | 67635 | KS | SPNO | 2183.6667 | 489
[13 empty] | 67637 | 67637 | KS | SPNO | 2183.6667 | 489
[13 empty] | 67638 | 67638 | KS | SPNO | 2183.6667 | 489
[13 empty] | 67639 | 67639 | KS | SPNO | 2183.6667 | 489
[13 empty] | 67640 | 67640 | KS | SPNO | 2183.6667 | 489
[13 empty] | 67642 | 67642 | KS | SPNO | 2183.6667 | 489
[13 empty] | 67643 | 67643 | KS | SPNO | 2183.6667 | 489
[13 empty] | 67644 | 67644 | KS | SPNO | 2183.6667 | 489
[13 empty] | 67645 | 67645 | KS | SPNO | 2183.6667 | 489
[13 empty] | 67646 | 67646 | KS | SPNO | 2183.6667 | 489
[13 empty] | 67647 | 67647 | KS | SPNO | 2183.6667 | 489
[13 empty] | 67648 | 67648 | KS | SPNO | 2183.6667 | 489
[13 empty] | 67649 | 67649 | KS | SPNO | 2183.6667 | 489
[13 empty] | 67650 | 67650 | KS | SPNO | 2183.6667 | 489
[13 empty] | 67651 | 67651 | KS | SPNO | 2183.6667 | 489
[13 empty] | 67653 | 67653 | KS | SPNO | 2183.6667 | 489
[13 empty] | 67654 | 67654 | KS | SPNO | 2183.6667 | 489
[13 empty] | 67656 | 67656 | KS | SPNO | 2183.6667 | 489
[13 empty] | 67657 | 67657 | KS | SPNO | 2183.6667 | 489
[13 empty] | 67658 | 67658 | KS | SPNO | 2183.6667 | 489
[13 empty] | 67659 | 67659 | KS | SPNO | 2183.6667 | 489
[13 empty] | 67660 | 67660 | KS | SPNO | 2183.6667 | 489
[13 empty] | 67661 | 67661 | KS | SPNO | 2183.6667 | 489
[13 empty] | 67663 | 67663 | KS | SPNO | 2183.6667 | 489
[13 empty] | 67664 | 67664 | KS | SPNO | 2183.6667 | 489
[13 empty] | 67665 | 67665 | KS | SPNO | 2183.6667 | 489
[13 empty] | 67667 | 67667 | KS | SPNO | 2183.6667 | 489
[13 empty] | 67669 | 67669 | KS | SPNO | 2183.6667 | 489
[13 empty] | 67671 | 67671 | KS | SPNO | 2183.6667 | 489
[13 empty] | 67672 | 67672 | KS | SPNO | 2183.6667 | 489
[13 empty] | 67673 | 67673 | KS | SPNO | 2183.6667 | 489
[13 empty] | 67674 | 67674 | KS | SPNO | 2183.6667 | 489
[13 empty] | 67675 | 67675 | KS | SPNO | 2183.6667 | 489
[13 empty] | 67701 | 67701 | KS | SPNO | 2183.6667 | 489
[13 empty] | 67730 | 67730 | KS | SPNO | 2183.6667 | 489
[13 empty] | 67731 | 67731 | KS | SPNO | 2183.6667 | 489
[13 empty] | 67732 | 67732 | KS | SPNO | 2183.6667 | 489
[13 empty] | 67733 | 67733 | KS | SPNO | 2183.6667 | 489
[13 empty] | 67734 | 67734 | KS | SPNO | 2183.6667 | 489
[13 empty] | 67735 | 67735 | KS | SPNO | 2183.6667 | 489
[13 empty] | 67736 | 67736 | KS | SPNO | 2183.6667 | 489
[13 empty] | 67737 | 67737 | KS | SPNO | 2183.6667 | 489
[13 empty] | 67738 | 67738 | KS | SPNO | 2183.6667 | 489
[13 empty] | 67739 | 67739 | KS | SPNO | 2183.6667 | 489
[13 empty] | 67740 | 67740 | KS | SPNO | 2183.6667 | 489
[13 empty] | 67741 | 67741 | KS | SPNO | 2183.6667 | 489
[13 empty] | 67743 | 67743 | KS | SPNO | 2183.6667 | 489
[13 empty] | 67744 | 67744 | KS | SPNO | 2183.6667 | 489
[13 empty] | 67745 | 67745 | KS | SPNO | 2183.6667 | 489
[13 empty] | 67747 | 67747 | KS | SPNO | 2183.6667 | 489
[13 empty] | 67748 | 67748 | KS | SPNO | 2183.6667 | 489
[13 empty] | 67749 | 67749 | KS | SPNO | 2183.6667 | 489
[13 empty] | 67751 | 67751 | KS | SPNO | 2183.6667 | 489
[13 empty] | 67752 | 67752 | KS | SPNO | 2183.6667 | 489
[13 empty] | 67753 | 67753 | KS | SPNO | 2183.6667 | 489
[13 empty] | 67756 | 67756 | KS | SPNO | 2183.6667 | 489
[13 empty] | 67757 | 67757 | KS | SPNO | 2183.6667 | 489
[13 empty] | 67758 | 67758 | KS | SPNO | 2183.6667 | 489
[13 empty] | 67761 | 67761 | KS | SPNO | 2183.6667 | 489
[13 empty] | 67762 | 67762 | KS | SPNO | 2183.6667 | 489
[13 empty] | 67764 | 67764 | KS | SPNO | 2183.6667 | 489
[13 empty] | 67801 | 67801 | KS | SPNO | 2183.6667 | 489
[13 empty] | 67831 | 67831 | KS | SPNO | 2183.6667 | 489
[13 empty] | 67834 | 67834 | KS | SPNO | 2183.6667 | 489
[13 empty] | 67835 | 67835 | KS | SPNO | 2183.6667 | 489
[13 empty] | 67836 | 67836 | KS | SPNO | 2183.6667 | 489
[13 empty] | 67837 | 67837 | KS | SPNO | 2183.6667 | 489
[13 empty] | 67838 | 67838 | KS | SPNO | 2183.6667 | 489
[13 empty] | 67839 | 67839 | KS | SPNO | 2183.6667 | 489
[13 empty] | 67840 | 67840 | KS | SPNO | 2183.6667 | 489
[13 empty] | 67841 | 67841 | KS | SPNO | 2183.6667 | 489
[13 empty] | 67842 | 67842 | KS | SPNO | 2183.6667 | 489
[13 empty] | 67843 | 67843 | KS | SPNO | 2183.6667 | 489
[13 empty] | 67844 | 67844 | KS | SPNO | 2183.6667 | 489
[13 empty] | 67846 | 67846 | KS | SPNO | 2183.6667 | 489
[13 empty] | 67849 | 67849 | KS | SPNO | 2183.6667 | 489
[13 empty] | 67850 | 67850 | KS | SPNO | 2183.6667 | 489
[13 empty] | 67851 | 67851 | KS | SPNO | 2183.6667 | 489
[13 empty] | 67853 | 67853 | KS | SPNO | 2183.6667 | 489
[13 empty] | 67854 | 67854 | KS | SPNO | 2183.6667 | 489
[13 empty] | 67855 | 67855 | KS | SPNO | 2183.6667 | 489
[13 empty] | 67857 | 67857 | KS | SPNO | 2183.6667 | 489
[13 empty] | 67859 | 67859 | KS | SPNO | 2183.6667 | 489
[13 empty] | 67860 | 67860 | KS | SPNO | 2183.6667 | 489
[13 empty] | 67861 | 67861 | KS | SPNO | 2183.6667 | 489
[13 empty] | 67862 | 67862 | KS | SPNO | 2183.6667 | 489
[13 empty] | 67863 | 67863 | KS | SPNO | 2183.6667 | 489
[13 empty] | 67864 | 67864 | KS | SPNO | 2183.6667 | 489
[13 empty] | 67865 | 67865 | KS | SPNO | 2183.6667 | 489
[13 empty] | 67867 | 67867 | KS | SPNO | 2183.6667 | 489
[13 empty] | 67868 | 67868 | KS | SPNO | 2183.6667 | 489
[13 empty] | 67869 | 67869 | KS | SPNO | 2183.6667 | 489
[13 empty] | 67870 | 67870 | KS | SPNO | 2183.6667 | 489
[13 empty] | 67871 | 67871 | KS | SPNO | 2183.6667 | 489
[13 empty] | 67876 | 67876 | KS | SPNO | 2183.6667 | 489
[13 empty] | 67877 | 67877 | KS | SPNO | 2183.6667 | 489
[13 empty] | 67878 | 67878 | KS | SPNO | 2183.6667 | 489
[13 empty] | 67879 | 67879 | KS | SPNO | 2183.6667 | 489
[13 empty] | 67880 | 67880 | KS | SPNO | 2183.6667 | 489
[13 empty] | 67882 | 67882 | KS | SPNO | 2183.6667 | 489
[13 empty] | 67901 | 67901 | KS | SPNO | 2183.6667 | 489
[13 empty] | 67905 | 67905 | KS | SPNO | 2183.6667 | 489
[13 empty] | 67950 | 67950 | KS | SPNO | 2183.6667 | 489
[13 empty] | 67951 | 67951 | KS | SPNO | 2183.6667 | 489
[13 empty] | 67952 | 67952 | KS | SPNO | 2183.6667 | 489
[13 empty] | 67953 | 67953 | KS | SPNO | 2183.6667 | 489
[13 empty] | 67954 | 67954 | KS | SPNO | 2183.6667 | 489
[13 empty] | 68001 | 68001 | NE | MROW | 2183.6667 | 489
[13 empty] | 68002 | 68002 | NE | MROW | 2183.6667 | 489
[13 empty] | 68003 | 68003 | NE | MROW | 2183.6667 | 489
[13 empty] | 68004 | 68004 | NE | MROW | 2183.6667 | 489
[13 empty] | 68005 | 68005 | NE | MROW | 2183.6667 | 489
[13 empty] | 68007 | 68007 | NE | MROW | 2183.6667 | 489
[13 empty] | 68008 | 68008 | NE | MROW | 2183.6667 | 489
[13 empty] | 68009 | 68009 | NE | MROW | 2183.6667 | 489
[13 empty] | 68010 | 68010 | NE | MROW | 2183.6667 | 489
[13 empty] | 68014 | 68014 | NE | MROW | 2183.6667 | 489
[13 empty] | 68015 | 68015 | NE | MROW | 2183.6667 | 489
[13 empty] | 68016 | 68016 | NE | MROW | 2183.6667 | 489
[13 empty] | 68017 | 68017 | NE | MROW | 2183.6667 | 489
[13 empty] | 68018 | 68018 | NE | MROW | 2183.6667 | 489
[13 empty] | 68019 | 68019 | NE | MROW | 2183.6667 | 489
[13 empty] | 68020 | 68020 | NE | MROW | 2183.6667 | 489
[13 empty] | 68022 | 68022 | NE | MROW | 2183.6667 | 489
[13 empty] | 68023 | 68023 | NE | MROW | 2183.6667 | 489
[13 empty] | 68025 | 68025 | NE | MROW | 2183.6667 | 489
[13 empty] | 68026 | 68026 | NE | MROW | 2183.6667 | 489
[13 empty] | 68028 | 68028 | NE | MROW | 2183.6667 | 489
[13 empty] | 68029 | 68029 | NE | MROW | 2183.6667 | 489
[13 empty] | 68030 | 68030 | NE | MROW | 2183.6667 | 489
[13 empty] | 68031 | 68031 | NE | MROW | 2183.6667 | 489
[13 empty] | 68033 | 68033 | NE | MROW | 2183.6667 | 489
[13 empty] | 68034 | 68034 | NE | MROW | 2183.6667 | 489
[13 empty] | 68036 | 68036 | NE | MROW | 2183.6667 | 489
[13 empty] | 68037 | 68037 | NE | MROW | 2183.6667 | 489
[13 empty] | 68038 | 68038 | NE | MROW | 2183.6667 | 489
[13 empty] | 68039 | 68039 | NE | MROW | 2183.6667 | 489
[13 empty] | 68040 | 68040 | NE | MROW | 2183.6667 | 489
[13 empty] | 68041 | 68041 | NE | MROW | 2183.6667 | 489
[13 empty] | 68042 | 68042 | NE | MROW | 2183.6667 | 489
[13 empty] | 68044 | 68044 | NE | MROW | 2183.6667 | 489
[13 empty] | 68045 | 68045 | NE | MROW | 2183.6667 | 489
[13 empty] | 68046 | 68046 | NE | MROW | 2183.6667 | 489
[13 empty] | 68047 | 68047 | NE | MROW | 2183.6667 | 489
[13 empty] | 68048 | 68048 | NE | MROW | 2183.6667 | 489
[13 empty] | 68050 | 68050 | NE | MROW | 2183.6667 | 489
[13 empty] | 68055 | 68055 | NE | MROW | 2183.6667 | 489
[13 empty] | 68056 | 68056 | NE | MROW | 2183.6667 | 489
[13 empty] | 68057 | 68057 | NE | MROW | 2183.6667 | 489
[13 empty] | 68058 | 68058 | NE | MROW | 2183.6667 | 489
[13 empty] | 68059 | 68059 | NE | MROW | 2183.6667 | 489
[13 empty] | 68061 | 68061 | NE | MROW | 2183.6667 | 489
[13 empty] | 68062 | 68062 | NE | MROW | 2183.6667 | 489
[13 empty] | 68063 | 68063 | NE | MROW | 2183.6667 | 489
[13 empty] | 68064 | 68064 | NE | MROW | 2183.6667 | 489
[13 empty] | 68065 | 68065 | NE | MROW | 2183.6667 | 489
[13 empty] | 68066 | 68066 | NE | MROW | 2183.6667 | 489
[13 empty] | 68067 | 68067 | NE | MROW | 2183.6667 | 489
[13 empty] | 68068 | 68068 | NE | MROW | 2183.6667 | 489
[13 empty] | 68069 | 68069 | NE | MROW | 2183.6667 | 489
[13 empty] | 68070 | 68070 | NE | MROW | 2183.6667 | 489
[13 empty] | 68071 | 68071 | NE | MROW | 2183.6667 | 489
[13 empty] | 68072 | 68072 | NE | MROW | 2183.6667 | 489
[13 empty] | 68073 | 68073 | NE | MROW | 2183.6667 | 489
[13 empty] | 68101 | 68101 | NE | MROW | 2183.6667 | 489
[13 empty] | 68102 | 68102 | NE | MROW | 2183.6667 | 489
[13 empty] | 68103 | 68103 | NE | MROW | 2183.6667 | 489
[13 empty] | 68104 | 68104 | NE | MROW | 2183.6667 | 489
[13 empty] | 68105 | 68105 | NE | MROW | 2183.6667 | 489
[13 empty] | 68106 | 68106 | NE | MROW | 2183.6667 | 489
[13 empty] | 68107 | 68107 | NE | MROW | 2183.6667 | 489
[13 empty] | 68108 | 68108 | NE | MROW | 2183.6667 | 489
[13 empty] | 68109 | 68109 | NE | MROW | 2183.6667 | 489
[13 empty] | 68110 | 68110 | NE | MROW | 2183.6667 | 489
[13 empty] | 68111 | 68111 | NE | MROW | 2183.6667 | 489
[13 empty] | 68112 | 68112 | NE | MROW | 2183.6667 | 489
[13 empty] | 68113 | 68113 | NE | MROW | 2183.6667 | 489
[13 empty] | 68114 | 68114 | NE | MROW | 2183.6667 | 489
[13 empty] | 68116 | 68116 | NE | MROW | 2183.6667 | 489
[13 empty] | 68117 | 68117 | NE | MROW | 2183.6667 | 489
[13 empty] | 68118 | 68118 | NE | MROW | 2183.6667 | 489
[13 empty] | 68119 | 68119 | NE | MROW | 2183.6667 | 489
[13 empty] | 68120 | 68120 | NE | MROW | 2183.6667 | 489
[13 empty] | 68122 | 68122 | NE | MROW | 2183.6667 | 489
[13 empty] | 68123 | 68123 | NE | MROW | 2183.6667 | 489
[13 empty] | 68124 | 68124 | NE | MROW | 2183.6667 | 489
[13 empty] | 68127 | 68127 | NE | MROW | 2183.6667 | 489
[13 empty] | 68128 | 68128 | NE | MROW | 2183.6667 | 489
[13 empty] | 68130 | 68130 | NE | MROW | 2183.6667 | 489
[13 empty] | 68131 | 68131 | NE | MROW | 2183.6667 | 489
[13 empty] | 68132 | 68132 | NE | MROW | 2183.6667 | 489
[13 empty] | 68133 | 68133 | NE | MROW | 2183.6667 | 489
[13 empty] | 68134 | 68134 | NE | MROW | 2183.6667 | 489
[13 empty] | 68135 | 68135 | NE | MROW | 2183.6667 | 489
[13 empty] | 68136 | 68136 | NE | MROW | 2183.6667 | 489
[13 empty] | 68137 | 68137 | NE | MROW | 2183.6667 | 489
[13 empty] | 68138 | 68138 | NE | MROW | 2183.6667 | 489
[13 empty] | 68139 | 68139 | NE | MROW | 2183.6667 | 489
[13 empty] | 68142 | 68142 | NE | MROW | 2183.6667 | 489
[13 empty] | 68144 | 68144 | NE | MROW | 2183.6667 | 489
[13 empty] | 68145 | 68145 | NE | MROW | 2183.6667 | 489
[13 empty] | 68147 | 68147 | NE | MROW | 2183.6667 | 489
[13 empty] | 68152 | 68152 | NE | MROW | 2183.6667 | 489
[13 empty] | 68154 | 68154 | NE | MROW | 2183.6667 | 489
[13 empty] | 68155 | 68155 | NE | MROW | 2183.6667 | 489
[13 empty] | 68157 | 68157 | NE | MROW | 2183.6667 | 489
[13 empty] | 68164 | 68164 | NE | MROW | 2183.6667 | 489
[13 empty] | 68172 | 68172 | NE | MROW | 2183.6667 | 489
[13 empty] | 68175 | 68175 | NE | MROW | 2183.6667 | 489
[13 empty] | 68176 | 68176 | NE | MROW | 2183.6667 | 489
[13 empty] | 68178 | 68178 | NE | MROW | 2183.6667 | 489
[13 empty] | 68179 | 68179 | NE | MROW | 2183.6667 | 489
[13 empty] | 68180 | 68180 | NE | MROW | 2183.6667 | 489
[13 empty] | 68182 | 68182 | NE | MROW | 2183.6667 | 489
[13 empty] | 68183 | 68183 | NE | MROW | 2183.6667 | 489
[13 empty] | 68197 | 68197 | NE | MROW | 2183.6667 | 489
[13 empty] | 68198 | 68198 | NE | MROW | 2183.6667 | 489
[13 empty] | 68301 | 68301 | NE | MROW | 2183.6667 | 489
[13 empty] | 68303 | 68303 | NE | MROW | 2183.6667 | 489
[13 empty] | 68304 | 68304 | NE | MROW | 2183.6667 | 489
[13 empty] | 68305 | 68305 | NE | MROW | 2183.6667 | 489
[13 empty] | 68307 | 68307 | NE | MROW | 2183.6667 | 489
[13 empty] | 68309 | 68309 | NE | MROW | 2183.6667 | 489
[13 empty] | 68310 | 68310 | NE | MROW | 2183.6667 | 489
[13 empty] | 68313 | 68313 | NE | MROW | 2183.6667 | 489
[13 empty] | 68314 | 68314 | NE | MROW | 2183.6667 | 489
[13 empty] | 68315 | 68315 | NE | MROW | 2183.6667 | 489
[13 empty] | 68316 | 68316 | NE | MROW | 2183.6667 | 489
[13 empty] | 68317 | 68317 | NE | MROW | 2183.6667 | 489
[13 empty] | 68318 | 68318 | NE | MROW | 2183.6667 | 489
[13 empty] | 68319 | 68319 | NE | MROW | 2183.6667 | 489
[13 empty] | 68320 | 68320 | NE | MROW | 2183.6667 | 489
[13 empty] | 68321 | 68321 | NE | MROW | 2183.6667 | 489
[13 empty] | 68322 | 68322 | NE | MROW | 2183.6667 | 489
[13 empty] | 68323 | 68323 | NE | MROW | 2183.6667 | 489
[13 empty] | 68324 | 68324 | NE | MROW | 2183.6667 | 489
[13 empty] | 68325 | 68325 | NE | MROW | 2183.6667 | 489
[13 empty] | 68326 | 68326 | NE | MROW | 2183.6667 | 489
[13 empty] | 68327 | 68327 | NE | MROW | 2183.6667 | 489
[13 empty] | 68328 | 68328 | NE | MROW | 2183.6667 | 489
[13 empty] | 68329 | 68329 | NE | MROW | 2183.6667 | 489
[13 empty] | 68330 | 68330 | NE | MROW | 2183.6667 | 489
[13 empty] | 68331 | 68331 | NE | MROW | 2183.6667 | 489
[13 empty] | 68332 | 68332 | NE | MROW | 2183.6667 | 489
[13 empty] | 68333 | 68333 | NE | MROW | 2183.6667 | 489
[13 empty] | 68335 | 68335 | NE | MROW | 2183.6667 | 489
[13 empty] | 68336 | 68336 | NE | MROW | 2183.6667 | 489
[13 empty] | 68337 | 68337 | NE | MROW | 2183.6667 | 489
[13 empty] | 68338 | 68338 | NE | MROW | 2183.6667 | 489
[13 empty] | 68339 | 68339 | NE | MROW | 2183.6667 | 489
[13 empty] | 68340 | 68340 | NE | MROW | 2183.6667 | 489
[13 empty] | 68341 | 68341 | NE | MROW | 2183.6667 | 489
[13 empty] | 68342 | 68342 | NE | MROW | 2183.6667 | 489
[13 empty] | 68343 | 68343 | NE | MROW | 2183.6667 | 489
[13 empty] | 68344 | 68344 | NE | MROW | 2183.6667 | 489
[13 empty] | 68345 | 68345 | NE | MROW | 2183.6667 | 489
[13 empty] | 68346 | 68346 | NE | MROW | 2183.6667 | 489
[13 empty] | 68347 | 68347 | NE | MROW | 2183.6667 | 489
[13 empty] | 68348 | 68348 | NE | MROW | 2183.6667 | 489
[13 empty] | 68349 | 68349 | NE | MROW | 2183.6667 | 489
[13 empty] | 68350 | 68350 | NE | MROW | 2183.6667 | 489
[13 empty] | 68351 | 68351 | NE | MROW | 2183.6667 | 489
[13 empty] | 68352 | 68352 | NE | MROW | 2183.6667 | 489
[13 empty] | 68354 | 68354 | NE | MROW | 2183.6667 | 489
[13 empty] | 68355 | 68355 | NE | MROW | 2183.6667 | 489
[13 empty] | 68357 | 68357 | NE | MROW | 2183.6667 | 489
[13 empty] | 68358 | 68358 | NE | MROW | 2183.6667 | 489
[13 empty] | 68359 | 68359 | NE | MROW | 2183.6667 | 489
[13 empty] | 68360 | 68360 | NE | MROW | 2183.6667 | 489
[13 empty] | 68361 | 68361 | NE | MROW | 2183.6667 | 489
[13 empty] | 68362 | 68362 | NE | MROW | 2183.6667 | 489
[13 empty] | 68364 | 68364 | NE | MROW | 2183.6667 | 489
[13 empty] | 68365 | 68365 | NE | MROW | 2183.6667 | 489
[13 empty] | 68366 | 68366 | NE | MROW | 2183.6667 | 489
[13 empty] | 68367 | 68367 | NE | MROW | 2183.6667 | 489
[13 empty] | 68368 | 68368 | NE | MROW | 2183.6667 | 489
[13 empty] | 68370 | 68370 | NE | MROW | 2183.6667 | 489
[13 empty] | 68371 | 68371 | NE | MROW | 2183.6667 | 489
[13 empty] | 68372 | 68372 | NE | MROW | 2183.6667 | 489
[13 empty] | 68375 | 68375 | NE | MROW | 2183.6667 | 489
[13 empty] | 68376 | 68376 | NE | MROW | 2183.6667 | 489
[13 empty] | 68377 | 68377 | NE | MROW | 2183.6667 | 489
[13 empty] | 68378 | 68378 | NE | MROW | 2183.6667 | 489
[13 empty] | 68379 | 68379 | NE | MROW | 2183.6667 | 489
[13 empty] | 68380 | 68380 | NE | MROW | 2183.6667 | 489
[13 empty] | 68381 | 68381 | NE | MROW | 2183.6667 | 489
[13 empty] | 68382 | 68382 | NE | MROW | 2183.6667 | 489
[13 empty] | 68401 | 68401 | NE | MROW | 2183.6667 | 489
[13 empty] | 68402 | 68402 | NE | MROW | 2183.6667 | 489
[13 empty] | 68403 | 68403 | NE | MROW | 2183.6667 | 489
[13 empty] | 68404 | 68404 | NE | MROW | 2183.6667 | 489
[13 empty] | 68405 | 68405 | NE | MROW | 2183.6667 | 489
[13 empty] | 68406 | 68406 | NE | MROW | 2183.6667 | 489
[13 empty] | 68407 | 68407 | NE | MROW | 2183.6667 | 489
[13 empty] | 68409 | 68409 | NE | MROW | 2183.6667 | 489
[13 empty] | 68410 | 68410 | NE | MROW | 2183.6667 | 489
[13 empty] | 68413 | 68413 | NE | MROW | 2183.6667 | 489
[13 empty] | 68414 | 68414 | NE | MROW | 2183.6667 | 489
[13 empty] | 68415 | 68415 | NE | MROW | 2183.6667 | 489
[13 empty] | 68416 | 68416 | NE | MROW | 2183.6667 | 489
[13 empty] | 68417 | 68417 | NE | MROW | 2183.6667 | 489
[13 empty] | 68418 | 68418 | NE | MROW | 2183.6667 | 489
[13 empty] | 68419 | 68419 | NE | MROW | 2183.6667 | 489
[13 empty] | 68420 | 68420 | NE | MROW | 2183.6667 | 489
[13 empty] | 68421 | 68421 | NE | MROW | 2183.6667 | 489
[13 empty] | 68422 | 68422 | NE | MROW | 2183.6667 | 489
[13 empty] | 68423 | 68423 | NE | MROW | 2183.6667 | 489
[13 empty] | 68424 | 68424 | NE | MROW | 2183.6667 | 489
[13 empty] | 68428 | 68428 | NE | MROW | 2183.6667 | 489
[13 empty] | 68429 | 68429 | NE | MROW | 2183.6667 | 489
[13 empty] | 68430 | 68430 | NE | MROW | 2183.6667 | 489
[13 empty] | 68431 | 68431 | NE | MROW | 2183.6667 | 489
[13 empty] | 68433 | 68433 | NE | MROW | 2183.6667 | 489
[13 empty] | 68434 | 68434 | NE | MROW | 2183.6667 | 489
[13 empty] | 68436 | 68436 | NE | MROW | 2183.6667 | 489
[13 empty] | 68437 | 68437 | NE | MROW | 2183.6667 | 489
[13 empty] | 68438 | 68438 | NE | MROW | 2183.6667 | 489
[13 empty] | 68439 | 68439 | NE | MROW | 2183.6667 | 489
[13 empty] | 68440 | 68440 | NE | MROW | 2183.6667 | 489
[13 empty] | 68441 | 68441 | NE | MROW | 2183.6667 | 489
[13 empty] | 68442 | 68442 | NE | MROW | 2183.6667 | 489
[13 empty] | 68443 | 68443 | NE | MROW | 2183.6667 | 489
[13 empty] | 68444 | 68444 | NE | MROW | 2183.6667 | 489
[13 empty] | 68445 | 68445 | NE | MROW | 2183.6667 | 489
[13 empty] | 68446 | 68446 | NE | MROW | 2183.6667 | 489
[13 empty] | 68447 | 68447 | NE | MROW | 2183.6667 | 489
[13 empty] | 68448 | 68448 | NE | MROW | 2183.6667 | 489
[13 empty] | 68450 | 68450 | NE | MROW | 2183.6667 | 489
[13 empty] | 68452 | 68452 | NE | MROW | 2183.6667 | 489
[13 empty] | 68453 | 68453 | NE | MROW | 2183.6667 | 489
[13 empty] | 68454 | 68454 | NE | MROW | 2183.6667 | 489
[13 empty] | 68455 | 68455 | NE | MROW | 2183.6667 | 489
[13 empty] | 68456 | 68456 | NE | MROW | 2183.6667 | 489
[13 empty] | 68457 | 68457 | NE | MROW | 2183.6667 | 489
[13 empty] | 68458 | 68458 | NE | MROW | 2183.6667 | 489
[13 empty] | 68460 | 68460 | NE | MROW | 2183.6667 | 489
[13 empty] | 68461 | 68461 | NE | MROW | 2183.6667 | 489
[13 empty] | 68462 | 68462 | NE | MROW | 2183.6667 | 489
[13 empty] | 68463 | 68463 | NE | MROW | 2183.6667 | 489
[13 empty] | 68464 | 68464 | NE | MROW | 2183.6667 | 489
[13 empty] | 68465 | 68465 | NE | MROW | 2183.6667 | 489
[13 empty] | 68466 | 68466 | NE | MROW | 2183.6667 | 489
[13 empty] | 68467 | 68467 | NE | MROW | 2183.6667 | 489
[13 empty] | 68501 | 68501 | NE | MROW | 2668.3333 | 386
[13 empty] | 68502 | 68502 | NE | MROW | 2668.3333 | 386
[13 empty] | 68503 | 68503 | NE | MROW | 2668.3333 | 386
[13 empty] | 68504 | 68504 | NE | MROW | 2668.3333 | 386
[13 empty] | 68505 | 68505 | NE | MROW | 2668.3333 | 386
[13 empty] | 68506 | 68506 | NE | MROW | 2668.3333 | 386
[13 empty] | 68507 | 68507 | NE | MROW | 2668.3333 | 386
[13 empty] | 68508 | 68508 | NE | MROW | 2668.3333 | 386
[13 empty] | 68509 | 68509 | NE | MROW | 2668.3333 | 386
[13 empty] | 68510 | 68510 | NE | MROW | 2668.3333 | 386
[13 empty] | 68512 | 68512 | NE | MROW | 2668.3333 | 386
[13 empty] | 68514 | 68514 | NE | MROW | 2668.3333 | 386
[13 empty] | 68516 | 68516 | NE | MROW | 2668.3333 | 386
[13 empty] | 68517 | 68517 | NE | MROW | 2668.3333 | 386
[13 empty] | 68520 | 68520 | NE | MROW | 2668.3333 | 386
[13 empty] | 68521 | 68521 | NE | MROW | 2668.3333 | 386
[13 empty] | 68522 | 68522 | NE | MROW | 2668.3333 | 386
[13 empty] | 68523 | 68523 | NE | MROW | 2668.3333 | 386
[13 empty] | 68524 | 68524 | NE | MROW | 2668.3333 | 386
[13 empty] | 68526 | 68526 | NE | MROW | 2668.3333 | 386
[13 empty] | 68527 | 68527 | NE | MROW | 2668.3333 | 386
[13 empty] | 68528 | 68528 | NE | MROW | 2668.3333 | 386
[13 empty] | 68529 | 68529 | NE | MROW | 2668.3333 | 386
[13 empty] | 68531 | 68531 | NE | MROW | 2668.3333 | 386
[13 empty] | 68532 | 68532 | NE | MROW | 2668.3333 | 386
[13 empty] | 68542 | 68542 | NE | MROW | 2668.3333 | 386
[13 empty] | 68583 | 68583 | NE | MROW | 2668.3333 | 386
[13 empty] | 68588 | 68588 | NE | MROW | 2668.3333 | 386
[13 empty] | 68601 | 68601 | NE | MROW | 2668.3333 | 386
[13 empty] | 68602 | 68602 | NE | MROW | 2668.3333 | 386
[13 empty] | 68620 | 68620 | NE | MROW | 2668.3333 | 386
[13 empty] | 68621 | 68621 | NE | MROW | 2668.3333 | 386
[13 empty] | 68622 | 68622 | NE | MROW | 2668.3333 | 386
[13 empty] | 68623 | 68623 | NE | MROW | 2668.3333 | 386
[13 empty] | 68624 | 68624 | NE | MROW | 2668.3333 | 386
[13 empty] | 68626 | 68626 | NE | MROW | 2668.3333 | 386
[13 empty] | 68627 | 68627 | NE | MROW | 2668.3333 | 386
[13 empty] | 68628 | 68628 | NE | MROW | 2668.3333 | 386
[13 empty] | 68629 | 68629 | NE | MROW | 2668.3333 | 386
[13 empty] | 68631 | 68631 | NE | MROW | 2668.3333 | 386
[13 empty] | 68632 | 68632 | NE | MROW | 2668.3333 | 386
[13 empty] | 68633 | 68633 | NE | MROW | 2668.3333 | 386
[13 empty] | 68634 | 68634 | NE | MROW | 2668.3333 | 386
[13 empty] | 68635 | 68635 | NE | MROW | 2668.3333 | 386
[13 empty] | 68636 | 68636 | NE | MROW | 2668.3333 | 386
[13 empty] | 68637 | 68637 | NE | MROW | 2668.3333 | 386
[13 empty] | 68638 | 68638 | NE | MROW | 2668.3333 | 386
[13 empty] | 68640 | 68640 | NE | MROW | 2668.3333 | 386
[13 empty] | 68641 | 68641 | NE | MROW | 2668.3333 | 386
[13 empty] | 68642 | 68642 | NE | MROW | 2668.3333 | 386
[13 empty] | 68643 | 68643 | NE | MROW | 2668.3333 | 386
[13 empty] | 68644 | 68644 | NE | MROW | 2668.3333 | 386
[13 empty] | 68647 | 68647 | NE | MROW | 2668.3333 | 386
[13 empty] | 68648 | 68648 | NE | MROW | 2668.3333 | 386
[13 empty] | 68649 | 68649 | NE | MROW | 2668.3333 | 386
[13 empty] | 68651 | 68651 | NE | MROW | 2668.3333 | 386
[13 empty] | 68652 | 68652 | NE | MROW | 2668.3333 | 386
[13 empty] | 68653 | 68653 | NE | MROW | 2668.3333 | 386
[13 empty] | 68654 | 68654 | NE | MROW | 2668.3333 | 386
[13 empty] | 68655 | 68655 | NE | MROW | 2668.3333 | 386
[13 empty] | 68658 | 68658 | NE | MROW | 2668.3333 | 386
[13 empty] | 68659 | 68659 | NE | MROW | 2668.3333 | 386
[13 empty] | 68660 | 68660 | NE | MROW | 2668.3333 | 386
[13 empty] | 68661 | 68661 | NE | MROW | 2668.3333 | 386
[13 empty] | 68662 | 68662 | NE | MROW | 2668.3333 | 386
[13 empty] | 68663 | 68663 | NE | MROW | 2668.3333 | 386
[13 empty] | 68664 | 68664 | NE | MROW | 2668.3333 | 386
[13 empty] | 68665 | 68665 | NE | MROW | 2668.3333 | 386
[13 empty] | 68666 | 68666 | NE | MROW | 2668.3333 | 386
[13 empty] | 68667 | 68667 | NE | MROW | 2668.3333 | 386
[13 empty] | 68669 | 68669 | NE | MROW | 2668.3333 | 386
[13 empty] | 68701 | 68701 | NE | MROW | 2668.3333 | 386
[13 empty] | 68702 | 68702 | NE | MROW | 2668.3333 | 386
[13 empty] | 68710 | 68710 | NE | MROW | 2668.3333 | 386
[13 empty] | 68711 | 68711 | NE | MROW | 2668.3333 | 386
[13 empty] | 68713 | 68713 | NE | MROW | 2668.3333 | 386
[13 empty] | 68714 | 68714 | NE | MROW | 2668.3333 | 386
[13 empty] | 68715 | 68715 | NE | MROW | 2668.3333 | 386
[13 empty] | 68716 | 68716 | NE | MROW | 2668.3333 | 386
[13 empty] | 68717 | 68717 | NE | MROW | 2668.3333 | 386
[13 empty] | 68718 | 68718 | NE | MROW | 2668.3333 | 386
[13 empty] | 68719 | 68719 | NE | MROW | 2668.3333 | 386
[13 empty] | 68720 | 68720 | NE | MROW | 2668.3333 | 386
[13 empty] | 68722 | 68722 | NE | MROW | 2668.3333 | 386
[13 empty] | 68723 | 68723 | NE | MROW | 2668.3333 | 386
[13 empty] | 68724 | 68724 | NE | MROW | 2668.3333 | 386
[13 empty] | 68725 | 68725 | NE | MROW | 2668.3333 | 386
[13 empty] | 68726 | 68726 | NE | MROW | 2668.3333 | 386
[13 empty] | 68727 | 68727 | NE | MROW | 2668.3333 | 386
[13 empty] | 68728 | 68728 | NE | MROW | 2668.3333 | 386
[13 empty] | 68729 | 68729 | NE | MROW | 2668.3333 | 386
[13 empty] | 68730 | 68730 | NE | MROW | 2668.3333 | 386
[13 empty] | 68731 | 68731 | NE | MROW | 2668.3333 | 386
[13 empty] | 68732 | 68732 | NE | MROW | 2668.3333 | 386
[13 empty] | 68733 | 68733 | NE | MROW | 2668.3333 | 386
[13 empty] | 68734 | 68734 | NE | MROW | 2668.3333 | 386
[13 empty] | 68735 | 68735 | NE | MROW | 2668.3333 | 386
[13 empty] | 68736 | 68736 | NE | MROW | 2668.3333 | 386
[13 empty] | 68738 | 68738 | NE | MROW | 2668.3333 | 386
[13 empty] | 68739 | 68739 | NE | MROW | 2668.3333 | 386
[13 empty] | 68740 | 68740 | NE | MROW | 2668.3333 | 386
[13 empty] | 68741 | 68741 | NE | MROW | 2668.3333 | 386
[13 empty] | 68742 | 68742 | NE | MROW | 2668.3333 | 386
[13 empty] | 68743 | 68743 | NE | MROW | 2668.3333 | 386
[13 empty] | 68745 | 68745 | NE | MROW | 2668.3333 | 386
[13 empty] | 68746 | 68746 | NE | MROW | 2668.3333 | 386
[13 empty] | 68747 | 68747 | NE | MROW | 2668.3333 | 386
[13 empty] | 68748 | 68748 | NE | MROW | 2668.3333 | 386
[13 empty] | 68749 | 68749 | NE | MROW | 2668.3333 | 386
[13 empty] | 68751 | 68751 | NE | MROW | 2668.3333 | 386
[13 empty] | 68752 | 68752 | NE | MROW | 2668.3333 | 386
[13 empty] | 68753 | 68753 | NE | MROW | 2668.3333 | 386
[13 empty] | 68755 | 68755 | NE | MROW | 2668.3333 | 386
[13 empty] | 68756 | 68756 | NE | MROW | 2668.3333 | 386
[13 empty] | 68757 | 68757 | NE | MROW | 2668.3333 | 386
[13 empty] | 68758 | 68758 | NE | MROW | 2668.3333 | 386
[13 empty] | 68759 | 68759 | NE | MROW | 2668.3333 | 386
[13 empty] | 68760 | 68760 | NE | MROW | 2668.3333 | 386
[13 empty] | 68761 | 68761 | NE | MROW | 2668.3333 | 386
[13 empty] | 68763 | 68763 | NE | MROW | 2668.3333 | 386
[13 empty] | 68764 | 68764 | NE | MROW | 2668.3333 | 386
[13 empty] | 68765 | 68765 | NE | MROW | 2668.3333 | 386
[13 empty] | 68766 | 68766 | NE | MROW | 2668.3333 | 386
[13 empty] | 68767 | 68767 | NE | MROW | 2668.3333 | 386
[13 empty] | 68768 | 68768 | NE | MROW | 2668.3333 | 386
[13 empty] | 68769 | 68769 | NE | MROW | 2668.3333 | 386
[13 empty] | 68770 | 68770 | NE | MROW | 2668.3333 | 386
[13 empty] | 68771 | 68771 | NE | MROW | 2668.3333 | 386
[13 empty] | 68773 | 68773 | NE | MROW | 2668.3333 | 386
[13 empty] | 68774 | 68774 | NE | MROW | 2668.3333 | 386
[13 empty] | 68776 | 68776 | NE | MROW | 2668.3333 | 386
[13 empty] | 68777 | 68777 | NE | MROW | 2668.3333 | 386
[13 empty] | 68778 | 68778 | NE | MROW | 2668.3333 | 386
[13 empty] | 68779 | 68779 | NE | MROW | 2668.3333 | 386
[13 empty] | 68780 | 68780 | NE | MROW | 2668.3333 | 386
[13 empty] | 68781 | 68781 | NE | MROW | 2668.3333 | 386
[13 empty] | 68783 | 68783 | NE | MROW | 2668.3333 | 386
[13 empty] | 68784 | 68784 | NE | MROW | 2668.3333 | 386
[13 empty] | 68785 | 68785 | NE | MROW | 2668.3333 | 386
[13 empty] | 68786 | 68786 | NE | MROW | 2668.3333 | 386
[13 empty] | 68787 | 68787 | NE | MROW | 2668.3333 | 386
[13 empty] | 68788 | 68788 | NE | MROW | 2668.3333 | 386
[13 empty] | 68789 | 68789 | NE | MROW | 2668.3333 | 386
[13 empty] | 68790 | 68790 | NE | MROW | 2668.3333 | 386
[13 empty] | 68791 | 68791 | NE | MROW | 2668.3333 | 386
[13 empty] | 68792 | 68792 | NE | MROW | 2668.3333 | 386
[13 empty] | 68801 | 68801 | NE | MROW | 2668.3333 | 386
[13 empty] | 68802 | 68802 | NE | MROW | 2668.3333 | 386
[13 empty] | 68803 | 68803 | NE | MROW | 2668.3333 | 386
[13 empty] | 68810 | 68810 | NE | MROW | 2668.3333 | 386
[13 empty] | 68812 | 68812 | NE | MROW | 2668.3333 | 386
[13 empty] | 68813 | 68813 | NE | MROW | 2668.3333 | 386
[13 empty] | 68814 | 68814 | NE | MROW | 2668.3333 | 386
[13 empty] | 68815 | 68815 | NE | MROW | 2668.3333 | 386
[13 empty] | 68816 | 68816 | NE | MROW | 2668.3333 | 386
[13 empty] | 68817 | 68817 | NE | MROW | 2668.3333 | 386
[13 empty] | 68818 | 68818 | NE | MROW | 2668.3333 | 386
[13 empty] | 68820 | 68820 | NE | MROW | 2668.3333 | 386
[13 empty] | 68821 | 68821 | NE | MROW | 2668.3333 | 386
[13 empty] | 68822 | 68822 | NE | MROW | 2668.3333 | 386
[13 empty] | 68823 | 68823 | NE | MROW | 2668.3333 | 386
[13 empty] | 68824 | 68824 | NE | MROW | 2668.3333 | 386
[13 empty] | 68825 | 68825 | NE | MROW | 2668.3333 | 386
[13 empty] | 68826 | 68826 | NE | MROW | 2668.3333 | 386
[13 empty] | 68827 | 68827 | NE | MROW | 2668.3333 | 386
[13 empty] | 68828 | 68828 | NE | MROW | 2668.3333 | 386
[13 empty] | 68831 | 68831 | NE | MROW | 2668.3333 | 386
[13 empty] | 68832 | 68832 | NE | MROW | 2668.3333 | 386
[13 empty] | 68833 | 68833 | NE | MROW | 2668.3333 | 386
[13 empty] | 68834 | 68834 | NE | MROW | 2668.3333 | 386
[13 empty] | 68835 | 68835 | NE | MROW | 2668.3333 | 386
[13 empty] | 68836 | 68836 | NE | MROW | 2668.3333 | 386
[13 empty] | 68837 | 68837 | NE | MROW | 2668.3333 | 386
[13 empty] | 68838 | 68838 | NE | MROW | 2668.3333 | 386
[13 empty] | 68840 | 68840 | NE | MROW | 2668.3333 | 386
[13 empty] | 68841 | 68841 | NE | MROW | 2668.3333 | 386
[13 empty] | 68842 | 68842 | NE | MROW | 2668.3333 | 386
[13 empty] | 68843 | 68843 | NE | MROW | 2668.3333 | 386
[13 empty] | 68844 | 68844 | NE | MROW | 2668.3333 | 386
[13 empty] | 68845 | 68845 | NE | MROW | 2668.3333 | 386
[13 empty] | 68846 | 68846 | NE | MROW | 2668.3333 | 386
[13 empty] | 68847 | 68847 | NE | MROW | 2668.3333 | 386
[13 empty] | 68848 | 68848 | NE | MROW | 2668.3333 | 386
[13 empty] | 68849 | 68849 | NE | MROW | 2668.3333 | 386
[13 empty] | 68850 | 68850 | NE | MROW | 2668.3333 | 386
[13 empty] | 68852 | 68852 | NE | MROW | 2668.3333 | 386
[13 empty] | 68853 | 68853 | NE | MROW | 2668.3333 | 386
[13 empty] | 68854 | 68854 | NE | MROW | 2668.3333 | 386
[13 empty] | 68855 | 68855 | NE | MROW | 2668.3333 | 386
[13 empty] | 68856 | 68856 | NE | MROW | 2668.3333 | 386
[13 empty] | 68858 | 68858 | NE | MROW | 2668.3333 | 386
[13 empty] | 68859 | 68859 | NE | MROW | 2668.3333 | 386
[13 empty] | 68860 | 68860 | NE | MROW | 2668.3333 | 386
[13 empty] | 68861 | 68861 | NE | MROW | 2668.3333 | 386
[13 empty] | 68862 | 68862 | NE | MROW | 2668.3333 | 386
[13 empty] | 68863 | 68863 | NE | MROW | 2668.3333 | 386
[13 empty] | 68864 | 68864 | NE | MROW | 2668.3333 | 386
[13 empty] | 68865 | 68865 | NE | MROW | 2668.3333 | 386
[13 empty] | 68866 | 68866 | NE | MROW | 2668.3333 | 386
[13 empty] | 68869 | 68869 | NE | MROW | 2668.3333 | 386
[13 empty] | 68870 | 68870 | NE | MROW | 2668.3333 | 386
[13 empty] | 68871 | 68871 | NE | MROW | 2668.3333 | 386
[13 empty] | 68872 | 68872 | NE | MROW | 2668.3333 | 386
[13 empty] | 68873 | 68873 | NE | MROW | 2668.3333 | 386
[13 empty] | 68874 | 68874 | NE | MROW | 2668.3333 | 386
[13 empty] | 68875 | 68875 | NE | MROW | 2668.3333 | 386
[13 empty] | 68876 | 68876 | NE | MROW | 2668.3333 | 386
[13 empty] | 68878 | 68878 | NE | MROW | 2668.3333 | 386
[13 empty] | 68879 | 68879 | NE | MROW | 2668.3333 | 386
[13 empty] | 68881 | 68881 | NE | MROW | 2668.3333 | 386
[13 empty] | 68882 | 68882 | NE | MROW | 2668.3333 | 386
[13 empty] | 68883 | 68883 | NE | MROW | 2668.3333 | 386
[13 empty] | 68901 | 68901 | NE | MROW | 2668.3333 | 386
[13 empty] | 68902 | 68902 | NE | MROW | 2668.3333 | 386
[13 empty] | 68920 | 68920 | NE | MROW | 2668.3333 | 386
[13 empty] | 68922 | 68922 | NE | MROW | 2668.3333 | 386
[13 empty] | 68923 | 68923 | NE | MROW | 2668.3333 | 386
[13 empty] | 68924 | 68924 | NE | MROW | 2668.3333 | 386
[13 empty] | 68925 | 68925 | NE | MROW | 2668.3333 | 386
[13 empty] | 68926 | 68926 | NE | MROW | 2668.3333 | 386
[13 empty] | 68927 | 68927 | NE | MROW | 2668.3333 | 386
[13 empty] | 68928 | 68928 | NE | MROW | 2668.3333 | 386
[13 empty] | 68929 | 68929 | NE | MROW | 2668.3333 | 386
[13 empty] | 68930 | 68930 | NE | MROW | 2668.3333 | 386
[13 empty] | 68932 | 68932 | NE | MROW | 2668.3333 | 386
[13 empty] | 68933 | 68933 | NE | MROW | 2668.3333 | 386
[13 empty] | 68934 | 68934 | NE | MROW | 2668.3333 | 386
[13 empty] | 68935 | 68935 | NE | MROW | 2668.3333 | 386
[13 empty] | 68936 | 68936 | NE | MROW | 2668.3333 | 386
[13 empty] | 68937 | 68937 | NE | MROW | 2668.3333 | 386
[13 empty] | 68938 | 68938 | NE | MROW | 2668.3333 | 386
[13 empty] | 68939 | 68939 | NE | MROW | 2668.3333 | 386
[13 empty] | 68940 | 68940 | NE | MROW | 2668.3333 | 386
[13 empty] | 68941 | 68941 | NE | MROW | 2668.3333 | 386
[13 empty] | 68942 | 68942 | NE | MROW | 2668.3333 | 386
[13 empty] | 68943 | 68943 | NE | MROW | 2668.3333 | 386
[13 empty] | 68944 | 68944 | NE | MROW | 2668.3333 | 386
[13 empty] | 68945 | 68945 | NE | MROW | 2668.3333 | 386
[13 empty] | 68946 | 68946 | NE | MROW | 2668.3333 | 386
[13 empty] | 68947 | 68947 | NE | MROW | 2668.3333 | 386
[13 empty] | 68948 | 68948 | NE | MROW | 2668.3333 | 386
[13 empty] | 68949 | 68949 | NE | MROW | 2668.3333 | 386
[13 empty] | 68950 | 68950 | NE | MROW | 2668.3333 | 386
[13 empty] | 68952 | 68952 | NE | MROW | 2668.3333 | 386
[13 empty] | 68954 | 68954 | NE | MROW | 2668.3333 | 386
[13 empty] | 68955 | 68955 | NE | MROW | 2668.3333 | 386
[13 empty] | 68956 | 68956 | NE | MROW | 2668.3333 | 386
[13 empty] | 68957 | 68957 | NE | MROW | 2668.3333 | 386
[13 empty] | 68958 | 68958 | NE | MROW | 2668.3333 | 386
[13 empty] | 68959 | 68959 | NE | MROW | 2668.3333 | 386
[13 empty] | 68960 | 68960 | NE | MROW | 2668.3333 | 386
[13 empty] | 68961 | 68961 | NE | MROW | 2668.3333 | 386
[13 empty] | 68964 | 68964 | NE | MROW | 2668.3333 | 386
[13 empty] | 68966 | 68966 | NE | MROW | 2668.3333 | 386
[13 empty] | 68967 | 68967 | NE | MROW | 2668.3333 | 386
[13 empty] | 68969 | 68969 | NE | MROW | 2668.3333 | 386
[13 empty] | 68970 | 68970 | NE | MROW | 2668.3333 | 386
[13 empty] | 68971 | 68971 | NE | MROW | 2668.3333 | 386
[13 empty] | 68972 | 68972 | NE | MROW | 2668.3333 | 386
[13 empty] | 68973 | 68973 | NE | MROW | 2668.3333 | 386
[13 empty] | 68974 | 68974 | NE | MROW | 2668.3333 | 386
[13 empty] | 68975 | 68975 | NE | MROW | 2668.3333 | 386
[13 empty] | 68976 | 68976 | NE | MROW | 2668.3333 | 386
[13 empty] | 68977 | 68977 | NE | MROW | 2668.3333 | 386
[13 empty] | 68978 | 68978 | NE | MROW | 2668.3333 | 386
[13 empty] | 68979 | 68979 | NE | MROW | 2668.3333 | 386
[13 empty] | 68980 | 68980 | NE | MROW | 2668.3333 | 386
[13 empty] | 68981 | 68981 | NE | MROW | 2668.3333 | 386
[13 empty] | 68982 | 68982 | NE | MROW | 2668.3333 | 386
[13 empty] | 69001 | 69001 | NE | MROW | 2668.3333 | 386
[13 empty] | 69020 | 69020 | NE | MROW | 2668.3333 | 386
[13 empty] | 69021 | 69021 | NE | MROW | 2668.3333 | 386
[13 empty] | 69022 | 69022 | NE | MROW | 2668.3333 | 386
[13 empty] | 69023 | 69023 | NE | RMPA | 2668.3333 | 386
[13 empty] | 69024 | 69024 | NE | MROW | 2668.3333 | 386
[13 empty] | 69025 | 69025 | NE | MROW | 2668.3333 | 386
[13 empty] | 69026 | 69026 | NE | MROW | 2668.3333 | 386
[13 empty] | 69027 | 69027 | NE | MROW | 2668.3333 | 386
[13 empty] | 69028 | 69028 | NE | MROW | 2668.3333 | 386
[13 empty] | 69029 | 69029 | NE | MROW | 2668.3333 | 386
[13 empty] | 69030 | 69030 | NE | MROW | 2668.3333 | 386
[13 empty] | 69032 | 69032 | NE | MROW | 2668.3333 | 386
[13 empty] | 69033 | 69033 | NE | RMPA | 2668.3333 | 386
[13 empty] | 69034 | 69034 | NE | MROW | 2668.3333 | 386
[13 empty] | 69036 | 69036 | NE | MROW | 2668.3333 | 386
[13 empty] | 69037 | 69037 | NE | MROW | 2668.3333 | 386
[13 empty] | 69038 | 69038 | NE | MROW | 2668.3333 | 386
[13 empty] | 69039 | 69039 | NE | MROW | 2668.3333 | 386
[13 empty] | 69040 | 69040 | NE | MROW | 2668.3333 | 386
[13 empty] | 69041 | 69041 | NE | MROW | 2668.3333 | 386
[13 empty] | 69042 | 69042 | NE | MROW | 2668.3333 | 386
[13 empty] | 69043 | 69043 | NE | MROW | 2668.3333 | 386
[13 empty] | 69044 | 69044 | NE | MROW | 2668.3333 | 386
[13 empty] | 69045 | 69045 | NE | MROW | 2668.3333 | 386
[13 empty] | 69046 | 69046 | NE | MROW | 2668.3333 | 386
[13 empty] | 69101 | 69101 | NE | MROW | 2668.3333 | 386
[13 empty] | 69103 | 69103 | NE | MROW | 2668.3333 | 386
[13 empty] | 69120 | 69120 | NE | MROW | 2668.3333 | 386
[13 empty] | 69121 | 69121 | NE | RMPA | 2668.3333 | 386
[13 empty] | 69122 | 69122 | NE | RMPA | 2668.3333 | 386
[13 empty] | 69123 | 69123 | NE | MROW | 2668.3333 | 386
[13 empty] | 69125 | 69125 | NE | RMPA | 2668.3333 | 386
[13 empty] | 69127 | 69127 | NE | RMPA | 2668.3333 | 386
[13 empty] | 69128 | 69128 | NE | RMPA | 2668.3333 | 386
[13 empty] | 69129 | 69129 | NE | RMPA | 2668.3333 | 386
[13 empty] | 69130 | 69130 | NE | MROW | 2668.3333 | 386
[13 empty] | 69131 | 69131 | NE | RMPA | 2668.3333 | 386
[13 empty] | 69132 | 69132 | NE | RMPA | 2668.3333 | 386
[13 empty] | 69133 | 69133 | NE | RMPA | 2668.3333 | 386
[13 empty] | 69134 | 69134 | NE | RMPA | 2668.3333 | 386
[13 empty] | 69135 | 69135 | NE | MROW | 2668.3333 | 386
[13 empty] | 69138 | 69138 | NE | MROW | 2668.3333 | 386
[13 empty] | 69140 | 69140 | NE | RMPA | 2668.3333 | 386
[13 empty] | 69141 | 69141 | NE | RMPA | 2668.3333 | 386
[13 empty] | 69142 | 69142 | NE | MROW | 2668.3333 | 386
[13 empty] | 69143 | 69143 | NE | MROW | 2668.3333 | 386
[13 empty] | 69144 | 69144 | NE | RMPA | 2668.3333 | 386
[13 empty] | 69145 | 69145 | NE | RMPA | 2668.3333 | 386
[13 empty] | 69146 | 69146 | NE | RMPA | 2668.3333 | 386
[13 empty] | 69147 | 69147 | NE | RMPA | 2668.3333 | 386
[13 empty] | 69148 | 69148 | NE | RMPA | 2668.3333 | 386
[13 empty] | 69149 | 69149 | NE | RMPA | 2668.3333 | 386
[13 empty] | 69150 | 69150 | NE | RMPA | 2668.3333 | 386
[13 empty] | 69151 | 69151 | NE | MROW | 2668.3333 | 386
[13 empty] | 69152 | 69152 | NE | MROW | 2668.3333 | 386
[13 empty] | 69153 | 69153 | NE | RMPA | 2668.3333 | 386
[13 empty] | 69154 | 69154 | NE | RMPA | 2668.3333 | 386
[13 empty] | 69155 | 69155 | NE | RMPA | 2668.3333 | 386
[13 empty] | 69156 | 69156 | NE | RMPA | 2668.3333 | 386
[13 empty] | 69157 | 69157 | NE | MROW | 2668.3333 | 386
[13 empty] | 69160 | 69160 | NE | RMPA | 2668.3333 | 386
[13 empty] | 69161 | 69161 | NE | MROW | 2668.3333 | 386
[13 empty] | 69162 | 69162 | NE | RMPA | 2668.3333 | 386
[13 empty] | 69163 | 69163 | NE | MROW | 2668.3333 | 386
[13 empty] | 69165 | 69165 | NE | RMPA | 2668.3333 | 386
[13 empty] | 69166 | 69166 | NE | MROW | 2668.3333 | 386
[13 empty] | 69167 | 69167 | NE | MROW | 2668.3333 | 386
[13 empty] | 69168 | 69168 | NE | RMPA | 2668.3333 | 386
[13 empty] | 69169 | 69169 | NE | RMPA | 2668.3333 | 386
[13 empty] | 69170 | 69170 | NE | MROW | 2668.3333 | 386
[13 empty] | 69171 | 69171 | NE | MROW | 2668.3333 | 386
[13 empty] | 69190 | 69190 | NE | RMPA | 2668.3333 | 386
[13 empty] | 69201 | 69201 | NE | MROW | 2668.3333 | 386
[13 empty] | 69210 | 69210 | NE | MROW | 2668.3333 | 386
[13 empty] | 69211 | 69211 | NE | RMPA | 2668.3333 | 386
[13 empty] | 69212 | 69212 | NE | MROW | 2668.3333 | 386
[13 empty] | 69214 | 69214 | NE | MROW | 2668.3333 | 386
[13 empty] | 69216 | 69216 | NE | MROW | 2668.3333 | 386
[13 empty] | 69217 | 69217 | NE | MROW | 2668.3333 | 386
[13 empty] | 69218 | 69218 | NE | RMPA | 2668.3333 | 386
[13 empty] | 69219 | 69219 | NE | MROW | 2668.3333 | 386
[13 empty] | 69220 | 69220 | NE | MROW | 2668.3333 | 386
[13 empty] | 69221 | 69221 | NE | MROW | 2668.3333 | 386
[13 empty] | 69301 | 69301 | NE | RMPA | 2668.3333 | 386
[13 empty] | 69331 | 69331 | NE | RMPA | 2668.3333 | 386
[13 empty] | 69333 | 69333 | NE | RMPA | 2668.3333 | 386
[13 empty] | 69334 | 69334 | NE | RMPA | 2668.3333 | 386
[13 empty] | 69335 | 69335 | NE | RMPA | 2668.3333 | 386
[13 empty] | 69336 | 69336 | NE | RMPA | 2668.3333 | 386
[13 empty] | 69337 | 69337 | NE | RMPA | 2668.3333 | 386
[13 empty] | 69339 | 69339 | NE | RMPA | 2668.3333 | 386
[13 empty] | 69340 | 69340 | NE | RMPA | 2668.3333 | 386
[13 empty] | 69341 | 69341 | NE | MROW | 2668.3333 | 386
[13 empty] | 69343 | 69343 | NE | RMPA | 2668.3333 | 386
[13 empty] | 69345 | 69345 | NE | RMPA | 2668.3333 | 386
[13 empty] | 69346 | 69346 | NE | RMPA | 2668.3333 | 386
[13 empty] | 69347 | 69347 | NE | RMPA | 2668.3333 | 386
[13 empty] | 69348 | 69348 | NE | RMPA | 2668.3333 | 386
[13 empty] | 69350 | 69350 | NE | RMPA | 2668.3333 | 386
[13 empty] | 69351 | 69351 | NE | RMPA | 2668.3333 | 386
[13 empty] | 69352 | 69352 | NE | MROW | 2668.3333 | 386
[13 empty] | 69353 | 69353 | NE | RMPA | 2668.3333 | 386
[13 empty] | 69354 | 69354 | NE | RMPA | 2668.3333 | 386
[13 empty] | 69355 | 69355 | NE | MROW | 2668.3333 | 386
[13 empty] | 69356 | 69356 | NE | RMPA | 2668.3333 | 386
[13 empty] | 69357 | 69357 | NE | MROW | 2668.3333 | 386
[13 empty] | 69358 | 69358 | NE | MROW | 2668.3333 | 386
[13 empty] | 69360 | 69360 | NE | RMPA | 2668.3333 | 386
[13 empty] | 69361 | 69361 | NE | MROW | 2668.3333 | 386
[13 empty] | 69363 | 69363 | NE | MROW | 2668.3333 | 386
[13 empty] | 69365 | 69365 | NE | RMPA | 2668.3333 | 386
[13 empty] | 69366 | 69366 | NE | RMPA | 2668.3333 | 386
[13 empty] | 69367 | 69367 | NE | RMPA | 2668.3333 | 386
[13 empty] | 70001 | 70001 | LA | SRMV | 2668.3333 | 386
[13 empty] | 70002 | 70002 | LA | SRMV | 2668.3333 | 386
[13 empty] | 70003 | 70003 | LA | SRMV | 2668.3333 | 386
[13 empty] | 70004 | 70004 | LA | SRMV | 2668.3333 | 386
[13 empty] | 70005 | 70005 | LA | SRMV | 2668.3333 | 386
[13 empty] | 70006 | 70006 | LA | SRMV | 2668.3333 | 386
[13 empty] | 70009 | 70009 | LA | SRMV | 2668.3333 | 386
[13 empty] | 70010 | 70010 | LA | SRMV | 2668.3333 | 386
[13 empty] | 70011 | 70011 | LA | SRMV | 2668.3333 | 386
[13 empty] | 70030 | 70030 | LA | SRMV | 2668.3333 | 386
[13 empty] | 70031 | 70031 | LA | SRMV | 2668.3333 | 386
[13 empty] | 70032 | 70032 | LA | SRMV | 2668.3333 | 386
[13 empty] | 70033 | 70033 | LA | SRMV | 2668.3333 | 386
[13 empty] | 70036 | 70036 | LA | SRMV | 2668.3333 | 386
[13 empty] | 70037 | 70037 | LA | SRMV | 2668.3333 | 386
[13 empty] | 70038 | 70038 | LA | SRMV | 2668.3333 | 386
[13 empty] | 70039 | 70039 | LA | SRMV | 2668.3333 | 386
[13 empty] | 70040 | 70040 | LA | SRMV | 2668.3333 | 386
[13 empty] | 70041 | 70041 | LA | SRMV | 2668.3333 | 386
[13 empty] | 70043 | 70043 | LA | SRMV | 2668.3333 | 386
[13 empty] | 70044 | 70044 | LA | SRMV | 2668.3333 | 386
[13 empty] | 70047 | 70047 | LA | SRMV | 2668.3333 | 386
[13 empty] | 70049 | 70049 | LA | SRMV | 2668.3333 | 386
[13 empty] | 70050 | 70050 | LA | SRMV | 2668.3333 | 386
[13 empty] | 70051 | 70051 | LA | SRMV | 2668.3333 | 386
[13 empty] | 70052 | 70052 | LA | SRMV | 2668.3333 | 386
[13 empty] | 70053 | 70053 | LA | SRMV | 2668.3333 | 386
[13 empty] | 70054 | 70054 | LA | SRMV | 2668.3333 | 386
[13 empty] | 70055 | 70055 | LA | SRMV | 2668.3333 | 386
[13 empty] | 70056 | 70056 | LA | SRMV | 2668.3333 | 386
[13 empty] | 70057 | 70057 | LA | SRMV | 2668.3333 | 386
[13 empty] | 70058 | 70058 | LA | SRMV | 2668.3333 | 386
[13 empty] | 70059 | 70059 | LA | SRMV | 2668.3333 | 386
[13 empty] | 70060 | 70060 | LA | SRMV | 2668.3333 | 386
[13 empty] | 70062 | 70062 | LA | SRMV | 2668.3333 | 386
[13 empty] | 70063 | 70063 | LA | SRMV | 2668.3333 | 386
[13 empty] | 70064 | 70064 | LA | SRMV | 2668.3333 | 386
[13 empty] | 70065 | 70065 | LA | SRMV | 2668.3333 | 386
[13 empty] | 70067 | 70067 | LA | SRMV | 2668.3333 | 386
[13 empty] | 70068 | 70068 | LA | SRMV | 2668.3333 | 386
[13 empty] | 70069 | 70069 | LA | SRMV | 2668.3333 | 386
[13 empty] | 70070 | 70070 | LA | SRMV | 2668.3333 | 386
[13 empty] | 70071 | 70071 | LA | SRMV | 2668.3333 | 386
[13 empty] | 70072 | 70072 | LA | SRMV | 2668.3333 | 386
[13 empty] | 70073 | 70073 | LA | SRMV | 2668.3333 | 386
[13 empty] | 70075 | 70075 | LA | SRMV | 2668.3333 | 386
[13 empty] | 70076 | 70076 | LA | SRMV | 2668.3333 | 386
[13 empty] | 70078 | 70078 | LA | SRMV | 2668.3333 | 386
[13 empty] | 70079 | 70079 | LA | SRMV | 2668.3333 | 386
[13 empty] | 70080 | 70080 | LA | SRMV | 2668.3333 | 386
[13 empty] | 70081 | 70081 | LA | SRMV | 2668.3333 | 386
[13 empty] | 70082 | 70082 | LA | SRMV | 2668.3333 | 386
[13 empty] | 70083 | 70083 | LA | SRMV | 2668.3333 | 386
[13 empty] | 70084 | 70084 | LA | SRMV | 2668.3333 | 386
[13 empty] | 70085 | 70085 | LA | SRMV | 2668.3333 | 386
[13 empty] | 70086 | 70086 | LA | SRMV | 2668.3333 | 386
[13 empty] | 70087 | 70087 | LA | SRMV | 2668.3333 | 386
[13 empty] | 70090 | 70090 | LA | SRMV | 2668.3333 | 386
[13 empty] | 70091 | 70091 | LA | SRMV | 2668.3333 | 386
[13 empty] | 70092 | 70092 | LA | SRMV | 2668.3333 | 386
[13 empty] | 70093 | 70093 | LA | SRMV | 2668.3333 | 386
[13 empty] | 70094 | 70094 | LA | SRMV | 2668.3333 | 386
[13 empty] | 70096 | 70096 | LA | SRMV | 2668.3333 | 386
[13 empty] | 70097 | 70097 | LA | SRMV | 2668.3333 | 386
[13 empty] | 70112 | 70112 | LA | SRMV | 2668.3333 | 386
[13 empty] | 70113 | 70113 | LA | SRMV | 2668.3333 | 386
[13 empty] | 70114 | 70114 | LA | SRMV | 2668.3333 | 386
[13 empty] | 70115 | 70115 | LA | SRMV | 2668.3333 | 386
[13 empty] | 70116 | 70116 | LA | SRMV | 2668.3333 | 386
[13 empty] | 70117 | 70117 | LA | SRMV | 2668.3333 | 386
[13 empty] | 70118 | 70118 | LA | SRMV | 2668.3333 | 386
[13 empty] | 70119 | 70119 | LA | SRMV | 2668.3333 | 386
[13 empty] | 70121 | 70121 | LA | SRMV | 2668.3333 | 386
[13 empty] | 70122 | 70122 | LA | SRMV | 2668.3333 | 386
[13 empty] | 70123 | 70123 | LA | SRMV | 2668.3333 | 386
[13 empty] | 70124 | 70124 | LA | SRMV | 2668.3333 | 386
[13 empty] | 70125 | 70125 | LA | SRMV | 2668.3333 | 386
[13 empty] | 70126 | 70126 | LA | SRMV | 2668.3333 | 386
[13 empty] | 70127 | 70127 | LA | SRMV | 2668.3333 | 386
[13 empty] | 70128 | 70128 | LA | SRMV | 2668.3333 | 386
[13 empty] | 70129 | 70129 | LA | SRMV | 2668.3333 | 386
[13 empty] | 70130 | 70130 | LA | SRMV | 2668.3333 | 386
[13 empty] | 70131 | 70131 | LA | SRMV | 2668.3333 | 386
[13 empty] | 70139 | 70139 | LA | SRMV | 2668.3333 | 386
[13 empty] | 70140 | 70140 | LA | SRMV | 2668.3333 | 386
[13 empty] | 70141 | 70141 | LA | SRMV | 2668.3333 | 386
[13 empty] | 70142 | 70142 | LA | SRMV | 2668.3333 | 386
[13 empty] | 70143 | 70143 | LA | SRMV | 2668.3333 | 386
[13 empty] | 70145 | 70145 | LA | SRMV | 2668.3333 | 386
[13 empty] | 70146 | 70146 | LA | SRMV | 2668.3333 | 386
[13 empty] | 70148 | 70148 | LA | SRMV | 2668.3333 | 386
[13 empty] | 70149 | 70149 | LA | SRMV | 2668.3333 | 386
[13 empty] | 70150 | 70150 | LA | SRMV | 2668.3333 | 386
[13 empty] | 70151 | 70151 | LA | SRMV | 2668.3333 | 386
[13 empty] | 70152 | 70152 | LA | SRMV | 2668.3333 | 386
[13 empty] | 70153 | 70153 | LA | SRMV | 2668.3333 | 386
[13 empty] | 70154 | 70154 | LA | SRMV | 2668.3333 | 386
[13 empty] | 70156 | 70156 | LA | SRMV | 2668.3333 | 386
[13 empty] | 70157 | 70157 | LA | SRMV | 2668.3333 | 386
[13 empty] | 70158 | 70158 | LA | SRMV | 2668.3333 | 386
[13 empty] | 70159 | 70159 | LA | SRMV | 2668.3333 | 386
[13 empty] | 70160 | 70160 | LA | SRMV | 2668.3333 | 386
[13 empty] | 70161 | 70161 | LA | SRMV | 2668.3333 | 386
[13 empty] | 70162 | 70162 | LA | SRMV | 2668.3333 | 386
[13 empty] | 70163 | 70163 | LA | SRMV | 2668.3333 | 386
[13 empty] | 70164 | 70164 | LA | SRMV | 2668.3333 | 386
[13 empty] | 70165 | 70165 | LA | SRMV | 2668.3333 | 386
[13 empty] | 70166 | 70166 | LA | SRMV | 2668.3333 | 386
[13 empty] | 70167 | 70167 | LA | SRMV | 2668.3333 | 386
[13 empty] | 70170 | 70170 | LA | SRMV | 2668.3333 | 386
[13 empty] | 70172 | 70172 | LA | SRMV | 2668.3333 | 386
[13 empty] | 70174 | 70174 | LA | SRMV | 2668.3333 | 386
[13 empty] | 70175 | 70175 | LA | SRMV | 2668.3333 | 386
[13 empty] | 70176 | 70176 | LA | SRMV | 2668.3333 | 386
[13 empty] | 70177 | 70177 | LA | SRMV | 2668.3333 | 386
[13 empty] | 70178 | 70178 | LA | SRMV | 2668.3333 | 386
[13 empty] | 70179 | 70179 | LA | SRMV | 2668.3333 | 386
[13 empty] | 70181 | 70181 | LA | SRMV | 2668.3333 | 386
[13 empty] | 70182 | 70182 | LA | SRMV | 2668.3333 | 386
[13 empty] | 70183 | 70183 | LA | SRMV | 2668.3333 | 386
[13 empty] | 70184 | 70184 | LA | SRMV | 2668.3333 | 386
[13 empty] | 70185 | 70185 | LA | SRMV | 2668.3333 | 386
[13 empty] | 70186 | 70186 | LA | SRMV | 2668.3333 | 386
[13 empty] | 70187 | 70187 | LA | SRMV | 2668.3333 | 386
[13 empty] | 70189 | 70189 | LA | SRMV | 2668.3333 | 386
[13 empty] | 70190 | 70190 | LA | SRMV | 2668.3333 | 386
[13 empty] | 70195 | 70195 | LA | SRMV | 2668.3333 | 386
[13 empty] | 70301 | 70301 | LA | SRMV | 2668.3333 | 386
[13 empty] | 70302 | 70302 | LA | SRMV | 2668.3333 | 386
[13 empty] | 70310 | 70310 | LA | SRMV | 2668.3333 | 386
[13 empty] | 70339 | 70339 | LA | SRMV | 2668.3333 | 386
[13 empty] | 70340 | 70340 | LA | SPSO | 2668.3333 | 386
[13 empty] | 70341 | 70341 | LA | SRMV | 2668.3333 | 386
[13 empty] | 70342 | 70342 | LA | SRMV | 2668.3333 | 386
[13 empty] | 70343 | 70343 | LA | SRMV | 2668.3333 | 386
[13 empty] | 70344 | 70344 | LA | SRMV | 2668.3333 | 386
[13 empty] | 70345 | 70345 | LA | SRMV | 2668.3333 | 386
[13 empty] | 70346 | 70346 | LA | SRMV | 2668.3333 | 386
[13 empty] | 70352 | 70352 | LA | SRMV | 2668.3333 | 386
[13 empty] | 70353 | 70353 | LA | SRMV | 2668.3333 | 386
[13 empty] | 70354 | 70354 | LA | SRMV | 2668.3333 | 386
[13 empty] | 70355 | 70355 | LA | SRMV | 2668.3333 | 386
[13 empty] | 70356 | 70356 | LA | SRMV | 2668.3333 | 386
[13 empty] | 70357 | 70357 | LA | SRMV | 2668.3333 | 386
[13 empty] | 70358 | 70358 | LA | SRMV | 2668.3333 | 386
[13 empty] | 70359 | 70359 | LA | SRMV | 2668.3333 | 386
[13 empty] | 70360 | 70360 | LA | SRMV | 2668.3333 | 386
[13 empty] | 70361 | 70361 | LA | SRMV | 2668.3333 | 386
[13 empty] | 70363 | 70363 | LA | SRMV | 2668.3333 | 386
[13 empty] | 70364 | 70364 | LA | SRMV | 2668.3333 | 386
[13 empty] | 70371 | 70371 | LA | SRMV | 2668.3333 | 386
[13 empty] | 70372 | 70372 | LA | SRMV | 2668.3333 | 386
[13 empty] | 70373 | 70373 | LA | SRMV | 2668.3333 | 386
[13 empty] | 70374 | 70374 | LA | SRMV | 2668.3333 | 386
[13 empty] | 70375 | 70375 | LA | SRMV | 2668.3333 | 386
[13 empty] | 70377 | 70377 | LA | SRMV | 2668.3333 | 386
[13 empty] | 70380 | 70380 | LA | SRMV | 2668.3333 | 386
[13 empty] | 70381 | 70381 | LA | SPSO | 2668.3333 | 386
[13 empty] | 70390 | 70390 | LA | SRMV | 2668.3333 | 386
[13 empty] | 70391 | 70391 | LA | SRMV | 2668.3333 | 386
[13 empty] | 70392 | 70392 | LA | SPSO | 2668.3333 | 386
[13 empty] | 70393 | 70393 | LA | SRMV | 2668.3333 | 386
[13 empty] | 70394 | 70394 | LA | SRMV | 2668.3333 | 386
[13 empty] | 70395 | 70395 | LA | SRMV | 2668.3333 | 386
[13 empty] | 70397 | 70397 | LA | SRMV | 2668.3333 | 386
[13 empty] | 70401 | 70401 | LA | SRMV | 2668.3333 | 386
[13 empty] | 70402 | 70402 | LA | SRMV | 2668.3333 | 386
[13 empty] | 70403 | 70403 | LA | SRMV | 2668.3333 | 386
[13 empty] | 70404 | 70404 | LA | SRMV | 2668.3333 | 386
[13 empty] | 70420 | 70420 | LA | SRMV | 2668.3333 | 386
[13 empty] | 70421 | 70421 | LA | SRMV | 2668.3333 | 386
[13 empty] | 70422 | 70422 | LA | SRMV | 2668.3333 | 386
[13 empty] | 70426 | 70426 | LA | SRMV | 2668.3333 | 386
[13 empty] | 70427 | 70427 | LA | SRMV | 2668.3333 | 386
[13 empty] | 70429 | 70429 | LA | SRMV | 2668.3333 | 386
[13 empty] | 70431 | 70431 | LA | SRMV | 2668.3333 | 386
[13 empty] | 70433 | 70433 | LA | SPSO | 2668.3333 | 386
[13 empty] | 70434 | 70434 | LA | SPSO | 2668.3333 | 386
[13 empty] | 70435 | 70435 | LA | SPSO | 2668.3333 | 386
[13 empty] | 70436 | 70436 | LA | SRMV | 2668.3333 | 386
[13 empty] | 70437 | 70437 | LA | SRMV | 2668.3333 | 386
[13 empty] | 70438 | 70438 | LA | SRMV | 2668.3333 | 386
[13 empty] | 70441 | 70441 | LA | SRMV | 2668.3333 | 386
[13 empty] | 70442 | 70442 | LA | SRMV | 2668.3333 | 386
[13 empty] | 70443 | 70443 | LA | SRMV | 2668.3333 | 386
[13 empty] | 70444 | 70444 | LA | SRMV | 2668.3333 | 386
[13 empty] | 70445 | 70445 | LA | SRMV | 2668.3333 | 386
[13 empty] | 70446 | 70446 | LA | SRMV | 2668.3333 | 386
[13 empty] | 70447 | 70447 | LA | SPSO | 2668.3333 | 386
[13 empty] | 70448 | 70448 | LA | SRMV | 2668.3333 | 386
[13 empty] | 70449 | 70449 | LA | SRMV | 2668.3333 | 386
[13 empty] | 70450 | 70450 | LA | SRMV | 2668.3333 | 386
[13 empty] | 70451 | 70451 | LA | SRMV | 2668.3333 | 386
[13 empty] | 70452 | 70452 | LA | SPSO | 2668.3333 | 386
[13 empty] | 70453 | 70453 | LA | SRMV | 2668.3333 | 386
[13 empty] | 70454 | 70454 | LA | SRMV | 2668.3333 | 386
[13 empty] | 70455 | 70455 | LA | SRMV | 2668.3333 | 386
[13 empty] | 70456 | 70456 | LA | SRMV | 2668.3333 | 386
[13 empty] | 70457 | 70457 | LA | SPSO | 2668.3333 | 386
[13 empty] | 70458 | 70458 | LA | SPSO | 2668.3333 | 386
[13 empty] | 70459 | 70459 | LA | SPSO | 2668.3333 | 386
[13 empty] | 70460 | 70460 | LA | SPSO | 2668.3333 | 386
[13 empty] | 70461 | 70461 | LA | SRMV | 2668.3333 | 386
[13 empty] | 70462 | 70462 | LA | SRMV | 2668.3333 | 386
[13 empty] | 70463 | 70463 | LA | SRMV | 2668.3333 | 386
[13 empty] | 70464 | 70464 | LA | SRMV | 2668.3333 | 386
[13 empty] | 70465 | 70465 | LA | SRMV | 2668.3333 | 386
[13 empty] | 70466 | 70466 | LA | SRMV | 2668.3333 | 386
[13 empty] | 70467 | 70467 | LA | SRMV | 2668.3333 | 386
[13 empty] | 70469 | 70469 | LA | SPSO | 2668.3333 | 386
[13 empty] | 70470 | 70470 | LA | SRMV | 2668.3333 | 386
[13 empty] | 70471 | 70471 | LA | SPSO | 2668.3333 | 386
[13 empty] | 70500 | 70500 | LA | SRMV | 2668.3333 | 386
[13 empty] | 70501 | 70501 | LA | SRMV | 2668.3333 | 386
[13 empty] | 70502 | 70502 | LA | SRMV | 2668.3333 | 386
[13 empty] | 70503 | 70503 | LA | SRMV | 2668.3333 | 386
[13 empty] | 70504 | 70504 | LA | SPSO | 2668.3333 | 386
[13 empty] | 70505 | 70505 | LA | SRMV | 2668.3333 | 386
[13 empty] | 70506 | 70506 | LA | SRMV | 2668.3333 | 386
[13 empty] | 70507 | 70507 | LA | SRMV | 2668.3333 | 386
[13 empty] | 70508 | 70508 | LA | SRMV | 2668.3333 | 386
[13 empty] | 70509 | 70509 | LA | SRMV | 2668.3333 | 386
[13 empty] | 70510 | 70510 | LA | SRMV | 2668.3333 | 386
[13 empty] | 70511 | 70511 | LA | SRMV | 2668.3333 | 386
[13 empty] | 70512 | 70512 | LA | SRMV | 2668.3333 | 386
[13 empty] | 70513 | 70513 | LA | SRMV | 2668.3333 | 386
[13 empty] | 70514 | 70514 | LA | SPSO | 2668.3333 | 386
[13 empty] | 70515 | 70515 | LA | SPSO | 2668.3333 | 386
[13 empty] | 70516 | 70516 | LA | SRMV | 2668.3333 | 386
[13 empty] | 70517 | 70517 | LA | SRMV | 2668.3333 | 386
[13 empty] | 70518 | 70518 | LA | SRMV | 2668.3333 | 386
[13 empty] | 70519 | 70519 | LA | SPSO | 2668.3333 | 386
[13 empty] | 70520 | 70520 | LA | SRMV | 2668.3333 | 386
[13 empty] | 70521 | 70521 | LA | SRMV | 2668.3333 | 386
[13 empty] | 70522 | 70522 | LA | SPSO | 2668.3333 | 386
[13 empty] | 70523 | 70523 | LA | SPSO | 2668.3333 | 386
[13 empty] | 70524 | 70524 | LA | SPSO | 2668.3333 | 386
[13 empty] | 70525 | 70525 | LA | SRMV | 2668.3333 | 386
[13 empty] | 70526 | 70526 | LA | SRMV | 2668.3333 | 386
[13 empty] | 70527 | 70527 | LA | SRMV | 2668.3333 | 386
[13 empty] | 70528 | 70528 | LA | SRMV | 2668.3333 | 386
[13 empty] | 70529 | 70529 | LA | SRMV | 2668.3333 | 386
[13 empty] | 70531 | 70531 | LA | SRMV | 2668.3333 | 386
[13 empty] | 70532 | 70532 | LA | SRMV | 2668.3333 | 386
[13 empty] | 70533 | 70533 | LA | SRMV | 2668.3333 | 386
[13 empty] | 70534 | 70534 | LA | SRMV | 2668.3333 | 386
[13 empty] | 70535 | 70535 | LA | SPSO | 2668.3333 | 386
[13 empty] | 70537 | 70537 | LA | SRMV | 2668.3333 | 386
[13 empty] | 70538 | 70538 | LA | SPSO | 2668.3333 | 386
[13 empty] | 70540 | 70540 | LA | SPSO | 2668.3333 | 386
[13 empty] | 70541 | 70541 | LA | SPSO | 2668.3333 | 386
[13 empty] | 70542 | 70542 | LA | SRMV | 2668.3333 | 386
[13 empty] | 70543 | 70543 | LA | SRMV | 2668.3333 | 386
[13 empty] | 70544 | 70544 | LA | SRMV | 2668.3333 | 386
[13 empty] | 70546 | 70546 | LA | SRMV | 2668.3333 | 386
[13 empty] | 70548 | 70548 | LA | SRMV | 2668.3333 | 386
[13 empty] | 70549 | 70549 | LA | SRMV | 2668.3333 | 386
[13 empty] | 70550 | 70550 | LA | SPSO | 2668.3333 | 386
[13 empty] | 70551 | 70551 | LA | SPSO | 2668.3333 | 386
[13 empty] | 70552 | 70552 | LA | SPSO | 2668.3333 | 386
[13 empty] | 70554 | 70554 | LA | SPSO | 2668.3333 | 386
[13 empty] | 70555 | 70555 | LA | SRMV | 2668.3333 | 386
[13 empty] | 70556 | 70556 | LA | SRMV | 2668.3333 | 386
[13 empty] | 70558 | 70558 | LA | SRMV | 2668.3333 | 386
[13 empty] | 70559 | 70559 | LA | SRMV | 2668.3333 | 386
[13 empty] | 70560 | 70560 | LA | SPSO | 2668.3333 | 386
[13 empty] | 70562 | 70562 | LA | SPSO | 2668.3333 | 386
[13 empty] | 70563 | 70563 | LA | SPSO | 2668.3333 | 386
[13 empty] | 70569 | 70569 | LA | SPSO | 2668.3333 | 386
[13 empty] | 70570 | 70570 | LA | SPSO | 2668.3333 | 386
[13 empty] | 70571 | 70571 | LA | SPSO | 2668.3333 | 386
[13 empty] | 70575 | 70575 | LA | SRMV | 2668.3333 | 386
[13 empty] | 70576 | 70576 | LA | SPSO | 2668.3333 | 386
[13 empty] | 70577 | 70577 | LA | SRMV | 2668.3333 | 386
[13 empty] | 70578 | 70578 | LA | SRMV | 2668.3333 | 386
[13 empty] | 70580 | 70580 | LA | SPSO | 2668.3333 | 386
[13 empty] | 70581 | 70581 | LA | SRMV | 2668.3333 | 386
[13 empty] | 70582 | 70582 | LA | SRMV | 2668.3333 | 386
[13 empty] | 70583 | 70583 | LA | SRMV | 2668.3333 | 386
[13 empty] | 70584 | 70584 | LA | SRMV | 2668.3333 | 386
[13 empty] | 70585 | 70585 | LA | SPSO | 2668.3333 | 386
[13 empty] | 70586 | 70586 | LA | SPSO | 2668.3333 | 386
[13 empty] | 70589 | 70589 | LA | SRMV | 2668.3333 | 386
[13 empty] | 70591 | 70591 | LA | SRMV | 2668.3333 | 386
[13 empty] | 70592 | 70592 | LA | SRMV | 2668.3333 | 386
[13 empty] | 70593 | 70593 | LA | SRMV | 2668.3333 | 386
[13 empty] | 70595 | 70595 | LA | SRMV | 2668.3333 | 386
[13 empty] | 70596 | 70596 | LA | SRMV | 2668.3333 | 386
[13 empty] | 70598 | 70598 | LA | SRMV | 2668.3333 | 386
[13 empty] | 70601 | 70601 | LA | SRMV | 2668.3333 | 386
[13 empty] | 70602 | 70602 | LA | SRMV | 2668.3333 | 386
[13 empty] | 70605 | 70605 | LA | SRMV | 2668.3333 | 386
[13 empty] | 70606 | 70606 | LA | SRMV | 2668.3333 | 386
[13 empty] | 70607 | 70607 | LA | SRMV | 2668.3333 | 386
[13 empty] | 70609 | 70609 | LA | SRMV | 2668.3333 | 386
[13 empty] | 70611 | 70611 | LA | SRMV | 2668.3333 | 386
[13 empty] | 70612 | 70612 | LA | SRMV | 2668.3333 | 386
[13 empty] | 70615 | 70615 | LA | SRMV | 2668.3333 | 386
[13 empty] | 70616 | 70616 | LA | SRMV | 2668.3333 | 386
[13 empty] | 70629 | 70629 | LA | SRMV | 2668.3333 | 386
[13 empty] | 70630 | 70630 | LA | SRMV | 2668.3333 | 386
[13 empty] | 70631 | 70631 | LA | SRMV | 2668.3333 | 386
[13 empty] | 70632 | 70632 | LA | SRMV | 2668.3333 | 386
[13 empty] | 70633 | 70633 | LA | SPSO | 2668.3333 | 386
[13 empty] | 70634 | 70634 | LA | SRMV | 2668.3333 | 386
[13 empty] | 70637 | 70637 | LA | SRMV | 2668.3333 | 386
[13 empty] | 70638 | 70638 | LA | SPSO | 2668.3333 | 386
[13 empty] | 70639 | 70639 | LA | SPSO | 2668.3333 | 386
[13 empty] | 70640 | 70640 | LA | SRMV | 2668.3333 | 386
[13 empty] | 70643 | 70643 | LA | SRMV | 2668.3333 | 386
[13 empty] | 70644 | 70644 | LA | SRMV | 2668.3333 | 386
[13 empty] | 70645 | 70645 | LA | SRMV | 2668.3333 | 386
[13 empty] | 70646 | 70646 | LA | SRMV | 2668.3333 | 386
[13 empty] | 70647 | 70647 | LA | SRMV | 2668.3333 | 386
[13 empty] | 70648 | 70648 | LA | SRMV | 2668.3333 | 386
[13 empty] | 70650 | 70650 | LA | SRMV | 2668.3333 | 386
[13 empty] | 70651 | 70651 | LA | SRMV | 2668.3333 | 386
[13 empty] | 70652 | 70652 | LA | SRMV | 2668.3333 | 386
[13 empty] | 70653 | 70653 | LA | SRMV | 2668.3333 | 386
[13 empty] | 70654 | 70654 | LA | SRMV | 2668.3333 | 386
[13 empty] | 70655 | 70655 | LA | SRMV | 2668.3333 | 386
[13 empty] | 70656 | 70656 | LA | SRMV | 2668.3333 | 386
[13 empty] | 70657 | 70657 | LA | SRMV | 2668.3333 | 386
[13 empty] | 70658 | 70658 | LA | SRMV | 2668.3333 | 386
[13 empty] | 70659 | 70659 | LA | SPSO | 2668.3333 | 386
[13 empty] | 70660 | 70660 | LA | SRMV | 2668.3333 | 386
[13 empty] | 70661 | 70661 | LA | SRMV | 2668.3333 | 386
[13 empty] | 70662 | 70662 | LA | SRMV | 2668.3333 | 386
[13 empty] | 70663 | 70663 | LA | SRMV | 2668.3333 | 386
[13 empty] | 70664 | 70664 | LA | SRMV | 2668.3333 | 386
[13 empty] | 70665 | 70665 | LA | SRMV | 2668.3333 | 386
[13 empty] | 70668 | 70668 | LA | SRMV | 2668.3333 | 386
[13 empty] | 70669 | 70669 | LA | SRMV | 2668.3333 | 386
[13 empty] | 70704 | 70704 | LA | SRMV | 2668.3333 | 386
[13 empty] | 70706 | 70706 | LA | SRMV | 2668.3333 | 386
[13 empty] | 70707 | 70707 | LA | SRMV | 2668.3333 | 386
[13 empty] | 70710 | 70710 | LA | SRMV | 2668.3333 | 386
[13 empty] | 70711 | 70711 | LA | SRMV | 2668.3333 | 386
[13 empty] | 70712 | 70712 | LA | SRMV | 2668.3333 | 386
[13 empty] | 70714 | 70714 | LA | SRMV | 2668.3333 | 386
[13 empty] | 70715 | 70715 | LA | SRMV | 2668.3333 | 386
[13 empty] | 70718 | 70718 | LA | SRMV | 2668.3333 | 386
[13 empty] | 70719 | 70719 | LA | SRMV | 2668.3333 | 386
[13 empty] | 70721 | 70721 | LA | SRMV | 2668.3333 | 386
[13 empty] | 70722 | 70722 | LA | SRMV | 2668.3333 | 386
[13 empty] | 70723 | 70723 | LA | SRMV | 2668.3333 | 386
[13 empty] | 70725 | 70725 | LA | SRMV | 2668.3333 | 386
[13 empty] | 70726 | 70726 | LA | SRMV | 2668.3333 | 386
[13 empty] | 70727 | 70727 | LA | SRMV | 2668.3333 | 386
[13 empty] | 70728 | 70728 | LA | SRMV | 2668.3333 | 386
[13 empty] | 70729 | 70729 | LA | SRMV | 2668.3333 | 386
[13 empty] | 70730 | 70730 | LA | SRMV | 2668.3333 | 386
[13 empty] | 70732 | 70732 | LA | SRMV | 2668.3333 | 386
[13 empty] | 70733 | 70733 | LA | SRMV | 2668.3333 | 386
[13 empty] | 70734 | 70734 | LA | SRMV | 2668.3333 | 386
[13 empty] | 70736 | 70736 | LA | SRMV | 2668.3333 | 386
[13 empty] | 70737 | 70737 | LA | SRMV | 2668.3333 | 386
[13 empty] | 70738 | 70738 | LA | SRMV | 2668.3333 | 386
[13 empty] | 70739 | 70739 | LA | SRMV | 2668.3333 | 386
[13 empty] | 70740 | 70740 | LA | SRMV | 2668.3333 | 386
[13 empty] | 70743 | 70743 | LA | SRMV | 2668.3333 | 386
[13 empty] | 70744 | 70744 | LA | SRMV | 2668.3333 | 386
[13 empty] | 70747 | 70747 | LA | SRMV | 2668.3333 | 386
[13 empty] | 70748 | 70748 | LA | SRMV | 2668.3333 | 386
[13 empty] | 70749 | 70749 | LA | SRMV | 2668.3333 | 386
[13 empty] | 70750 | 70750 | LA | SRMV | 2668.3333 | 386
[13 empty] | 70752 | 70752 | LA | SRMV | 2668.3333 | 386
[13 empty] | 70753 | 70753 | LA | SRMV | 2668.3333 | 386
[13 empty] | 70754 | 70754 | LA | SRMV | 2668.3333 | 386
[13 empty] | 70755 | 70755 | LA | SRMV | 2668.3333 | 386
[13 empty] | 70756 | 70756 | LA | SRMV | 2668.3333 | 386
[13 empty] | 70757 | 70757 | LA | SRMV | 2668.3333 | 386
[13 empty] | 70759 | 70759 | LA | SRMV | 2668.3333 | 386
[13 empty] | 70760 | 70760 | LA | SRMV | 2668.3333 | 386
[13 empty] | 70761 | 70761 | LA | SRMV | 2668.3333 | 386
[13 empty] | 70762 | 70762 | LA | SRMV | 2668.3333 | 386
[13 empty] | 70763 | 70763 | LA | SRMV | 2668.3333 | 386
[13 empty] | 70764 | 70764 | LA | SRMV | 2668.3333 | 386
[13 empty] | 70765 | 70765 | LA | SPSO | 2668.3333 | 386
[13 empty] | 70767 | 70767 | LA | SRMV | 2668.3333 | 386
[13 empty] | 70769 | 70769 | LA | SRMV | 2668.3333 | 386
[13 empty] | 70770 | 70770 | LA | SRMV | 2668.3333 | 386
[13 empty] | 70772 | 70772 | LA | SRMV | 2668.3333 | 386
[13 empty] | 70773 | 70773 | LA | SRMV | 2668.3333 | 386
[13 empty] | 70774 | 70774 | LA | SRMV | 2668.3333 | 386
[13 empty] | 70775 | 70775 | LA | SRMV | 2668.3333 | 386
[13 empty] | 70776 | 70776 | LA | SRMV | 2668.3333 | 386
[13 empty] | 70777 | 70777 | LA | SRMV | 2668.3333 | 386
[13 empty] | 70778 | 70778 | LA | SRMV | 2668.3333 | 386
[13 empty] | 70780 | 70780 | LA | SRMV | 2668.3333 | 386
[13 empty] | 70782 | 70782 | LA | SRMV | 2668.3333 | 386
[13 empty] | 70783 | 70783 | LA | SRMV | 2668.3333 | 386
[13 empty] | 70784 | 70784 | LA | SRMV | 2668.3333 | 386
[13 empty] | 70785 | 70785 | LA | SRMV | 2668.3333 | 386
[13 empty] | 70786 | 70786 | LA | SRMV | 2668.3333 | 386
[13 empty] | 70787 | 70787 | LA | SRMV | 2668.3333 | 386
[13 empty] | 70788 | 70788 | LA | SRMV | 2668.3333 | 386
[13 empty] | 70789 | 70789 | LA | SRMV | 2668.3333 | 386
[13 empty] | 70791 | 70791 | LA | SRMV | 2668.3333 | 386
[13 empty] | 70792 | 70792 | LA | SRMV | 2668.3333 | 386
[13 empty] | 70801 | 70801 | LA | SRMV | 688.6667 | 809
[13 empty] | 70802 | 70802 | LA | SRMV | 688.6667 | 809
[13 empty] | 70803 | 70803 | LA | SRMV | 688.6667 | 809
[13 empty] | 70804 | 70804 | LA | SRMV | 688.6667 | 809
[13 empty] | 70805 | 70805 | LA | SRMV | 688.6667 | 809
[13 empty] | 70806 | 70806 | LA | SRMV | 688.6667 | 809
[13 empty] | 70807 | 70807 | LA | SRMV | 688.6667 | 809
[13 empty] | 70808 | 70808 | LA | SRMV | 688.6667 | 809
[13 empty] | 70809 | 70809 | LA | SRMV | 688.6667 | 809
[13 empty] | 70810 | 70810 | LA | SRMV | 688.6667 | 809
[13 empty] | 70811 | 70811 | LA | SRMV | 688.6667 | 809
[13 empty] | 70812 | 70812 | LA | SRMV | 688.6667 | 809
[13 empty] | 70813 | 70813 | LA | SRMV | 688.6667 | 809
[13 empty] | 70814 | 70814 | LA | SRMV | 688.6667 | 809
[13 empty] | 70815 | 70815 | LA | SRMV | 688.6667 | 809
[13 empty] | 70816 | 70816 | LA | SRMV | 688.6667 | 809
[13 empty] | 70817 | 70817 | LA | SRMV | 688.6667 | 809
[13 empty] | 70818 | 70818 | LA | SRMV | 688.6667 | 809
[13 empty] | 70819 | 70819 | LA | SRMV | 688.6667 | 809
[13 empty] | 70820 | 70820 | LA | SRMV | 688.6667 | 809
[13 empty] | 70821 | 70821 | LA | SRMV | 688.6667 | 809
[13 empty] | 70822 | 70822 | LA | SRMV | 688.6667 | 809
[13 empty] | 70823 | 70823 | LA | SRMV | 688.6667 | 809
[13 empty] | 70825 | 70825 | LA | SRMV | 688.6667 | 809
[13 empty] | 70826 | 70826 | LA | SRMV | 688.6667 | 809
[13 empty] | 70827 | 70827 | LA | SRMV | 688.6667 | 809
[13 empty] | 70831 | 70831 | LA | SRMV | 688.6667 | 809
[13 empty] | 70833 | 70833 | LA | SRMV | 688.6667 | 809
[13 empty] | 70835 | 70835 | LA | SRMV | 688.6667 | 809
[13 empty] | 70836 | 70836 | LA | SRMV | 688.6667 | 809
[13 empty] | 70837 | 70837 | LA | SRMV | 688.6667 | 809
[13 empty] | 70873 | 70873 | LA | SRMV | 688.6667 | 809
[13 empty] | 70874 | 70874 | LA | SRMV | 688.6667 | 809
[13 empty] | 70879 | 70879 | LA | SRMV | 688.6667 | 809
[13 empty] | 70884 | 70884 | LA | SRMV | 688.6667 | 809
[13 empty] | 70891 | 70891 | LA | SRMV | 688.6667 | 809
[13 empty] | 70892 | 70892 | LA | SRMV | 688.6667 | 809
[13 empty] | 70893 | 70893 | LA | SRMV | 688.6667 | 809
[13 empty] | 70894 | 70894 | LA | SRMV | 688.6667 | 809
[13 empty] | 70895 | 70895 | LA | SRMV | 688.6667 | 809
[13 empty] | 70896 | 70896 | LA | SRMV | 688.6667 | 809
[13 empty] | 70898 | 70898 | LA | SRMV | 688.6667 | 809
[13 empty] | 71001 | 71001 | LA | SRMV | 688.6667 | 809
[13 empty] | 71002 | 71002 | LA | SRMV | 688.6667 | 809
[13 empty] | 71003 | 71003 | LA | SRMV | 688.6667 | 809
[13 empty] | 71004 | 71004 | LA | SPSO | 688.6667 | 809
[13 empty] | 71006 | 71006 | LA | SPSO | 688.6667 | 809
[13 empty] | 71007 | 71007 | LA | SPSO | 688.6667 | 809
[13 empty] | 71008 | 71008 | LA | SRMV | 688.6667 | 809
[13 empty] | 71009 | 71009 | LA | SPSO | 688.6667 | 809
[13 empty] | 71016 | 71016 | LA | SRMV | 688.6667 | 809
[13 empty] | 71018 | 71018 | LA | SRMV | 688.6667 | 809
[13 empty] | 71019 | 71019 | LA | SPSO | 688.6667 | 809
[13 empty] | 71021 | 71021 | LA | SRMV | 688.6667 | 809
[13 empty] | 71023 | 71023 | LA | SRMV | 688.6667 | 809
[13 empty] | 71024 | 71024 | LA | SRMV | 688.6667 | 809
[13 empty] | 71027 | 71027 | LA | SPSO | 688.6667 | 809
[13 empty] | 71028 | 71028 | LA | SRMV | 688.6667 | 809
[13 empty] | 71029 | 71029 | LA | SPSO | 688.6667 | 809
[13 empty] | 71030 | 71030 | LA | SPSO | 688.6667 | 809
[13 empty] | 71031 | 71031 | LA | SRMV | 688.6667 | 809
[13 empty] | 71032 | 71032 | LA | SPSO | 688.6667 | 809
[13 empty] | 71033 | 71033 | LA | SPSO | 688.6667 | 809
[13 empty] | 71034 | 71034 | LA | SRMV | 688.6667 | 809
[13 empty] | 71037 | 71037 | LA | SPSO | 688.6667 | 809
[13 empty] | 71038 | 71038 | LA | SRMV | 688.6667 | 809
[13 empty] | 71039 | 71039 | LA | SRMV | 688.6667 | 809
[13 empty] | 71040 | 71040 | LA | SRMV | 688.6667 | 809
[13 empty] | 71043 | 71043 | LA | SPSO | 688.6667 | 809
[13 empty] | 71044 | 71044 | LA | SPSO | 688.6667 | 809
[13 empty] | 71045 | 71045 | LA | SRMV | 688.6667 | 809
[13 empty] | 71046 | 71046 | LA | SPSO | 688.6667 | 809
[13 empty] | 71047 | 71047 | LA | SPSO | 688.6667 | 809
[13 empty] | 71048 | 71048 | LA | SRMV | 688.6667 | 809
[13 empty] | 71049 | 71049 | LA | SPSO | 688.6667 | 809
[13 empty] | 71050 | 71050 | LA | SPSO | 688.6667 | 809
[13 empty] | 71051 | 71051 | LA | SPSO | 688.6667 | 809
[13 empty] | 71052 | 71052 | LA | SPSO | 688.6667 | 809
[13 empty] | 71055 | 71055 | LA | SRMV | 688.6667 | 809
[13 empty] | 71058 | 71058 | LA | SRMV | 688.6667 | 809
[13 empty] | 71060 | 71060 | LA | SPSO | 688.6667 | 809
[13 empty] | 71061 | 71061 | LA | SPSO | 688.6667 | 809
[13 empty] | 71063 | 71063 | LA | SPSO | 688.6667 | 809
[13 empty] | 71064 | 71064 | LA | SPSO | 688.6667 | 809
[13 empty] | 71065 | 71065 | LA | SPSO | 688.6667 | 809
[13 empty] | 71066 | 71066 | LA | SPSO | 688.6667 | 809
[13 empty] | 71067 | 71067 | LA | SPSO | 688.6667 | 809
[13 empty] | 71068 | 71068 | LA | SRMV | 688.6667 | 809
[13 empty] | 71069 | 71069 | LA | SPSO | 688.6667 | 809
[13 empty] | 71070 | 71070 | LA | SRMV | 688.6667 | 809
[13 empty] | 71071 | 71071 | LA | SRMV | 688.6667 | 809
[13 empty] | 71072 | 71072 | LA | SRMV | 688.6667 | 809
[13 empty] | 71073 | 71073 | LA | SRMV | 688.6667 | 809
[13 empty] | 71075 | 71075 | LA | SRMV | 688.6667 | 809
[13 empty] | 71078 | 71078 | LA | SPSO | 688.6667 | 809
[13 empty] | 71079 | 71079 | LA | SRMV | 688.6667 | 809
[13 empty] | 71080 | 71080 | LA | SRMV | 688.6667 | 809
[13 empty] | 71082 | 71082 | LA | SPSO | 688.6667 | 809
[13 empty] | 71101 | 71101 | LA | SPSO | 688.6667 | 809
[13 empty] | 71102 | 71102 | LA | SPSO | 688.6667 | 809
[13 empty] | 71103 | 71103 | LA | SPSO | 688.6667 | 809
[13 empty] | 71104 | 71104 | LA | SPSO | 688.6667 | 809
[13 empty] | 71105 | 71105 | LA | SPSO | 688.6667 | 809
[13 empty] | 71106 | 71106 | LA | SPSO | 688.6667 | 809
[13 empty] | 71107 | 71107 | LA | SPSO | 688.6667 | 809
[13 empty] | 71108 | 71108 | LA | SPSO | 688.6667 | 809
[13 empty] | 71109 | 71109 | LA | SPSO | 688.6667 | 809
[13 empty] | 71110 | 71110 | LA | SPSO | 688.6667 | 809
[13 empty] | 71111 | 71111 | LA | SPSO | 688.6667 | 809
[13 empty] | 71112 | 71112 | LA | SPSO | 688.6667 | 809
[13 empty] | 71113 | 71113 | LA | SPSO | 688.6667 | 809
[13 empty] | 71115 | 71115 | LA | SPSO | 688.6667 | 809
[13 empty] | 71118 | 71118 | LA | SPSO | 688.6667 | 809
[13 empty] | 71119 | 71119 | LA | SPSO | 688.6667 | 809
[13 empty] | 71120 | 71120 | LA | SPSO | 688.6667 | 809
[13 empty] | 71129 | 71129 | LA | SPSO | 688.6667 | 809
[13 empty] | 71130 | 71130 | LA | SPSO | 688.6667 | 809
[13 empty] | 71133 | 71133 | LA | SPSO | 688.6667 | 809
[13 empty] | 71134 | 71134 | LA | SPSO | 688.6667 | 809
[13 empty] | 71135 | 71135 | LA | SPSO | 688.6667 | 809
[13 empty] | 71136 | 71136 | LA | SPSO | 688.6667 | 809
[13 empty] | 71137 | 71137 | LA | SPSO | 688.6667 | 809
[13 empty] | 71138 | 71138 | LA | SPSO | 688.6667 | 809
[13 empty] | 71148 | 71148 | LA | SPSO | 688.6667 | 809
[13 empty] | 71149 | 71149 | LA | SPSO | 688.6667 | 809
[13 empty] | 71150 | 71150 | LA | SPSO | 688.6667 | 809
[13 empty] | 71151 | 71151 | LA | SPSO | 688.6667 | 809
[13 empty] | 71152 | 71152 | LA | SPSO | 688.6667 | 809
[13 empty] | 71153 | 71153 | LA | SPSO | 688.6667 | 809
[13 empty] | 71154 | 71154 | LA | SPSO | 688.6667 | 809
[13 empty] | 71156 | 71156 | LA | SPSO | 688.6667 | 809
[13 empty] | 71161 | 71161 | LA | SPSO | 688.6667 | 809
[13 empty] | 71162 | 71162 | LA | SPSO | 688.6667 | 809
[13 empty] | 71163 | 71163 | LA | SPSO | 688.6667 | 809
[13 empty] | 71164 | 71164 | LA | SPSO | 688.6667 | 809
[13 empty] | 71165 | 71165 | LA | SPSO | 688.6667 | 809
[13 empty] | 71166 | 71166 | LA | SPSO | 688.6667 | 809
[13 empty] | 71171 | 71171 | LA | SPSO | 688.6667 | 809
[13 empty] | 71172 | 71172 | LA | SPSO | 688.6667 | 809
[13 empty] | 71201 | 71201 | LA | SRMV | 688.6667 | 809
[13 empty] | 71202 | 71202 | LA | SRMV | 688.6667 | 809
[13 empty] | 71203 | 71203 | LA | SRMV | 688.6667 | 809
[13 empty] | 71207 | 71207 | LA | SRMV | 688.6667 | 809
[13 empty] | 71209 | 71209 | LA | SRMV | 688.6667 | 809
[13 empty] | 71210 | 71210 | LA | SRMV | 688.6667 | 809
[13 empty] | 71211 | 71211 | LA | SRMV | 688.6667 | 809
[13 empty] | 71212 | 71212 | LA | SRMV | 688.6667 | 809
[13 empty] | 71213 | 71213 | LA | SRMV | 688.6667 | 809
[13 empty] | 71217 | 71217 | LA | SRMV | 688.6667 | 809
[13 empty] | 71218 | 71218 | LA | SRMV | 688.6667 | 809
[13 empty] | 71219 | 71219 | LA | SRMV | 688.6667 | 809
[13 empty] | 71220 | 71220 | LA | SRMV | 688.6667 | 809
[13 empty] | 71221 | 71221 | LA | SRMV | 688.6667 | 809
[13 empty] | 71222 | 71222 | LA | SRMV | 688.6667 | 809
[13 empty] | 71223 | 71223 | LA | SRMV | 688.6667 | 809
[13 empty] | 71225 | 71225 | LA | SRMV | 688.6667 | 809
[13 empty] | 71226 | 71226 | LA | SRMV | 688.6667 | 809
[13 empty] | 71227 | 71227 | LA | SRMV | 688.6667 | 809
[13 empty] | 71229 | 71229 | LA | SRMV | 688.6667 | 809
[13 empty] | 71230 | 71230 | LA | SRMV | 688.6667 | 809
[13 empty] | 71232 | 71232 | LA | SRMV | 688.6667 | 809
[13 empty] | 71233 | 71233 | LA | SRMV | 688.6667 | 809
[13 empty] | 71234 | 71234 | LA | SRMV | 688.6667 | 809
[13 empty] | 71235 | 71235 | LA | SRMV | 688.6667 | 809
[13 empty] | 71237 | 71237 | LA | SRMV | 688.6667 | 809
[13 empty] | 71238 | 71238 | LA | SRMV | 688.6667 | 809
[13 empty] | 71240 | 71240 | LA | SRMV | 688.6667 | 809
[13 empty] | 71241 | 71241 | LA | SRMV | 688.6667 | 809
[13 empty] | 71242 | 71242 | LA | SRMV | 688.6667 | 809
[13 empty] | 71243 | 71243 | LA | SRMV | 688.6667 | 809
[13 empty] | 71245 | 71245 | LA | SRMV | 688.6667 | 809
[13 empty] | 71247 | 71247 | LA | SRMV | 688.6667 | 809
[13 empty] | 71249 | 71249 | LA | SRMV | 688.6667 | 809
[13 empty] | 71250 | 71250 | LA | SRMV | 688.6667 | 809
[13 empty] | 71251 | 71251 | LA | SRMV | 688.6667 | 809
[13 empty] | 71253 | 71253 | LA | SRMV | 688.6667 | 809
[13 empty] | 71254 | 71254 | LA | SRMV | 688.6667 | 809
[13 empty] | 71256 | 71256 | LA | SRMV | 688.6667 | 809
[13 empty] | 71259 | 71259 | LA | SRMV | 688.6667 | 809
[13 empty] | 71260 | 71260 | LA | SRMV | 688.6667 | 809
[13 empty] | 71261 | 71261 | LA | SRMV | 688.6667 | 809
[13 empty] | 71263 | 71263 | LA | SRMV | 688.6667 | 809
[13 empty] | 71264 | 71264 | LA | SRMV | 688.6667 | 809
[13 empty] | 71266 | 71266 | LA | SRMV | 688.6667 | 809
[13 empty] | 71268 | 71268 | LA | SRMV | 688.6667 | 809
[13 empty] | 71269 | 71269 | LA | SRMV | 688.6667 | 809
[13 empty] | 71270 | 71270 | LA | SRMV | 688.6667 | 809
[13 empty] | 71272 | 71272 | LA | SRMV | 688.6667 | 809
[13 empty] | 71273 | 71273 | LA | SRMV | 688.6667 | 809
[13 empty] | 71275 | 71275 | LA | SRMV | 688.6667 | 809
[13 empty] | 71276 | 71276 | LA | SRMV | 688.6667 | 809
[13 empty] | 71277 | 71277 | LA | SRMV | 688.6667 | 809
[13 empty] | 71279 | 71279 | LA | SRMV | 688.6667 | 809
[13 empty] | 71280 | 71280 | LA | SRMV | 688.6667 | 809
[13 empty] | 71281 | 71281 | LA | SRMV | 688.6667 | 809
[13 empty] | 71282 | 71282 | LA | SRMV | 688.6667 | 809
[13 empty] | 71284 | 71284 | LA | SRMV | 688.6667 | 809
[13 empty] | 71286 | 71286 | LA | SRMV | 688.6667 | 809
[13 empty] | 71291 | 71291 | LA | SRMV | 688.6667 | 809
[13 empty] | 71292 | 71292 | LA | SRMV | 688.6667 | 809
[13 empty] | 71294 | 71294 | LA | SRMV | 688.6667 | 809
[13 empty] | 71295 | 71295 | LA | SRMV | 688.6667 | 809
[13 empty] | 71301 | 71301 | LA | SPSO | 688.6667 | 809
[13 empty] | 71302 | 71302 | LA | SPSO | 688.6667 | 809
[13 empty] | 71303 | 71303 | LA | SPSO | 688.6667 | 809
[13 empty] | 71306 | 71306 | LA | SPSO | 688.6667 | 809
[13 empty] | 71307 | 71307 | LA | SPSO | 688.6667 | 809
[13 empty] | 71309 | 71309 | LA | SPSO | 688.6667 | 809
[13 empty] | 71315 | 71315 | LA | SPSO | 688.6667 | 809
[13 empty] | 71316 | 71316 | LA | SRMV | 688.6667 | 809
[13 empty] | 71320 | 71320 | LA | SPSO | 688.6667 | 809
[13 empty] | 71322 | 71322 | LA | SPSO | 688.6667 | 809
[13 empty] | 71323 | 71323 | LA | SPSO | 688.6667 | 809
[13 empty] | 71324 | 71324 | LA | SRMV | 688.6667 | 809
[13 empty] | 71325 | 71325 | LA | SPSO | 688.6667 | 809
[13 empty] | 71326 | 71326 | LA | SRMV | 688.6667 | 809
[13 empty] | 71327 | 71327 | LA | SPSO | 688.6667 | 809
[13 empty] | 71328 | 71328 | LA | SPSO | 688.6667 | 809
[13 empty] | 71329 | 71329 | LA | SPSO | 688.6667 | 809
[13 empty] | 71330 | 71330 | LA | SPSO | 688.6667 | 809
[13 empty] | 71331 | 71331 | LA | SPSO | 688.6667 | 809
[13 empty] | 71333 | 71333 | LA | SPSO | 688.6667 | 809
[13 empty] | 71334 | 71334 | LA | SRMV | 688.6667 | 809
[13 empty] | 71336 | 71336 | LA | SRMV | 688.6667 | 809
[13 empty] | 71339 | 71339 | LA | SPSO | 688.6667 | 809
[13 empty] | 71340 | 71340 | LA | SRMV | 688.6667 | 809
[13 empty] | 71341 | 71341 | LA | SPSO | 688.6667 | 809
[13 empty] | 71342 | 71342 | LA | SRMV | 688.6667 | 809
[13 empty] | 71343 | 71343 | LA | SRMV | 688.6667 | 809
[13 empty] | 71345 | 71345 | LA | SPSO | 688.6667 | 809
[13 empty] | 71346 | 71346 | LA | SPSO | 688.6667 | 809
[13 empty] | 71348 | 71348 | LA | SPSO | 688.6667 | 809
[13 empty] | 71350 | 71350 | LA | SPSO | 688.6667 | 809
[13 empty] | 71351 | 71351 | LA | SRMV | 688.6667 | 809
[13 empty] | 71353 | 71353 | LA | SRMV | 688.6667 | 809
[13 empty] | 71354 | 71354 | LA | SRMV | 688.6667 | 809
[13 empty] | 71355 | 71355 | LA | SPSO | 688.6667 | 809
[13 empty] | 71356 | 71356 | LA | SRMV | 688.6667 | 809
[13 empty] | 71357 | 71357 | LA | SRMV | 688.6667 | 809
[13 empty] | 71358 | 71358 | LA | SRMV | 688.6667 | 809
[13 empty] | 71359 | 71359 | LA | SPSO | 688.6667 | 809
[13 empty] | 71360 | 71360 | LA | SPSO | 688.6667 | 809
[13 empty] | 71361 | 71361 | LA | SPSO | 688.6667 | 809
[13 empty] | 71362 | 71362 | LA | SRMV | 688.6667 | 809
[13 empty] | 71363 | 71363 | LA | SRMV | 688.6667 | 809
[13 empty] | 71365 | 71365 | LA | SPSO | 688.6667 | 809
[13 empty] | 71366 | 71366 | LA | SRMV | 688.6667 | 809
[13 empty] | 71367 | 71367 | LA | SPSO | 688.6667 | 809
[13 empty] | 71368 | 71368 | LA | SRMV | 688.6667 | 809
[13 empty] | 71369 | 71369 | LA | SPSO | 688.6667 | 809
[13 empty] | 71371 | 71371 | LA | SRMV | 688.6667 | 809
[13 empty] | 71373 | 71373 | LA | SRMV | 688.6667 | 809
[13 empty] | 71375 | 71375 | LA | SRMV | 688.6667 | 809
[13 empty] | 71377 | 71377 | LA | SRMV | 688.6667 | 809
[13 empty] | 71378 | 71378 | LA | SRMV | 688.6667 | 809
[13 empty] | 71401 | 71401 | LA | SRMV | 688.6667 | 809
[13 empty] | 71403 | 71403 | LA | SPSO | 688.6667 | 809
[13 empty] | 71404 | 71404 | LA | SRMV | 688.6667 | 809
[13 empty] | 71405 | 71405 | LA | SPSO | 688.6667 | 809
[13 empty] | 71406 | 71406 | LA | SPSO | 688.6667 | 809
[13 empty] | 71407 | 71407 | LA | SPSO | 688.6667 | 809
[13 empty] | 71409 | 71409 | LA | SPSO | 688.6667 | 809
[13 empty] | 71410 | 71410 | LA | SRMV | 688.6667 | 809
[13 empty] | 71411 | 71411 | LA | SPSO | 688.6667 | 809
[13 empty] | 71414 | 71414 | LA | SPSO | 688.6667 | 809
[13 empty] | 71415 | 71415 | LA | SRMV | 688.6667 | 809
[13 empty] | 71416 | 71416 | LA | SPSO | 688.6667 | 809
[13 empty] | 71417 | 71417 | LA | SPSO | 688.6667 | 809
[13 empty] | 71418 | 71418 | LA | SRMV | 688.6667 | 809
[13 empty] | 71419 | 71419 | LA | SPSO | 688.6667 | 809
[13 empty] | 71422 | 71422 | LA | SRMV | 688.6667 | 809
[13 empty] | 71423 | 71423 | LA | SPSO | 688.6667 | 809
[13 empty] | 71424 | 71424 | LA | SPSO | 688.6667 | 809
[13 empty] | 71425 | 71425 | LA | SRMV | 688.6667 | 809
[13 empty] | 71426 | 71426 | LA | SPSO | 688.6667 | 809
[13 empty] | 71427 | 71427 | LA | SPSO | 688.6667 | 809
[13 empty] | 71428 | 71428 | LA | SPSO | 688.6667 | 809
[13 empty] | 71429 | 71429 | LA | SPSO | 688.6667 | 809
[13 empty] | 71430 | 71430 | LA | SPSO | 688.6667 | 809
[13 empty] | 71431 | 71431 | LA | SPSO | 688.6667 | 809
[13 empty] | 71432 | 71432 | LA | SRMV | 688.6667 | 809
[13 empty] | 71433 | 71433 | LA | SPSO | 688.6667 | 809
[13 empty] | 71434 | 71434 | LA | SPSO | 688.6667 | 809
[13 empty] | 71435 | 71435 | LA | SRMV | 688.6667 | 809
[13 empty] | 71438 | 71438 | LA | SPSO | 688.6667 | 809
[13 empty] | 71439 | 71439 | LA | SPSO | 688.6667 | 809
[13 empty] | 71440 | 71440 | LA | SRMV | 688.6667 | 809
[13 empty] | 71441 | 71441 | LA | SRMV | 688.6667 | 809
[13 empty] | 71443 | 71443 | LA | SPSO | 688.6667 | 809
[13 empty] | 71446 | 71446 | LA | SPSO | 688.6667 | 809
[13 empty] | 71447 | 71447 | LA | SPSO | 688.6667 | 809
[13 empty] | 71448 | 71448 | LA | SPSO | 688.6667 | 809
[13 empty] | 71449 | 71449 | LA | SPSO | 688.6667 | 809
[13 empty] | 71450 | 71450 | LA | SPSO | 688.6667 | 809
[13 empty] | 71452 | 71452 | LA | SPSO | 688.6667 | 809
[13 empty] | 71454 | 71454 | LA | SRMV | 688.6667 | 809
[13 empty] | 71455 | 71455 | LA | SPSO | 688.6667 | 809
[13 empty] | 71456 | 71456 | LA | SPSO | 688.6667 | 809
[13 empty] | 71457 | 71457 | LA | SRMV | 688.6667 | 809
[13 empty] | 71458 | 71458 | LA | SPSO | 688.6667 | 809
[13 empty] | 71459 | 71459 | LA | SRMV | 688.6667 | 809
[13 empty] | 71460 | 71460 | LA | SPSO | 688.6667 | 809
[13 empty] | 71461 | 71461 | LA | SPSO | 688.6667 | 809
[13 empty] | 71462 | 71462 | LA | SPSO | 688.6667 | 809
[13 empty] | 71463 | 71463 | LA | SPSO | 688.6667 | 809
[13 empty] | 71465 | 71465 | LA | SRMV | 688.6667 | 809
[13 empty] | 71466 | 71466 | LA | SPSO | 688.6667 | 809
[13 empty] | 71467 | 71467 | LA | SPSO | 688.6667 | 809
[13 empty] | 71468 | 71468 | LA | SPSO | 688.6667 | 809
[13 empty] | 71469 | 71469 | LA | SPSO | 688.6667 | 809
[13 empty] | 71471 | 71471 | LA | SRMV | 688.6667 | 809
[13 empty] | 71472 | 71472 | LA | SPSO | 688.6667 | 809
[13 empty] | 71473 | 71473 | LA | SRMV | 688.6667 | 809
[13 empty] | 71474 | 71474 | LA | SPSO | 688.6667 | 809
[13 empty] | 71475 | 71475 | LA | SPSO | 688.6667 | 809
[13 empty] | 71477 | 71477 | LA | SPSO | 688.6667 | 809
[13 empty] | 71479 | 71479 | LA | SRMV | 688.6667 | 809
[13 empty] | 71480 | 71480 | LA | SRMV | 688.6667 | 809
[13 empty] | 71483 | 71483 | LA | SRMV | 688.6667 | 809
[13 empty] | 71485 | 71485 | LA | SPSO | 688.6667 | 809
[13 empty] | 71486 | 71486 | LA | SPSO | 688.6667 | 809
[13 empty] | 71496 | 71496 | LA | SPSO | 688.6667 | 809
[13 empty] | 71497 | 71497 | LA | SPSO | 688.6667 | 809
[13 empty] | 71601 | 71601 | AR | SRMV | 688.6667 | 809
[13 empty] | 71602 | 71602 | AR | SRMV | 688.6667 | 809
[13 empty] | 71603 | 71603 | AR | SRMV | 688.6667 | 809
[13 empty] | 71611 | 71611 | AR | SRMV | 688.6667 | 809
[13 empty] | 71612 | 71612 | AR | SRMV | 688.6667 | 809
[13 empty] | 71613 | 71613 | AR | SRMV | 688.6667 | 809
[13 empty] | 71630 | 71630 | AR | SRMV | 688.6667 | 809
[13 empty] | 71631 | 71631 | AR | SRMV | 688.6667 | 809
[13 empty] | 71635 | 71635 | AR | SRMV | 688.6667 | 809
[13 empty] | 71638 | 71638 | AR | SRMV | 688.6667 | 809
[13 empty] | 71639 | 71639 | AR | SRMV | 688.6667 | 809
[13 empty] | 71640 | 71640 | AR | SRMV | 688.6667 | 809
[13 empty] | 71642 | 71642 | AR | SRMV | 688.6667 | 809
[13 empty] | 71643 | 71643 | AR | SRMV | 688.6667 | 809
[13 empty] | 71644 | 71644 | AR | SRMV | 688.6667 | 809
[13 empty] | 71646 | 71646 | AR | SRMV | 688.6667 | 809
[13 empty] | 71647 | 71647 | AR | SRMV | 688.6667 | 809
[13 empty] | 71651 | 71651 | AR | SRMV | 688.6667 | 809
[13 empty] | 71652 | 71652 | AR | SRMV | 688.6667 | 809
[13 empty] | 71653 | 71653 | AR | SRMV | 688.6667 | 809
[13 empty] | 71654 | 71654 | AR | SRMV | 688.6667 | 809
[13 empty] | 71655 | 71655 | AR | SRMV | 688.6667 | 809
[13 empty] | 71656 | 71656 | AR | SRMV | 688.6667 | 809
[13 empty] | 71657 | 71657 | AR | SRMV | 688.6667 | 809
[13 empty] | 71658 | 71658 | AR | SRMV | 688.6667 | 809
[13 empty] | 71659 | 71659 | AR | SRMV | 688.6667 | 809
[13 empty] | 71660 | 71660 | AR | SRMV | 688.6667 | 809
[13 empty] | 71661 | 71661 | AR | SRMV | 688.6667 | 809
[13 empty] | 71662 | 71662 | AR | SRMV | 688.6667 | 809
[13 empty] | 71663 | 71663 | AR | SRMV | 688.6667 | 809
[13 empty] | 71665 | 71665 | AR | SRMV | 688.6667 | 809
[13 empty] | 71666 | 71666 | AR | SRMV | 688.6667 | 809
[13 empty] | 71667 | 71667 | AR | SRMV | 688.6667 | 809
[13 empty] | 71670 | 71670 | AR | SRMV | 688.6667 | 809
[13 empty] | 71671 | 71671 | AR | SRMV | 688.6667 | 809
[13 empty] | 71674 | 71674 | AR | SRMV | 688.6667 | 809
[13 empty] | 71675 | 71675 | AR | SRMV | 688.6667 | 809
[13 empty] | 71676 | 71676 | AR | SRMV | 688.6667 | 809
[13 empty] | 71677 | 71677 | AR | SRMV | 688.6667 | 809
[13 empty] | 71678 | 71678 | AR | SRMV | 688.6667 | 809
[13 empty] | 71701 | 71701 | AR | SRMV | 688.6667 | 809
[13 empty] | 71711 | 71711 | AR | SRMV | 688.6667 | 809
[13 empty] | 71720 | 71720 | AR | SRMV | 688.6667 | 809
[13 empty] | 71721 | 71721 | AR | SRMV | 688.6667 | 809
[13 empty] | 71722 | 71722 | AR | SRMV | 688.6667 | 809
[13 empty] | 71724 | 71724 | AR | SRMV | 688.6667 | 809
[13 empty] | 71725 | 71725 | AR | SRMV | 688.6667 | 809
[13 empty] | 71726 | 71726 | AR | SRMV | 688.6667 | 809
[13 empty] | 71728 | 71728 | AR | SRMV | 688.6667 | 809
[13 empty] | 71730 | 71730 | AR | SRMV | 688.6667 | 809
[13 empty] | 71731 | 71731 | AR | SRMV | 688.6667 | 809
[13 empty] | 71740 | 71740 | AR | SRMV | 688.6667 | 809
[13 empty] | 71742 | 71742 | AR | SRMV | 688.6667 | 809
[13 empty] | 71743 | 71743 | AR | SRMV | 688.6667 | 809
[13 empty] | 71744 | 71744 | AR | SRMV | 688.6667 | 809
[13 empty] | 71745 | 71745 | AR | SRMV | 688.6667 | 809
[13 empty] | 71747 | 71747 | AR | SRMV | 688.6667 | 809
[13 empty] | 71748 | 71748 | AR | SRMV | 688.6667 | 809
[13 empty] | 71749 | 71749 | LA | SRMV | 688.6667 | 809
[13 empty] | 71750 | 71750 | AR | SRMV | 688.6667 | 809
[13 empty] | 71751 | 71751 | AR | SRMV | 688.6667 | 809
[13 empty] | 71752 | 71752 | AR | SRMV | 688.6667 | 809
[13 empty] | 71753 | 71753 | AR | SRMV | 688.6667 | 809
[13 empty] | 71754 | 71754 | AR | SRMV | 688.6667 | 809
[13 empty] | 71758 | 71758 | AR | SRMV | 688.6667 | 809
[13 empty] | 71759 | 71759 | AR | SRMV | 688.6667 | 809
[13 empty] | 71762 | 71762 | AR | SRMV | 688.6667 | 809
[13 empty] | 71763 | 71763 | AR | SRMV | 688.6667 | 809
[13 empty] | 71764 | 71764 | AR | SRMV | 688.6667 | 809
[13 empty] | 71765 | 71765 | AR | SRMV | 688.6667 | 809
[13 empty] | 71766 | 71766 | AR | SRMV | 688.6667 | 809
[13 empty] | 71768 | 71768 | AR | SRMV | 688.6667 | 809
[13 empty] | 71770 | 71770 | AR | SRMV | 688.6667 | 809
[13 empty] | 71772 | 71772 | AR | SRMV | 688.6667 | 809
[13 empty] | 71801 | 71801 | AR | SPSO | 688.6667 | 809
[13 empty] | 71802 | 71802 | AR | SPSO | 688.6667 | 809
[13 empty] | 71820 | 71820 | AR | SPSO | 688.6667 | 809
[13 empty] | 71822 | 71822 | AR | SPSO | 688.6667 | 809
[13 empty] | 71823 | 71823 | AR | SPSO | 688.6667 | 809
[13 empty] | 71825 | 71825 | AR | SPSO | 688.6667 | 809
[13 empty] | 71826 | 71826 | AR | SRMV | 688.6667 | 809
[13 empty] | 71827 | 71827 | AR | SRMV | 688.6667 | 809
[13 empty] | 71828 | 71828 | AR | SRMV | 688.6667 | 809
[13 empty] | 71831 | 71831 | AR | SRMV | 688.6667 | 809
[13 empty] | 71832 | 71832 | AR | SPSO | 688.6667 | 809
[13 empty] | 71833 | 71833 | AR | SRMV | 688.6667 | 809
[13 empty] | 71834 | 71834 | AR | SRMV | 688.6667 | 809
[13 empty] | 71835 | 71835 | AR | SRMV | 688.6667 | 809
[13 empty] | 71836 | 71836 | AR | SPSO | 688.6667 | 809
[13 empty] | 71837 | 71837 | AR | SPSO | 688.6667 | 809
[13 empty] | 71838 | 71838 | AR | SPSO | 688.6667 | 809
[13 empty] | 71839 | 71839 | AR | SRMV | 688.6667 | 809
[13 empty] | 71840 | 71840 | AR | SPSO | 688.6667 | 809
[13 empty] | 71841 | 71841 | AR | SPSO | 688.6667 | 809
[13 empty] | 71842 | 71842 | AR | SPSO | 688.6667 | 809
[13 empty] | 71845 | 71845 | AR | SRMV | 688.6667 | 809
[13 empty] | 71846 | 71846 | AR | SPSO | 688.6667 | 809
[13 empty] | 71847 | 71847 | AR | SPSO | 688.6667 | 809
[13 empty] | 71851 | 71851 | AR | SPSO | 688.6667 | 809
[13 empty] | 71852 | 71852 | AR | SRMV | 688.6667 | 809
[13 empty] | 71853 | 71853 | AR | SPSO | 688.6667 | 809
[13 empty] | 71854 | 71854 | AR | SPSO | 688.6667 | 809
[13 empty] | 71855 | 71855 | AR | SPSO | 688.6667 | 809
[13 empty] | 71857 | 71857 | AR | SRMV | 688.6667 | 809
[13 empty] | 71858 | 71858 | AR | SRMV | 688.6667 | 809
[13 empty] | 71859 | 71859 | AR | SPSO | 688.6667 | 809
[13 empty] | 71860 | 71860 | AR | SRMV | 688.6667 | 809
[13 empty] | 71861 | 71861 | AR | SRMV | 688.6667 | 809
[13 empty] | 71862 | 71862 | AR | SPSO | 688.6667 | 809
[13 empty] | 71864 | 71864 | AR | SRMV | 688.6667 | 809
[13 empty] | 71865 | 71865 | AR | SPSO | 688.6667 | 809
[13 empty] | 71866 | 71866 | AR | SPSO | 688.6667 | 809
[13 empty] | 71901 | 71901 | AR | SRMV | 688.6667 | 809
[13 empty] | 71902 | 71902 | AR | SRMV | 688.6667 | 809
[13 empty] | 71903 | 71903 | AR | SRMV | 688.6667 | 809
[13 empty] | 71909 | 71909 | AR | SRMV | 688.6667 | 809
[13 empty] | 71910 | 71910 | AR | SRMV | 688.6667 | 809
[13 empty] | 71913 | 71913 | AR | SRMV | 688.6667 | 809
[13 empty] | 71914 | 71914 | AR | SRMV | 688.6667 | 809
[13 empty] | 71920 | 71920 | AR | SRMV | 688.6667 | 809
[13 empty] | 71921 | 71921 | AR | SRMV | 688.6667 | 809
[13 empty] | 71922 | 71922 | AR | SRMV | 688.6667 | 809
[13 empty] | 71923 | 71923 | AR | SRMV | 688.6667 | 809
[13 empty] | 71929 | 71929 | AR | SRMV | 688.6667 | 809
[13 empty] | 71932 | 71932 | AR | SRMV | 688.6667 | 809
[13 empty] | 71933 | 71933 | AR | SRMV | 688.6667 | 809
[13 empty] | 71935 | 71935 | AR | SRMV | 688.6667 | 809
[13 empty] | 71937 | 71937 | AR | SPSO | 688.6667 | 809
[13 empty] | 71940 | 71940 | AR | SRMV | 688.6667 | 809
[13 empty] | 71941 | 71941 | AR | SRMV | 688.6667 | 809
[13 empty] | 71942 | 71942 | AR | SRMV | 688.6667 | 809
[13 empty] | 71943 | 71943 | AR | SRMV | 688.6667 | 809
[13 empty] | 71944 | 71944 | AR | SRMV | 688.6667 | 809
[13 empty] | 71945 | 71945 | AR | SPSO | 688.6667 | 809
[13 empty] | 71949 | 71949 | AR | SRMV | 688.6667 | 809
[13 empty] | 71950 | 71950 | AR | SRMV | 688.6667 | 809
[13 empty] | 71952 | 71952 | AR | SRMV | 688.6667 | 809
[13 empty] | 71953 | 71953 | AR | SRMV | 688.6667 | 809
[13 empty] | 71956 | 71956 | AR | SRMV | 688.6667 | 809
[13 empty] | 71957 | 71957 | AR | SRMV | 688.6667 | 809
[13 empty] | 71958 | 71958 | AR | SRMV | 688.6667 | 809
[13 empty] | 71959 | 71959 | AR | SRMV | 688.6667 | 809
[13 empty] | 71960 | 71960 | AR | SRMV | 688.6667 | 809
[13 empty] | 71961 | 71961 | AR | SRMV | 688.6667 | 809
[13 empty] | 71962 | 71962 | AR | SRMV | 688.6667 | 809
[13 empty] | 71964 | 71964 | AR | SRMV | 688.6667 | 809
[13 empty] | 71965 | 71965 | AR | SRMV | 688.6667 | 809
[13 empty] | 71966 | 71966 | AR | SRMV | 688.6667 | 809
[13 empty] | 71968 | 71968 | AR | SRMV | 688.6667 | 809
[13 empty] | 71969 | 71969 | AR | SRMV | 688.6667 | 809
[13 empty] | 71970 | 71970 | AR | SRMV | 688.6667 | 809
[13 empty] | 71971 | 71971 | AR | SRMV | 688.6667 | 809
[13 empty] | 71972 | 71972 | AR | SPSO | 688.6667 | 809
[13 empty] | 71973 | 71973 | AR | SRMV | 688.6667 | 809
[13 empty] | 71998 | 71998 | AR | SRMV | 688.6667 | 809
[13 empty] | 71999 | 71999 | AR | SRMV | 688.6667 | 809
[13 empty] | 72001 | 72001 | AR | SRMV | 688.6667 | 809
[13 empty] | 72002 | 72002 | AR | SRMV | 688.6667 | 809
[13 empty] | 72003 | 72003 | AR | SRMV | 688.6667 | 809
[13 empty] | 72004 | 72004 | AR | SRMV | 688.6667 | 809
[13 empty] | 72005 | 72005 | AR | SRMV | 688.6667 | 809
[13 empty] | 72006 | 72006 | AR | SRMV | 688.6667 | 809
[13 empty] | 72007 | 72007 | AR | SRMV | 688.6667 | 809
[13 empty] | 72010 | 72010 | AR | SRMV | 688.6667 | 809
[13 empty] | 72011 | 72011 | AR | SRMV | 688.6667 | 809
[13 empty] | 72012 | 72012 | AR | SRMV | 688.6667 | 809
[13 empty] | 72013 | 72013 | AR | SRMV | 688.6667 | 809
[13 empty] | 72014 | 72014 | AR | SRMV | 688.6667 | 809
[13 empty] | 72015 | 72015 | AR | SRMV | 688.6667 | 809
[13 empty] | 72016 | 72016 | AR | SRMV | 688.6667 | 809
[13 empty] | 72017 | 72017 | AR | SRMV | 688.6667 | 809
[13 empty] | 72018 | 72018 | AR | SRMV | 688.6667 | 809
[13 empty] | 72019 | 72019 | AR | SRMV | 688.6667 | 809
[13 empty] | 72020 | 72020 | AR | SRMV | 688.6667 | 809
[13 empty] | 72021 | 72021 | AR | SRMV | 688.6667 | 809
[13 empty] | 72022 | 72022 | AR | SRMV | 688.6667 | 809
[13 empty] | 72023 | 72023 | AR | SRMV | 688.6667 | 809
[13 empty] | 72024 | 72024 | AR | SRMV | 688.6667 | 809
[13 empty] | 72025 | 72025 | AR | SRMV | 688.6667 | 809
[13 empty] | 72026 | 72026 | AR | SRMV | 688.6667 | 809
[13 empty] | 72027 | 72027 | AR | SRMV | 688.6667 | 809
[13 empty] | 72028 | 72028 | AR | SRMV | 688.6667 | 809
[13 empty] | 72029 | 72029 | AR | SRMV | 688.6667 | 809
[13 empty] | 72030 | 72030 | AR | SRMV | 688.6667 | 809
[13 empty] | 72031 | 72031 | AR | SRMV | 688.6667 | 809
[13 empty] | 72032 | 72032 | AR | SRMV | 688.6667 | 809
[13 empty] | 72033 | 72033 | AR | SRMV | 688.6667 | 809
[13 empty] | 72034 | 72034 | AR | SRMV | 688.6667 | 809
[13 empty] | 72035 | 72035 | AR | SRMV | 688.6667 | 809
[13 empty] | 72036 | 72036 | AR | SRMV | 688.6667 | 809
[13 empty] | 72037 | 72037 | AR | SRMV | 688.6667 | 809
[13 empty] | 72038 | 72038 | AR | SRMV | 688.6667 | 809
[13 empty] | 72039 | 72039 | AR | SRMV | 688.6667 | 809
[13 empty] | 72040 | 72040 | AR | SRMV | 688.6667 | 809
[13 empty] | 72041 | 72041 | AR | SRMV | 688.6667 | 809
[13 empty] | 72042 | 72042 | AR | SRMV | 688.6667 | 809
[13 empty] | 72043 | 72043 | AR | SRMV | 688.6667 | 809
[13 empty] | 72044 | 72044 | AR | SRMV | 688.6667 | 809
[13 empty] | 72045 | 72045 | AR | SRMV | 688.6667 | 809
[13 empty] | 72046 | 72046 | AR | SRMV | 688.6667 | 809
[13 empty] | 72047 | 72047 | AR | SRMV | 688.6667 | 809
[13 empty] | 72048 | 72048 | AR | SRMV | 688.6667 | 809
[13 empty] | 72051 | 72051 | AR | SRMV | 688.6667 | 809
[13 empty] | 72052 | 72052 | AR | SRMV | 688.6667 | 809
[13 empty] | 72053 | 72053 | AR | SRMV | 688.6667 | 809
[13 empty] | 72055 | 72055 | AR | SRMV | 688.6667 | 809
[13 empty] | 72057 | 72057 | AR | SRMV | 688.6667 | 809
[13 empty] | 72058 | 72058 | AR | SRMV | 688.6667 | 809
[13 empty] | 72059 | 72059 | AR | SRMV | 688.6667 | 809
[13 empty] | 72060 | 72060 | AR | SRMV | 688.6667 | 809
[13 empty] | 72061 | 72061 | AR | SRMV | 688.6667 | 809
[13 empty] | 72063 | 72063 | AR | SRMV | 688.6667 | 809
[13 empty] | 72064 | 72064 | AR | SRMV | 688.6667 | 809
[13 empty] | 72065 | 72065 | AR | SRMV | 688.6667 | 809
[13 empty] | 72066 | 72066 | AR | SRMV | 688.6667 | 809
[13 empty] | 72067 | 72067 | AR | SRMV | 688.6667 | 809
[13 empty] | 72068 | 72068 | AR | SRMV | 688.6667 | 809
[13 empty] | 72069 | 72069 | AR | SRMV | 688.6667 | 809
[13 empty] | 72070 | 72070 | AR | SRMV | 688.6667 | 809
[13 empty] | 72072 | 72072 | AR | SRMV | 688.6667 | 809
[13 empty] | 72073 | 72073 | AR | SRMV | 688.6667 | 809
[13 empty] | 72074 | 72074 | AR | SRMV | 688.6667 | 809
[13 empty] | 72075 | 72075 | AR | SRMV | 688.6667 | 809
[13 empty] | 72076 | 72076 | AR | SRMV | 688.6667 | 809
[13 empty] | 72078 | 72078 | AR | SRMV | 688.6667 | 809
[13 empty] | 72079 | 72079 | AR | SRMV | 688.6667 | 809
[13 empty] | 72080 | 72080 | AR | SRMV | 688.6667 | 809
[13 empty] | 72081 | 72081 | AR | SRMV | 688.6667 | 809
[13 empty] | 72082 | 72082 | AR | SRMV | 688.6667 | 809
[13 empty] | 72083 | 72083 | AR | SRMV | 688.6667 | 809
[13 empty] | 72084 | 72084 | AR | SRMV | 688.6667 | 809
[13 empty] | 72085 | 72085 | AR | SRMV | 688.6667 | 809
[13 empty] | 72086 | 72086 | AR | SRMV | 688.6667 | 809
[13 empty] | 72087 | 72087 | AR | SRMV | 688.6667 | 809
[13 empty] | 72088 | 72088 | AR | SRMV | 688.6667 | 809
[13 empty] | 72089 | 72089 | AR | SRMV | 688.6667 | 809
[13 empty] | 72099 | 72099 | AR | SRMV | 688.6667 | 809
[13 empty] | 72101 | 72101 | AR | SRMV | 688.6667 | 809
[13 empty] | 72102 | 72102 | AR | SRMV | 688.6667 | 809
[13 empty] | 72103 | 72103 | AR | SRMV | 688.6667 | 809
[13 empty] | 72104 | 72104 | AR | SRMV | 688.6667 | 809
[13 empty] | 72105 | 72105 | AR | SRMV | 688.6667 | 809
[13 empty] | 72106 | 72106 | AR | SRMV | 688.6667 | 809
[13 empty] | 72107 | 72107 | AR | SRMV | 688.6667 | 809
[13 empty] | 72108 | 72108 | AR | SRMV | 688.6667 | 809
[13 empty] | 72110 | 72110 | AR | SRMV | 688.6667 | 809
[13 empty] | 72111 | 72111 | AR | SRMV | 688.6667 | 809
[13 empty] | 72112 | 72112 | AR | SRMV | 688.6667 | 809
[13 empty] | 72113 | 72113 | AR | SRMV | 688.6667 | 809
[13 empty] | 72114 | 72114 | AR | SRMV | 688.6667 | 809
[13 empty] | 72115 | 72115 | AR | SRMV | 688.6667 | 809
[13 empty] | 72116 | 72116 | AR | SRMV | 688.6667 | 809
[13 empty] | 72117 | 72117 | AR | SRMV | 688.6667 | 809
[13 empty] | 72118 | 72118 | AR | SRMV | 688.6667 | 809
[13 empty] | 72119 | 72119 | AR | SRMV | 688.6667 | 809
[13 empty] | 72120 | 72120 | AR | SRMV | 688.6667 | 809
[13 empty] | 72121 | 72121 | AR | SRMV | 688.6667 | 809
[13 empty] | 72122 | 72122 | AR | SRMV | 688.6667 | 809
[13 empty] | 72123 | 72123 | AR | SRMV | 688.6667 | 809
[13 empty] | 72124 | 72124 | AR | SRMV | 688.6667 | 809
[13 empty] | 72125 | 72125 | AR | SRMV | 688.6667 | 809
[13 empty] | 72126 | 72126 | AR | SRMV | 688.6667 | 809
[13 empty] | 72127 | 72127 | AR | SRMV | 688.6667 | 809
[13 empty] | 72128 | 72128 | AR | SRMV | 688.6667 | 809
[13 empty] | 72129 | 72129 | AR | SRMV | 688.6667 | 809
[13 empty] | 72130 | 72130 | AR | SRMV | 688.6667 | 809
[13 empty] | 72131 | 72131 | AR | SRMV | 688.6667 | 809
[13 empty] | 72132 | 72132 | AR | SRMV | 688.6667 | 809
[13 empty] | 72133 | 72133 | AR | SRMV | 688.6667 | 809
[13 empty] | 72134 | 72134 | AR | SRMV | 688.6667 | 809
[13 empty] | 72135 | 72135 | AR | SRMV | 688.6667 | 809
[13 empty] | 72136 | 72136 | AR | SRMV | 688.6667 | 809
[13 empty] | 72137 | 72137 | AR | SRMV | 688.6667 | 809
[13 empty] | 72139 | 72139 | AR | SRMV | 688.6667 | 809
[13 empty] | 72140 | 72140 | AR | SRMV | 688.6667 | 809
[13 empty] | 72141 | 72141 | AR | SRMV | 688.6667 | 809
[13 empty] | 72142 | 72142 | AR | SRMV | 688.6667 | 809
[13 empty] | 72143 | 72143 | AR | SRMV | 688.6667 | 809
[13 empty] | 72145 | 72145 | AR | SRMV | 688.6667 | 809
[13 empty] | 72149 | 72149 | AR | SRMV | 688.6667 | 809
[13 empty] | 72150 | 72150 | AR | SRMV | 688.6667 | 809
[13 empty] | 72152 | 72152 | AR | SRMV | 688.6667 | 809
[13 empty] | 72153 | 72153 | AR | SRMV | 688.6667 | 809
[13 empty] | 72156 | 72156 | AR | SRMV | 688.6667 | 809
[13 empty] | 72157 | 72157 | AR | SRMV | 688.6667 | 809
[13 empty] | 72158 | 72158 | AR | SRMV | 688.6667 | 809
[13 empty] | 72160 | 72160 | AR | SRMV | 688.6667 | 809
[13 empty] | 72164 | 72164 | AR | SRMV | 688.6667 | 809
[13 empty] | 72165 | 72165 | AR | SRMV | 688.6667 | 809
[13 empty] | 72166 | 72166 | AR | SRMV | 688.6667 | 809
[13 empty] | 72167 | 72167 | AR | SRMV | 688.6667 | 809
[13 empty] | 72168 | 72168 | AR | SRMV | 688.6667 | 809
[13 empty] | 72169 | 72169 | AR | SRMV | 688.6667 | 809
[13 empty] | 72170 | 72170 | AR | SRMV | 688.6667 | 809
[13 empty] | 72173 | 72173 | AR | SRMV | 688.6667 | 809
[13 empty] | 72175 | 72175 | AR | SRMV | 688.6667 | 809
[13 empty] | 72176 | 72176 | AR | SRMV | 688.6667 | 809
[13 empty] | 72178 | 72178 | AR | SRMV | 688.6667 | 809
[13 empty] | 72179 | 72179 | AR | SRMV | 688.6667 | 809
[13 empty] | 72180 | 72180 | AR | SRMV | 688.6667 | 809
[13 empty] | 72181 | 72181 | AR | SRMV | 688.6667 | 809
[13 empty] | 72182 | 72182 | AR | SRMV | 688.6667 | 809
[13 empty] | 72183 | 72183 | AR | SRMV | 688.6667 | 809
[13 empty] | 72190 | 72190 | AR | SRMV | 688.6667 | 809
[13 empty] | 72198 | 72198 | AR | SRMV | 688.6667 | 809
[13 empty] | 72199 | 72199 | AR | SRMV | 688.6667 | 809
[13 empty] | 72201 | 72201 | AR | SRMV | 1284.6667 | 675
[13 empty] | 72202 | 72202 | AR | SRMV | 1284.6667 | 675
[13 empty] | 72203 | 72203 | AR | SRMV | 1284.6667 | 675
[13 empty] | 72204 | 72204 | AR | SRMV | 1284.6667 | 675
[13 empty] | 72205 | 72205 | AR | SRMV | 1284.6667 | 675
[13 empty] | 72206 | 72206 | AR | SRMV | 1284.6667 | 675
[13 empty] | 72207 | 72207 | AR | SRMV | 1284.6667 | 675
[13 empty] | 72209 | 72209 | AR | SRMV | 1284.6667 | 675
[13 empty] | 72210 | 72210 | AR | SRMV | 1284.6667 | 675
[13 empty] | 72211 | 72211 | AR | SRMV | 1284.6667 | 675
[13 empty] | 72212 | 72212 | AR | SRMV | 1284.6667 | 675
[13 empty] | 72214 | 72214 | AR | SRMV | 1284.6667 | 675
[13 empty] | 72215 | 72215 | AR | SRMV | 1284.6667 | 675
[13 empty] | 72216 | 72216 | AR | SRMV | 1284.6667 | 675
[13 empty] | 72217 | 72217 | AR | SRMV | 1284.6667 | 675
[13 empty] | 72219 | 72219 | AR | SRMV | 1284.6667 | 675
[13 empty] | 72221 | 72221 | AR | SRMV | 1284.6667 | 675
[13 empty] | 72222 | 72222 | AR | SRMV | 1284.6667 | 675
[13 empty] | 72223 | 72223 | AR | SRMV | 1284.6667 | 675
[13 empty] | 72225 | 72225 | AR | SRMV | 1284.6667 | 675
[13 empty] | 72227 | 72227 | AR | SRMV | 1284.6667 | 675
[13 empty] | 72231 | 72231 | AR | SRMV | 1284.6667 | 675
[13 empty] | 72260 | 72260 | AR | SRMV | 1284.6667 | 675
[13 empty] | 72295 | 72295 | AR | SRMV | 1284.6667 | 675
[13 empty] | 72301 | 72301 | AR | SRMV | 1284.6667 | 675
[13 empty] | 72303 | 72303 | AR | SRMV | 1284.6667 | 675
[13 empty] | 72310 | 72310 | AR | SRMV | 1284.6667 | 675
[13 empty] | 72311 | 72311 | AR | SRMV | 1284.6667 | 675
[13 empty] | 72312 | 72312 | AR | SRMV | 1284.6667 | 675
[13 empty] | 72313 | 72313 | AR | SRMV | 1284.6667 | 675
[13 empty] | 72315 | 72315 | AR | SRMV | 1284.6667 | 675
[13 empty] | 72316 | 72316 | AR | SRMV | 1284.6667 | 675
[13 empty] | 72319 | 72319 | AR | SRMV | 1284.6667 | 675
[13 empty] | 72320 | 72320 | AR | SRMV | 1284.6667 | 675
[13 empty] | 72321 | 72321 | AR | SRMV | 1284.6667 | 675
[13 empty] | 72322 | 72322 | AR | SRMV | 1284.6667 | 675
[13 empty] | 72324 | 72324 | AR | SRMV | 1284.6667 | 675
[13 empty] | 72325 | 72325 | AR | SRMV | 1284.6667 | 675
[13 empty] | 72326 | 72326 | AR | SRMV | 1284.6667 | 675
[13 empty] | 72327 | 72327 | AR | SRMV | 1284.6667 | 675
[13 empty] | 72328 | 72328 | AR | SRMV | 1284.6667 | 675
[13 empty] | 72329 | 72329 | AR | SRMV | 1284.6667 | 675
[13 empty] | 72330 | 72330 | AR | SRMV | 1284.6667 | 675
[13 empty] | 72331 | 72331 | AR | SRMV | 1284.6667 | 675
[13 empty] | 72332 | 72332 | AR | SRMV | 1284.6667 | 675
[13 empty] | 72333 | 72333 | AR | SRMV | 1284.6667 | 675
[13 empty] | 72335 | 72335 | AR | SRMV | 1284.6667 | 675
[13 empty] | 72336 | 72336 | AR | SRMV | 1284.6667 | 675
[13 empty] | 72338 | 72338 | AR | SRMV | 1284.6667 | 675
[13 empty] | 72339 | 72339 | AR | SRMV | 1284.6667 | 675
[13 empty] | 72340 | 72340 | AR | SRMV | 1284.6667 | 675
[13 empty] | 72341 | 72341 | AR | SRMV | 1284.6667 | 675
[13 empty] | 72342 | 72342 | AR | SRMV | 1284.6667 | 675
[13 empty] | 72346 | 72346 | AR | SRMV | 1284.6667 | 675
[13 empty] | 72347 | 72347 | AR | SRMV | 1284.6667 | 675
[13 empty] | 72348 | 72348 | AR | SRMV | 1284.6667 | 675
[13 empty] | 72350 | 72350 | AR | SRMV | 1284.6667 | 675
[13 empty] | 72351 | 72351 | AR | SRMV | 1284.6667 | 675
[13 empty] | 72352 | 72352 | AR | SRMV | 1284.6667 | 675
[13 empty] | 72353 | 72353 | AR | SRMV | 1284.6667 | 675
[13 empty] | 72354 | 72354 | AR | SRMV | 1284.6667 | 675
[13 empty] | 72355 | 72355 | AR | SRMV | 1284.6667 | 675
[13 empty] | 72358 | 72358 | AR | SRMV | 1284.6667 | 675
[13 empty] | 72359 | 72359 | AR | SRMV | 1284.6667 | 675
[13 empty] | 72360 | 72360 | AR | SRMV | 1284.6667 | 675
[13 empty] | 72364 | 72364 | AR | SRMV | 1284.6667 | 675
[13 empty] | 72365 | 72365 | AR | SRMV | 1284.6667 | 675
[13 empty] | 72366 | 72366 | AR | SRMV | 1284.6667 | 675
[13 empty] | 72367 | 72367 | AR | SRMV | 1284.6667 | 675
[13 empty] | 72368 | 72368 | AR | SRMV | 1284.6667 | 675
[13 empty] | 72369 | 72369 | AR | SRMV | 1284.6667 | 675
[13 empty] | 72370 | 72370 | AR | SRMV | 1284.6667 | 675
[13 empty] | 72372 | 72372 | AR | SRMV | 1284.6667 | 675
[13 empty] | 72373 | 72373 | AR | SRMV | 1284.6667 | 675
[13 empty] | 72374 | 72374 | AR | SRMV | 1284.6667 | 675
[13 empty] | 72376 | 72376 | AR | SRMV | 1284.6667 | 675
[13 empty] | 72377 | 72377 | AR | SRMV | 1284.6667 | 675
[13 empty] | 72379 | 72379 | AR | SRMV | 1284.6667 | 675
[13 empty] | 72383 | 72383 | AR | SRMV | 1284.6667 | 675
[13 empty] | 72384 | 72384 | AR | SRMV | 1284.6667 | 675
[13 empty] | 72386 | 72386 | AR | SRMV | 1284.6667 | 675
[13 empty] | 72387 | 72387 | AR | SRMV | 1284.6667 | 675
[13 empty] | 72389 | 72389 | AR | SRMV | 1284.6667 | 675
[13 empty] | 72390 | 72390 | AR | SRMV | 1284.6667 | 675
[13 empty] | 72391 | 72391 | AR | SRMV | 1284.6667 | 675
[13 empty] | 72392 | 72392 | AR | SRMV | 1284.6667 | 675
[13 empty] | 72394 | 72394 | AR | SRMV | 1284.6667 | 675
[13 empty] | 72395 | 72395 | TN | SRMV | 1284.6667 | 675
[13 empty] | 72396 | 72396 | AR | SRMV | 1284.6667 | 675
[13 empty] | 72401 | 72401 | AR | SRMV | 1284.6667 | 675
[13 empty] | 72402 | 72402 | AR | SRMV | 1284.6667 | 675
[13 empty] | 72403 | 72403 | AR | SRMV | 1284.6667 | 675
[13 empty] | 72404 | 72404 | AR | SRMV | 1284.6667 | 675
[13 empty] | 72410 | 72410 | AR | SRMV | 1284.6667 | 675
[13 empty] | 72411 | 72411 | AR | SRMV | 1284.6667 | 675
[13 empty] | 72412 | 72412 | AR | SRMV | 1284.6667 | 675
[13 empty] | 72413 | 72413 | AR | SRMV | 1284.6667 | 675
[13 empty] | 72414 | 72414 | AR | SRMV | 1284.6667 | 675
[13 empty] | 72415 | 72415 | AR | SRMV | 1284.6667 | 675
[13 empty] | 72416 | 72416 | AR | SRMV | 1284.6667 | 675
[13 empty] | 72417 | 72417 | AR | SRMV | 1284.6667 | 675
[13 empty] | 72419 | 72419 | AR | SRMV | 1284.6667 | 675
[13 empty] | 72421 | 72421 | AR | SRMV | 1284.6667 | 675
[13 empty] | 72422 | 72422 | AR | SRMV | 1284.6667 | 675
[13 empty] | 72424 | 72424 | AR | SRMV | 1284.6667 | 675
[13 empty] | 72425 | 72425 | AR | SRMV | 1284.6667 | 675
[13 empty] | 72426 | 72426 | AR | SRMV | 1284.6667 | 675
[13 empty] | 72427 | 72427 | AR | SRMV | 1284.6667 | 675
[13 empty] | 72428 | 72428 | AR | SRMV | 1284.6667 | 675
[13 empty] | 72429 | 72429 | AR | SRMV | 1284.6667 | 675
[13 empty] | 72430 | 72430 | AR | SRMV | 1284.6667 | 675
[13 empty] | 72431 | 72431 | AR | SRMV | 1284.6667 | 675
[13 empty] | 72432 | 72432 | AR | SRMV | 1284.6667 | 675
[13 empty] | 72433 | 72433 | AR | SRMV | 1284.6667 | 675
[13 empty] | 72434 | 72434 | AR | SRMV | 1284.6667 | 675
[13 empty] | 72435 | 72435 | AR | SRMV | 1284.6667 | 675
[13 empty] | 72436 | 72436 | AR | SRMV | 1284.6667 | 675
[13 empty] | 72437 | 72437 | AR | SRMV | 1284.6667 | 675
[13 empty] | 72438 | 72438 | AR | SRMV | 1284.6667 | 675
[13 empty] | 72439 | 72439 | AR | SRMV | 1284.6667 | 675
[13 empty] | 72440 | 72440 | AR | SRMV | 1284.6667 | 675
[13 empty] | 72441 | 72441 | AR | SRMV | 1284.6667 | 675
[13 empty] | 72442 | 72442 | AR | SRMV | 1284.6667 | 675
[13 empty] | 72443 | 72443 | AR | SRMV | 1284.6667 | 675
[13 empty] | 72444 | 72444 | AR | SRMV | 1284.6667 | 675
[13 empty] | 72445 | 72445 | AR | SRMV | 1284.6667 | 675
[13 empty] | 72447 | 72447 | AR | SRMV | 1284.6667 | 675
[13 empty] | 72449 | 72449 | AR | SRMV | 1284.6667 | 675
[13 empty] | 72450 | 72450 | AR | SRMV | 1284.6667 | 675
[13 empty] | 72451 | 72451 | AR | SRMV | 1284.6667 | 675
[13 empty] | 72453 | 72453 | AR | SRMV | 1284.6667 | 675
[13 empty] | 72454 | 72454 | AR | SRMV | 1284.6667 | 675
[13 empty] | 72455 | 72455 | AR | SRMV | 1284.6667 | 675
[13 empty] | 72456 | 72456 | AR | SRMV | 1284.6667 | 675
[13 empty] | 72457 | 72457 | AR | SRMV | 1284.6667 | 675
[13 empty] | 72458 | 72458 | AR | SRMV | 1284.6667 | 675
[13 empty] | 72459 | 72459 | AR | SRMV | 1284.6667 | 675
[13 empty] | 72460 | 72460 | AR | SRMV | 1284.6667 | 675
[13 empty] | 72461 | 72461 | AR | SRMV | 1284.6667 | 675
[13 empty] | 72462 | 72462 | AR | SRMV | 1284.6667 | 675
[13 empty] | 72464 | 72464 | AR | SRMV | 1284.6667 | 675
[13 empty] | 72465 | 72465 | AR | SRMV | 1284.6667 | 675
[13 empty] | 72466 | 72466 | AR | SRMV | 1284.6667 | 675
[13 empty] | 72467 | 72467 | AR | SPSO | 1284.6667 | 675
[13 empty] | 72469 | 72469 | AR | SRMV | 1284.6667 | 675
[13 empty] | 72470 | 72470 | AR | SRMV | 1284.6667 | 675
[13 empty] | 72471 | 72471 | AR | SRMV | 1284.6667 | 675
[13 empty] | 72472 | 72472 | AR | SRMV | 1284.6667 | 675
[13 empty] | 72473 | 72473 | AR | SRMV | 1284.6667 | 675
[13 empty] | 72474 | 72474 | AR | SRMV | 1284.6667 | 675
[13 empty] | 72475 | 72475 | AR | SRMV | 1284.6667 | 675
[13 empty] | 72476 | 72476 | AR | SRMV | 1284.6667 | 675
[13 empty] | 72478 | 72478 | AR | SRMV | 1284.6667 | 675
[13 empty] | 72479 | 72479 | AR | SRMV | 1284.6667 | 675
[13 empty] | 72482 | 72482 | AR | SRMV | 1284.6667 | 675
[13 empty] | 72501 | 72501 | AR | SRMV | 1284.6667 | 675
[13 empty] | 72503 | 72503 | AR | SRMV | 1284.6667 | 675
[13 empty] | 72512 | 72512 | AR | SRMV | 1284.6667 | 675
[13 empty] | 72513 | 72513 | AR | SRMV | 1284.6667 | 675
[13 empty] | 72515 | 72515 | AR | SRMV | 1284.6667 | 675
[13 empty] | 72517 | 72517 | AR | SRMV | 1284.6667 | 675
[13 empty] | 72519 | 72519 | AR | SRMV | 1284.6667 | 675
[13 empty] | 72520 | 72520 | AR | SRMV | 1284.6667 | 675
[13 empty] | 72521 | 72521 | AR | SRMV | 1284.6667 | 675
[13 empty] | 72522 | 72522 | AR | SRMV | 1284.6667 | 675
[13 empty] | 72523 | 72523 | AR | SRMV | 1284.6667 | 675
[13 empty] | 72524 | 72524 | AR | SRMV | 1284.6667 | 675
[13 empty] | 72525 | 72525 | AR | SRMV | 1284.6667 | 675
[13 empty] | 72526 | 72526 | AR | SRMV | 1284.6667 | 675
[13 empty] | 72527 | 72527 | AR | SRMV | 1284.6667 | 675
[13 empty] | 72528 | 72528 | AR | SRMV | 1284.6667 | 675
[13 empty] | 72529 | 72529 | AR | SRMV | 1284.6667 | 675
[13 empty] | 72530 | 72530 | AR | SRMV | 1284.6667 | 675
[13 empty] | 72531 | 72531 | AR | SRMV | 1284.6667 | 675
[13 empty] | 72532 | 72532 | AR | SRMV | 1284.6667 | 675
[13 empty] | 72533 | 72533 | AR | SRMV | 1284.6667 | 675
[13 empty] | 72534 | 72534 | AR | SRMV | 1284.6667 | 675
[13 empty] | 72536 | 72536 | AR | SRMV | 1284.6667 | 675
[13 empty] | 72537 | 72537 | AR | SRMV | 1284.6667 | 675
[13 empty] | 72538 | 72538 | AR | SRMV | 1284.6667 | 675
[13 empty] | 72539 | 72539 | AR | SRMV | 1284.6667 | 675
[13 empty] | 72540 | 72540 | AR | SRMV | 1284.6667 | 675
[13 empty] | 72542 | 72542 | AR | SRMV | 1284.6667 | 675
[13 empty] | 72543 | 72543 | AR | SRMV | 1284.6667 | 675
[13 empty] | 72544 | 72544 | AR | SRMV | 1284.6667 | 675
[13 empty] | 72545 | 72545 | AR | SRMV | 1284.6667 | 675
[13 empty] | 72546 | 72546 | AR | SRMV | 1284.6667 | 675
[13 empty] | 72550 | 72550 | AR | SRMV | 1284.6667 | 675
[13 empty] | 72553 | 72553 | AR | SRMV | 1284.6667 | 675
[13 empty] | 72554 | 72554 | AR | SRMV | 1284.6667 | 675
[13 empty] | 72555 | 72555 | AR | SRMV | 1284.6667 | 675
[13 empty] | 72556 | 72556 | AR | SRMV | 1284.6667 | 675
[13 empty] | 72560 | 72560 | AR | SRMV | 1284.6667 | 675
[13 empty] | 72561 | 72561 | AR | SRMV | 1284.6667 | 675
[13 empty] | 72562 | 72562 | AR | SRMV | 1284.6667 | 675
[13 empty] | 72564 | 72564 | AR | SRMV | 1284.6667 | 675
[13 empty] | 72565 | 72565 | AR | SRMV | 1284.6667 | 675
[13 empty] | 72566 | 72566 | AR | SRMV | 1284.6667 | 675
[13 empty] | 72567 | 72567 | AR | SRMV | 1284.6667 | 675
[13 empty] | 72568 | 72568 | AR | SRMV | 1284.6667 | 675
[13 empty] | 72569 | 72569 | AR | SRMV | 1284.6667 | 675
[13 empty] | 72571 | 72571 | AR | SRMV | 1284.6667 | 675
[13 empty] | 72572 | 72572 | AR | SRMV | 1284.6667 | 675
[13 empty] | 72573 | 72573 | AR | SRMV | 1284.6667 | 675
[13 empty] | 72575 | 72575 | AR | SRMV | 1284.6667 | 675
[13 empty] | 72576 | 72576 | AR | SRMV | 1284.6667 | 675
[13 empty] | 72577 | 72577 | AR | SRMV | 1284.6667 | 675
[13 empty] | 72578 | 72578 | AR | SRMV | 1284.6667 | 675
[13 empty] | 72579 | 72579 | AR | SRMV | 1284.6667 | 675
[13 empty] | 72581 | 72581 | AR | SRMV | 1284.6667 | 675
[13 empty] | 72583 | 72583 | AR | SRMV | 1284.6667 | 675
[13 empty] | 72584 | 72584 | AR | SRMV | 1284.6667 | 675
[13 empty] | 72585 | 72585 | AR | SRMV | 1284.6667 | 675
[13 empty] | 72587 | 72587 | AR | SRMV | 1284.6667 | 675
[13 empty] | 72601 | 72601 | AR | SRMV | 1284.6667 | 675
[13 empty] | 72602 | 72602 | AR | SRMV | 1284.6667 | 675
[13 empty] | 72611 | 72611 | AR | SRMV | 1284.6667 | 675
[13 empty] | 72613 | 72613 | AR | SPSO | 1284.6667 | 675
[13 empty] | 72615 | 72615 | AR | SRMV | 1284.6667 | 675
[13 empty] | 72616 | 72616 | AR | SRMV | 1284.6667 | 675
[13 empty] | 72617 | 72617 | AR | SRMV | 1284.6667 | 675
[13 empty] | 72619 | 72619 | AR | SRMV | 1284.6667 | 675
[13 empty] | 72623 | 72623 | AR | SRMV | 1284.6667 | 675
[13 empty] | 72624 | 72624 | AR | SRMV | 1284.6667 | 675
[13 empty] | 72626 | 72626 | AR | SRMV | 1284.6667 | 675
[13 empty] | 72628 | 72628 | AR | SRMV | 1284.6667 | 675
[13 empty] | 72629 | 72629 | AR | SRMV | 1284.6667 | 675
[13 empty] | 72630 | 72630 | AR | SRMV | 1284.6667 | 675
[13 empty] | 72631 | 72631 | AR | SPSO | 1284.6667 | 675
[13 empty] | 72632 | 72632 | AR | SPSO | 1284.6667 | 675
[13 empty] | 72633 | 72633 | AR | SRMV | 1284.6667 | 675
[13 empty] | 72634 | 72634 | AR | SRMV | 1284.6667 | 675
[13 empty] | 72635 | 72635 | AR | SRMV | 1284.6667 | 675
[13 empty] | 72636 | 72636 | AR | SRMV | 1284.6667 | 675
[13 empty] | 72638 | 72638 | AR | SRMV | 1284.6667 | 675
[13 empty] | 72639 | 72639 | AR | SRMV | 1284.6667 | 675
[13 empty] | 72640 | 72640 | AR | SRMV | 1284.6667 | 675
[13 empty] | 72641 | 72641 | AR | SRMV | 1284.6667 | 675
[13 empty] | 72642 | 72642 | AR | SRMV | 1284.6667 | 675
[13 empty] | 72644 | 72644 | AR | SRMV | 1284.6667 | 675
[13 empty] | 72645 | 72645 | AR | SRMV | 1284.6667 | 675
[13 empty] | 72648 | 72648 | AR | SRMV | 1284.6667 | 675
[13 empty] | 72650 | 72650 | AR | SRMV | 1284.6667 | 675
[13 empty] | 72651 | 72651 | AR | SRMV | 1284.6667 | 675
[13 empty] | 72653 | 72653 | AR | SRMV | 1284.6667 | 675
[13 empty] | 72654 | 72654 | AR | SRMV | 1284.6667 | 675
[13 empty] | 72655 | 72655 | AR | SRMV | 1284.6667 | 675
[13 empty] | 72657 | 72657 | AR | SRMV | 1284.6667 | 675
[13 empty] | 72658 | 72658 | AR | SRMV | 1284.6667 | 675
[13 empty] | 72659 | 72659 | AR | SRMV | 1284.6667 | 675
[13 empty] | 72660 | 72660 | AR | SRMV | 1284.6667 | 675
[13 empty] | 72661 | 72661 | AR | SRMV | 1284.6667 | 675
[13 empty] | 72662 | 72662 | AR | SRMV | 1284.6667 | 675
[13 empty] | 72663 | 72663 | AR | SRMV | 1284.6667 | 675
[13 empty] | 72666 | 72666 | AR | SRMV | 1284.6667 | 675
[13 empty] | 72668 | 72668 | AR | SRMV | 1284.6667 | 675
[13 empty] | 72669 | 72669 | AR | SRMV | 1284.6667 | 675
[13 empty] | 72670 | 72670 | AR | SRMV | 1284.6667 | 675
[13 empty] | 72672 | 72672 | AR | SRMV | 1284.6667 | 675
[13 empty] | 72675 | 72675 | AR | SRMV | 1284.6667 | 675
[13 empty] | 72677 | 72677 | AR | SRMV | 1284.6667 | 675
[13 empty] | 72679 | 72679 | AR | SRMV | 1284.6667 | 675
[13 empty] | 72680 | 72680 | AR | SRMV | 1284.6667 | 675
[13 empty] | 72682 | 72682 | AR | SRMV | 1284.6667 | 675
[13 empty] | 72683 | 72683 | AR | SRMV | 1284.6667 | 675
[13 empty] | 72685 | 72685 | AR | SRMV | 1284.6667 | 675
[13 empty] | 72686 | 72686 | AR | SRMV | 1284.6667 | 675
[13 empty] | 72687 | 72687 | AR | SRMV | 1284.6667 | 675
[13 empty] | 72701 | 72701 | AR | SPSO | 1284.6667 | 675
[13 empty] | 72702 | 72702 | AR | SPSO | 1284.6667 | 675
[13 empty] | 72703 | 72703 | AR | SPSO | 1284.6667 | 675
[13 empty] | 72704 | 72704 | AR | SPSO | 1284.6667 | 675
[13 empty] | 72711 | 72711 | AR | SPSO | 1284.6667 | 675
[13 empty] | 72712 | 72712 | AR | SPSO | 1284.6667 | 675
[13 empty] | 72714 | 72714 | AR | SPSO | 1284.6667 | 675
[13 empty] | 72715 | 72715 | AR | SPSO | 1284.6667 | 675
[13 empty] | 72716 | 72716 | AR | SPSO | 1284.6667 | 675
[13 empty] | 72717 | 72717 | AR | SPSO | 1284.6667 | 675
[13 empty] | 72718 | 72718 | AR | SPSO | 1284.6667 | 675
[13 empty] | 72719 | 72719 | AR | SPSO | 1284.6667 | 675
[13 empty] | 72721 | 72721 | AR | SPSO | 1284.6667 | 675
[13 empty] | 72722 | 72722 | AR | SPSO | 1284.6667 | 675
[13 empty] | 72727 | 72727 | AR | SPSO | 1284.6667 | 675
[13 empty] | 72728 | 72728 | AR | SPSO | 1284.6667 | 675
[13 empty] | 72729 | 72729 | AR | SPSO | 1284.6667 | 675
[13 empty] | 72730 | 72730 | AR | SPSO | 1284.6667 | 675
[13 empty] | 72732 | 72732 | AR | SPSO | 1284.6667 | 675
[13 empty] | 72733 | 72733 | AR | SPSO | 1284.6667 | 675
[13 empty] | 72734 | 72734 | AR | SPSO | 1284.6667 | 675
[13 empty] | 72735 | 72735 | AR | SPSO | 1284.6667 | 675
[13 empty] | 72736 | 72736 | AR | SPSO | 1284.6667 | 675
[13 empty] | 72737 | 72737 | AR | SPSO | 1284.6667 | 675
[13 empty] | 72738 | 72738 | AR | SPSO | 1284.6667 | 675
[13 empty] | 72739 | 72739 | AR | SPSO | 1284.6667 | 675
[13 empty] | 72740 | 72740 | AR | SRMV | 1284.6667 | 675
[13 empty] | 72741 | 72741 | AR | SPSO | 1284.6667 | 675
[13 empty] | 72742 | 72742 | AR | SRMV | 1284.6667 | 675
[13 empty] | 72744 | 72744 | AR | SPSO | 1284.6667 | 675
[13 empty] | 72745 | 72745 | AR | SPSO | 1284.6667 | 675
[13 empty] | 72747 | 72747 | AR | SPSO | 1284.6667 | 675
[13 empty] | 72749 | 72749 | AR | SPSO | 1284.6667 | 675
[13 empty] | 72751 | 72751 | AR | SPSO | 1284.6667 | 675
[13 empty] | 72752 | 72752 | AR | SPSO | 1284.6667 | 675
[13 empty] | 72753 | 72753 | AR | SPSO | 1284.6667 | 675
[13 empty] | 72756 | 72756 | AR | SPSO | 1284.6667 | 675
[13 empty] | 72757 | 72757 | AR | SPSO | 1284.6667 | 675
[13 empty] | 72758 | 72758 | AR | SPSO | 1284.6667 | 675
[13 empty] | 72760 | 72760 | AR | SPSO | 1284.6667 | 675
[13 empty] | 72761 | 72761 | AR | SPSO | 1284.6667 | 675
[13 empty] | 72762 | 72762 | AR | SPSO | 1284.6667 | 675
[13 empty] | 72764 | 72764 | AR | SPSO | 1284.6667 | 675
[13 empty] | 72765 | 72765 | AR | SPSO | 1284.6667 | 675
[13 empty] | 72766 | 72766 | AR | SPSO | 1284.6667 | 675
[13 empty] | 72768 | 72768 | AR | SPSO | 1284.6667 | 675
[13 empty] | 72769 | 72769 | AR | SPSO | 1284.6667 | 675
[13 empty] | 72770 | 72770 | AR | SPSO | 1284.6667 | 675
[13 empty] | 72773 | 72773 | AR | SPSO | 1284.6667 | 675
[13 empty] | 72774 | 72774 | AR | SPSO | 1284.6667 | 675
[13 empty] | 72776 | 72776 | AR | SPSO | 1284.6667 | 675
[13 empty] | 72801 | 72801 | AR | SRMV | 1284.6667 | 675
[13 empty] | 72802 | 72802 | AR | SRMV | 1284.6667 | 675
[13 empty] | 72811 | 72811 | AR | SRMV | 1284.6667 | 675
[13 empty] | 72812 | 72812 | AR | SRMV | 1284.6667 | 675
[13 empty] | 72820 | 72820 | AR | SPSO | 1284.6667 | 675
[13 empty] | 72821 | 72821 | AR | SPSO | 1284.6667 | 675
[13 empty] | 72823 | 72823 | AR | SRMV | 1284.6667 | 675
[13 empty] | 72824 | 72824 | AR | SRMV | 1284.6667 | 675
[13 empty] | 72826 | 72826 | AR | SRMV | 1284.6667 | 675
[13 empty] | 72827 | 72827 | AR | SRMV | 1284.6667 | 675
[13 empty] | 72828 | 72828 | AR | SRMV | 1284.6667 | 675
[13 empty] | 72829 | 72829 | AR | SRMV | 1284.6667 | 675
[13 empty] | 72830 | 72830 | AR | SRMV | 1284.6667 | 675
[13 empty] | 72832 | 72832 | AR | SRMV | 1284.6667 | 675
[13 empty] | 72833 | 72833 | AR | SRMV | 1284.6667 | 675
[13 empty] | 72834 | 72834 | AR | SRMV | 1284.6667 | 675
[13 empty] | 72835 | 72835 | AR | SRMV | 1284.6667 | 675
[13 empty] | 72837 | 72837 | AR | SRMV | 1284.6667 | 675
[13 empty] | 72838 | 72838 | AR | SRMV | 1284.6667 | 675
[13 empty] | 72839 | 72839 | AR | SRMV | 1284.6667 | 675
[13 empty] | 72840 | 72840 | AR | SRMV | 1284.6667 | 675
[13 empty] | 72841 | 72841 | AR | SRMV | 1284.6667 | 675
[13 empty] | 72842 | 72842 | AR | SRMV | 1284.6667 | 675
[13 empty] | 72843 | 72843 | AR | SRMV | 1284.6667 | 675
[13 empty] | 72845 | 72845 | AR | SRMV | 1284.6667 | 675
[13 empty] | 72846 | 72846 | AR | SRMV | 1284.6667 | 675
[13 empty] | 72847 | 72847 | AR | SRMV | 1284.6667 | 675
[13 empty] | 72851 | 72851 | AR | SRMV | 1284.6667 | 675
[13 empty] | 72852 | 72852 | AR | SRMV | 1284.6667 | 675
[13 empty] | 72853 | 72853 | AR | SRMV | 1284.6667 | 675
[13 empty] | 72854 | 72854 | AR | SRMV | 1284.6667 | 675
[13 empty] | 72855 | 72855 | AR | SRMV | 1284.6667 | 675
[13 empty] | 72856 | 72856 | AR | SRMV | 1284.6667 | 675
[13 empty] | 72857 | 72857 | AR | SRMV | 1284.6667 | 675
[13 empty] | 72858 | 72858 | AR | SRMV | 1284.6667 | 675
[13 empty] | 72860 | 72860 | AR | SRMV | 1284.6667 | 675
[13 empty] | 72863 | 72863 | AR | SPSO | 1284.6667 | 675
[13 empty] | 72865 | 72865 | AR | SPSO | 1284.6667 | 675
[13 empty] | 72901 | 72901 | AR | SPSO | 1284.6667 | 675
[13 empty] | 72902 | 72902 | AR | SPSO | 1284.6667 | 675
[13 empty] | 72903 | 72903 | AR | SPSO | 1284.6667 | 675
[13 empty] | 72904 | 72904 | AR | SPSO | 1284.6667 | 675
[13 empty] | 72905 | 72905 | AR | SPSO | 1284.6667 | 675
[13 empty] | 72906 | 72906 | AR | SPSO | 1284.6667 | 675
[13 empty] | 72908 | 72908 | AR | SPSO | 1284.6667 | 675
[13 empty] | 72913 | 72913 | AR | SPSO | 1284.6667 | 675
[13 empty] | 72914 | 72914 | AR | SPSO | 1284.6667 | 675
[13 empty] | 72916 | 72916 | AR | SPSO | 1284.6667 | 675
[13 empty] | 72917 | 72917 | AR | SPSO | 1284.6667 | 675
[13 empty] | 72918 | 72918 | AR | SPSO | 1284.6667 | 675
[13 empty] | 72919 | 72919 | AR | SPSO | 1284.6667 | 675
[13 empty] | 72921 | 72921 | AR | SPSO | 1284.6667 | 675
[13 empty] | 72923 | 72923 | AR | SPSO | 1284.6667 | 675
[13 empty] | 72926 | 72926 | AR | SRMV | 1284.6667 | 675
[13 empty] | 72927 | 72927 | AR | SRMV | 1284.6667 | 675
[13 empty] | 72928 | 72928 | AR | SPSO | 1284.6667 | 675
[13 empty] | 72930 | 72930 | AR | SRMV | 1284.6667 | 675
[13 empty] | 72932 | 72932 | AR | SRMV | 1284.6667 | 675
[13 empty] | 72933 | 72933 | AR | SPSO | 1284.6667 | 675
[13 empty] | 72934 | 72934 | AR | SRMV | 1284.6667 | 675
[13 empty] | 72935 | 72935 | AR | SPSO | 1284.6667 | 675
[13 empty] | 72936 | 72936 | AR | SRMV | 1284.6667 | 675
[13 empty] | 72937 | 72937 | AR | SRMV | 1284.6667 | 675
[13 empty] | 72938 | 72938 | AR | SPSO | 1284.6667 | 675
[13 empty] | 72940 | 72940 | AR | SRMV | 1284.6667 | 675
[13 empty] | 72941 | 72941 | AR | SPSO | 1284.6667 | 675
[13 empty] | 72943 | 72943 | AR | SRMV | 1284.6667 | 675
[13 empty] | 72944 | 72944 | AR | SPSO | 1284.6667 | 675
[13 empty] | 72945 | 72945 | AR | SPSO | 1284.6667 | 675
[13 empty] | 72946 | 72946 | AR | SPSO | 1284.6667 | 675
[13 empty] | 72947 | 72947 | AR | SRMV | 1284.6667 | 675
[13 empty] | 72948 | 72948 | AR | SPSO | 1284.6667 | 675
[13 empty] | 72949 | 72949 | AR | SRMV | 1284.6667 | 675
[13 empty] | 72950 | 72950 | AR | SRMV | 1284.6667 | 675
[13 empty] | 72951 | 72951 | AR | SPSO | 1284.6667 | 675
[13 empty] | 72952 | 72952 | AR | SRMV | 1284.6667 | 675
[13 empty] | 72955 | 72955 | AR | SRMV | 1284.6667 | 675
[13 empty] | 72956 | 72956 | AR | SPSO | 1284.6667 | 675
[13 empty] | 72957 | 72957 | AR | SPSO | 1284.6667 | 675
[13 empty] | 72958 | 72958 | AR | SRMV | 1284.6667 | 675
[13 empty] | 72959 | 72959 | AR | SPSO | 1284.6667 | 675
[13 empty] | 73001 | 73001 | OK | SPSO | 1284.6667 | 675
[13 empty] | 73002 | 73002 | OK | SPSO | 1284.6667 | 675
[13 empty] | 73003 | 73003 | OK | SPSO | 1284.6667 | 675
[13 empty] | 73004 | 73004 | OK | SPSO | 1284.6667 | 675
[13 empty] | 73005 | 73005 | OK | SPSO | 1284.6667 | 675
[13 empty] | 73006 | 73006 | OK | SPSO | 1284.6667 | 675
[13 empty] | 73007 | 73007 | OK | SPSO | 1284.6667 | 675
[13 empty] | 73008 | 73008 | OK | SPSO | 1284.6667 | 675
[13 empty] | 73009 | 73009 | OK | SPSO | 1284.6667 | 675
[13 empty] | 73010 | 73010 | OK | SPSO | 1284.6667 | 675
[13 empty] | 73011 | 73011 | OK | SPSO | 1284.6667 | 675
[13 empty] | 73012 | 73012 | OK | SPSO | 1284.6667 | 675
[13 empty] | 73013 | 73013 | OK | SPSO | 1284.6667 | 675
[13 empty] | 73014 | 73014 | OK | SPSO | 1284.6667 | 675
[13 empty] | 73015 | 73015 | OK | SPSO | 1284.6667 | 675
[13 empty] | 73016 | 73016 | OK | SPSO | 1284.6667 | 675
[13 empty] | 73017 | 73017 | OK | SPSO | 1284.6667 | 675
[13 empty] | 73018 | 73018 | OK | SPSO | 1284.6667 | 675
[13 empty] | 73019 | 73019 | OK | SPSO | 1284.6667 | 675
[13 empty] | 73020 | 73020 | OK | SPSO | 1284.6667 | 675
[13 empty] | 73021 | 73021 | OK | SPSO | 1284.6667 | 675
[13 empty] | 73022 | 73022 | OK | SPSO | 1284.6667 | 675
[13 empty] | 73023 | 73023 | OK | SPSO | 1284.6667 | 675
[13 empty] | 73024 | 73024 | OK | SPSO | 1284.6667 | 675
[13 empty] | 73025 | 73025 | OK | SPSO | 1284.6667 | 675
[13 empty] | 73026 | 73026 | OK | SPSO | 1284.6667 | 675
[13 empty] | 73027 | 73027 | OK | SPSO | 1284.6667 | 675
[13 empty] | 73028 | 73028 | OK | SPSO | 1284.6667 | 675
[13 empty] | 73029 | 73029 | OK | SPSO | 1284.6667 | 675
[13 empty] | 73030 | 73030 | OK | SPSO | 1284.6667 | 675
[13 empty] | 73031 | 73031 | OK | SPSO | 1284.6667 | 675
[13 empty] | 73032 | 73032 | OK | SPSO | 1284.6667 | 675
[13 empty] | 73033 | 73033 | OK | SPSO | 1284.6667 | 675
[13 empty] | 73034 | 73034 | OK | SPSO | 1284.6667 | 675
[13 empty] | 73036 | 73036 | OK | SPSO | 1284.6667 | 675
[13 empty] | 73038 | 73038 | OK | SPSO | 1284.6667 | 675
[13 empty] | 73039 | 73039 | OK | SPSO | 1284.6667 | 675
[13 empty] | 73040 | 73040 | OK | SPSO | 1284.6667 | 675
[13 empty] | 73041 | 73041 | OK | SPSO | 1284.6667 | 675
[13 empty] | 73042 | 73042 | OK | SPSO | 1284.6667 | 675
[13 empty] | 73043 | 73043 | OK | SPSO | 1284.6667 | 675
[13 empty] | 73044 | 73044 | OK | SPSO | 1284.6667 | 675
[13 empty] | 73045 | 73045 | OK | SPSO | 1284.6667 | 675
[13 empty] | 73047 | 73047 | OK | SPSO | 1284.6667 | 675
[13 empty] | 73048 | 73048 | OK | SPSO | 1284.6667 | 675
[13 empty] | 73049 | 73049 | OK | SPSO | 1284.6667 | 675
[13 empty] | 73050 | 73050 | OK | SPSO | 1284.6667 | 675
[13 empty] | 73051 | 73051 | OK | SPSO | 1284.6667 | 675
[13 empty] | 73052 | 73052 | OK | SPSO | 1284.6667 | 675
[13 empty] | 73053 | 73053 | OK | SPSO | 1284.6667 | 675
[13 empty] | 73054 | 73054 | OK | SPSO | 1284.6667 | 675
[13 empty] | 73055 | 73055 | OK | SPSO | 1284.6667 | 675
[13 empty] | 73056 | 73056 | OK | SPSO | 1284.6667 | 675
[13 empty] | 73057 | 73057 | OK | SPSO | 1284.6667 | 675
[13 empty] | 73058 | 73058 | OK | SPSO | 1284.6667 | 675
[13 empty] | 73059 | 73059 | OK | SPSO | 1284.6667 | 675
[13 empty] | 73061 | 73061 | OK | SPSO | 1284.6667 | 675
[13 empty] | 73062 | 73062 | OK | SPSO | 1284.6667 | 675
[13 empty] | 73063 | 73063 | OK | SPSO | 1284.6667 | 675
[13 empty] | 73064 | 73064 | OK | SPSO | 1284.6667 | 675
[13 empty] | 73065 | 73065 | OK | SPSO | 1284.6667 | 675
[13 empty] | 73066 | 73066 | OK | SPSO | 1284.6667 | 675
[13 empty] | 73067 | 73067 | OK | SPSO | 1284.6667 | 675
[13 empty] | 73068 | 73068 | OK | SPSO | 1284.6667 | 675
[13 empty] | 73069 | 73069 | OK | SPSO | 1284.6667 | 675
[13 empty] | 73070 | 73070 | OK | SPSO | 1284.6667 | 675
[13 empty] | 73071 | 73071 | OK | SPSO | 1284.6667 | 675
[13 empty] | 73072 | 73072 | OK | SPSO | 1284.6667 | 675
[13 empty] | 73073 | 73073 | OK | SPSO | 1284.6667 | 675
[13 empty] | 73074 | 73074 | OK | SPSO | 1284.6667 | 675
[13 empty] | 73075 | 73075 | OK | SPSO | 1284.6667 | 675
[13 empty] | 73077 | 73077 | OK | SPSO | 1284.6667 | 675
[13 empty] | 73078 | 73078 | OK | SPSO | 1284.6667 | 675
[13 empty] | 73079 | 73079 | OK | SPSO | 1284.6667 | 675
[13 empty] | 73080 | 73080 | OK | SPSO | 1284.6667 | 675
[13 empty] | 73082 | 73082 | OK | SPSO | 1284.6667 | 675
[13 empty] | 73083 | 73083 | OK | SPSO | 1284.6667 | 675
[13 empty] | 73084 | 73084 | OK | SPSO | 1284.6667 | 675
[13 empty] | 73085 | 73085 | OK | SPSO | 1284.6667 | 675
[13 empty] | 73086 | 73086 | OK | SPSO | 1284.6667 | 675
[13 empty] | 73089 | 73089 | OK | SPSO | 1284.6667 | 675
[13 empty] | 73090 | 73090 | OK | SPSO | 1284.6667 | 675
[13 empty] | 73092 | 73092 | OK | SPSO | 1284.6667 | 675
[13 empty] | 73093 | 73093 | OK | SPSO | 1284.6667 | 675
[13 empty] | 73095 | 73095 | OK | SPSO | 1284.6667 | 675
[13 empty] | 73096 | 73096 | OK | SPSO | 1284.6667 | 675
[13 empty] | 73097 | 73097 | OK | SPSO | 1284.6667 | 675
[13 empty] | 73098 | 73098 | OK | SPSO | 1284.6667 | 675
[13 empty] | 73099 | 73099 | OK | SPSO | 1284.6667 | 675
[13 empty] | 73101 | 73101 | OK | SPSO | 1501.3333 | 651.6667
[13 empty] | 73102 | 73102 | OK | SPSO | 1501.3333 | 651.6667
[13 empty] | 73103 | 73103 | OK | SPSO | 1501.3333 | 651.6667
[13 empty] | 73104 | 73104 | OK | SPSO | 1501.3333 | 651.6667
[13 empty] | 73105 | 73105 | OK | SPSO | 1501.3333 | 651.6667
[13 empty] | 73106 | 73106 | OK | SPSO | 1501.3333 | 651.6667
[13 empty] | 73107 | 73107 | OK | SPSO | 1501.3333 | 651.6667
[13 empty] | 73108 | 73108 | OK | SPSO | 1501.3333 | 651.6667
[13 empty] | 73109 | 73109 | OK | SPSO | 1501.3333 | 651.6667
[13 empty] | 73110 | 73110 | OK | SPSO | 1501.3333 | 651.6667
[13 empty] | 73111 | 73111 | OK | SPSO | 1501.3333 | 651.6667
[13 empty] | 73112 | 73112 | OK | SPSO | 1501.3333 | 651.6667
[13 empty] | 73113 | 73113 | OK | SPSO | 1501.3333 | 651.6667
[13 empty] | 73114 | 73114 | OK | SPSO | 1501.3333 | 651.6667
[13 empty] | 73115 | 73115 | OK | SPSO | 1501.3333 | 651.6667
[13 empty] | 73116 | 73116 | OK | SPSO | 1501.3333 | 651.6667
[13 empty] | 73117 | 73117 | OK | SPSO | 1501.3333 | 651.6667
[13 empty] | 73118 | 73118 | OK | SPSO | 1501.3333 | 651.6667
[13 empty] | 73119 | 73119 | OK | SPSO | 1501.3333 | 651.6667
[13 empty] | 73120 | 73120 | OK | SPSO | 1501.3333 | 651.6667
[13 empty] | 73121 | 73121 | OK | SPSO | 1501.3333 | 651.6667
[13 empty] | 73122 | 73122 | OK | SPSO | 1501.3333 | 651.6667
[13 empty] | 73123 | 73123 | OK | SPSO | 1501.3333 | 651.6667
[13 empty] | 73124 | 73124 | OK | SPSO | 1501.3333 | 651.6667
[13 empty] | 73125 | 73125 | OK | SPSO | 1501.3333 | 651.6667
[13 empty] | 73126 | 73126 | OK | SPSO | 1501.3333 | 651.6667
[13 empty] | 73127 | 73127 | OK | SPSO | 1501.3333 | 651.6667
[13 empty] | 73128 | 73128 | OK | SPSO | 1501.3333 | 651.6667
[13 empty] | 73129 | 73129 | OK | SPSO | 1501.3333 | 651.6667
[13 empty] | 73130 | 73130 | OK | SPSO | 1501.3333 | 651.6667
[13 empty] | 73131 | 73131 | OK | SPSO | 1501.3333 | 651.6667
[13 empty] | 73132 | 73132 | OK | SPSO | 1501.3333 | 651.6667
[13 empty] | 73134 | 73134 | OK | SPSO | 1501.3333 | 651.6667
[13 empty] | 73135 | 73135 | OK | SPSO | 1501.3333 | 651.6667
[13 empty] | 73136 | 73136 | OK | SPSO | 1501.3333 | 651.6667
[13 empty] | 73137 | 73137 | OK | SPSO | 1501.3333 | 651.6667
[13 empty] | 73139 | 73139 | OK | SPSO | 1501.3333 | 651.6667
[13 empty] | 73140 | 73140 | OK | SPSO | 1501.3333 | 651.6667
[13 empty] | 73141 | 73141 | OK | SPSO | 1501.3333 | 651.6667
[13 empty] | 73142 | 73142 | OK | SPSO | 1501.3333 | 651.6667
[13 empty] | 73143 | 73143 | OK | SPSO | 1501.3333 | 651.6667
[13 empty] | 73144 | 73144 | OK | SPSO | 1501.3333 | 651.6667
[13 empty] | 73145 | 73145 | OK | SPSO | 1501.3333 | 651.6667
[13 empty] | 73146 | 73146 | OK | SPSO | 1501.3333 | 651.6667
[13 empty] | 73147 | 73147 | OK | SPSO | 1501.3333 | 651.6667
[13 empty] | 73148 | 73148 | OK | SPSO | 1501.3333 | 651.6667
[13 empty] | 73149 | 73149 | OK | SPSO | 1501.3333 | 651.6667
[13 empty] | 73150 | 73150 | OK | SPSO | 1501.3333 | 651.6667
[13 empty] | 73151 | 73151 | OK | SPSO | 1501.3333 | 651.6667
[13 empty] | 73152 | 73152 | OK | SPSO | 1501.3333 | 651.6667
[13 empty] | 73153 | 73153 | OK | SPSO | 1501.3333 | 651.6667
[13 empty] | 73154 | 73154 | OK | SPSO | 1501.3333 | 651.6667
[13 empty] | 73155 | 73155 | OK | SPSO | 1501.3333 | 651.6667
[13 empty] | 73156 | 73156 | OK | SPSO | 1501.3333 | 651.6667
[13 empty] | 73157 | 73157 | OK | SPSO | 1501.3333 | 651.6667
[13 empty] | 73159 | 73159 | OK | SPSO | 1501.3333 | 651.6667
[13 empty] | 73160 | 73160 | OK | SPSO | 1501.3333 | 651.6667
[13 empty] | 73162 | 73162 | OK | SPSO | 1501.3333 | 651.6667
[13 empty] | 73163 | 73163 | OK | SPSO | 1501.3333 | 651.6667
[13 empty] | 73164 | 73164 | OK | SPSO | 1501.3333 | 651.6667
[13 empty] | 73165 | 73165 | OK | SPSO | 1501.3333 | 651.6667
[13 empty] | 73167 | 73167 | OK | SPSO | 1501.3333 | 651.6667
[13 empty] | 73169 | 73169 | OK | SPSO | 1501.3333 | 651.6667
[13 empty] | 73170 | 73170 | OK | SPSO | 1501.3333 | 651.6667
[13 empty] | 73172 | 73172 | OK | SPSO | 1501.3333 | 651.6667
[13 empty] | 73173 | 73173 | OK | SPSO | 1501.3333 | 651.6667
[13 empty] | 73178 | 73178 | OK | SPSO | 1501.3333 | 651.6667
[13 empty] | 73179 | 73179 | OK | SPSO | 1501.3333 | 651.6667
[13 empty] | 73184 | 73184 | OK | SPSO | 1501.3333 | 651.6667
[13 empty] | 73185 | 73185 | OK | SPSO | 1501.3333 | 651.6667
[13 empty] | 73189 | 73189 | OK | SPSO | 1501.3333 | 651.6667
[13 empty] | 73190 | 73190 | OK | SPSO | 1501.3333 | 651.6667
[13 empty] | 73194 | 73194 | OK | SPSO | 1501.3333 | 651.6667
[13 empty] | 73195 | 73195 | OK | SPSO | 1501.3333 | 651.6667
[13 empty] | 73196 | 73196 | OK | SPSO | 1501.3333 | 651.6667
[13 empty] | 73198 | 73198 | OK | SPSO | 1501.3333 | 651.6667
[13 empty] | 73301 | 73301 | TX | ERCT | 682.3333 | 1044
[13 empty] | 73344 | 73344 | TX | ERCT | 682.3333 | 1044
[13 empty] | 73401 | 73401 | OK | SPSO | 682.3333 | 1044
[13 empty] | 73402 | 73402 | OK | SPSO | 682.3333 | 1044
[13 empty] | 73403 | 73403 | OK | SPSO | 682.3333 | 1044
[13 empty] | 73425 | 73425 | OK | SPSO | 682.3333 | 1044
[13 empty] | 73430 | 73430 | OK | SPSO | 682.3333 | 1044
[13 empty] | 73432 | 73432 | OK | SPSO | 682.3333 | 1044
[13 empty] | 73433 | 73433 | OK | SPSO | 682.3333 | 1044
[13 empty] | 73434 | 73434 | OK | SPSO | 682.3333 | 1044
[13 empty] | 73435 | 73435 | OK | SPSO | 682.3333 | 1044
[13 empty] | 73436 | 73436 | OK | SPSO | 682.3333 | 1044
[13 empty] | 73437 | 73437 | OK | SPSO | 682.3333 | 1044
[13 empty] | 73438 | 73438 | OK | SPSO | 682.3333 | 1044
[13 empty] | 73439 | 73439 | OK | SPSO | 682.3333 | 1044
[13 empty] | 73440 | 73440 | OK | SPSO | 682.3333 | 1044
[13 empty] | 73441 | 73441 | OK | SPSO | 682.3333 | 1044
[13 empty] | 73442 | 73442 | OK | SPSO | 682.3333 | 1044
[13 empty] | 73443 | 73443 | OK | SPSO | 682.3333 | 1044
[13 empty] | 73444 | 73444 | OK | SPSO | 682.3333 | 1044
[13 empty] | 73446 | 73446 | OK | SPSO | 682.3333 | 1044
[13 empty] | 73447 | 73447 | OK | SPSO | 682.3333 | 1044
[13 empty] | 73448 | 73448 | OK | SPSO | 682.3333 | 1044
[13 empty] | 73449 | 73449 | OK | SPSO | 682.3333 | 1044
[13 empty] | 73450 | 73450 | OK | SPSO | 682.3333 | 1044
[13 empty] | 73453 | 73453 | OK | SPSO | 682.3333 | 1044
[13 empty] | 73455 | 73455 | OK | SPSO | 682.3333 | 1044
[13 empty] | 73456 | 73456 | OK | SPSO | 682.3333 | 1044
[13 empty] | 73458 | 73458 | OK | SPSO | 682.3333 | 1044
[13 empty] | 73459 | 73459 | OK | SPSO | 682.3333 | 1044
[13 empty] | 73460 | 73460 | OK | SPSO | 682.3333 | 1044
[13 empty] | 73461 | 73461 | OK | SPSO | 682.3333 | 1044
[13 empty] | 73463 | 73463 | OK | SPSO | 682.3333 | 1044
[13 empty] | 73481 | 73481 | OK | SPSO | 682.3333 | 1044
[13 empty] | 73487 | 73487 | OK | SPSO | 682.3333 | 1044
[13 empty] | 73488 | 73488 | OK | SPSO | 682.3333 | 1044
[13 empty] | 73491 | 73491 | OK | SPSO | 682.3333 | 1044
[13 empty] | 73501 | 73501 | OK | SPSO | 682.3333 | 1044
[13 empty] | 73502 | 73502 | OK | SPSO | 682.3333 | 1044
[13 empty] | 73503 | 73503 | OK | SPSO | 682.3333 | 1044
[13 empty] | 73505 | 73505 | OK | SPSO | 682.3333 | 1044
[13 empty] | 73506 | 73506 | OK | SPSO | 682.3333 | 1044
[13 empty] | 73507 | 73507 | OK | SPSO | 682.3333 | 1044
[13 empty] | 73520 | 73520 | OK | SPSO | 682.3333 | 1044
[13 empty] | 73521 | 73521 | OK | SPSO | 682.3333 | 1044
[13 empty] | 73522 | 73522 | OK | SPSO | 682.3333 | 1044
[13 empty] | 73523 | 73523 | OK | SPSO | 682.3333 | 1044
[13 empty] | 73526 | 73526 | OK | SPSO | 682.3333 | 1044
[13 empty] | 73527 | 73527 | OK | SPSO | 682.3333 | 1044
[13 empty] | 73528 | 73528 | OK | SPSO | 682.3333 | 1044
[13 empty] | 73529 | 73529 | OK | SPSO | 682.3333 | 1044
[13 empty] | 73530 | 73530 | OK | SPSO | 682.3333 | 1044
[13 empty] | 73531 | 73531 | OK | SPSO | 682.3333 | 1044
[13 empty] | 73532 | 73532 | OK | SPSO | 682.3333 | 1044
[13 empty] | 73533 | 73533 | OK | SPSO | 682.3333 | 1044
[13 empty] | 73534 | 73534 | OK | SPSO | 682.3333 | 1044
[13 empty] | 73536 | 73536 | OK | SPSO | 682.3333 | 1044
[13 empty] | 73537 | 73537 | OK | SPSO | 682.3333 | 1044
[13 empty] | 73538 | 73538 | OK | SPSO | 682.3333 | 1044
[13 empty] | 73539 | 73539 | OK | SPSO | 682.3333 | 1044
[13 empty] | 73540 | 73540 | OK | SPSO | 682.3333 | 1044
[13 empty] | 73541 | 73541 | OK | SPSO | 682.3333 | 1044
[13 empty] | 73542 | 73542 | OK | SPSO | 682.3333 | 1044
[13 empty] | 73543 | 73543 | OK | SPSO | 682.3333 | 1044
[13 empty] | 73544 | 73544 | OK | SPSO | 682.3333 | 1044
[13 empty] | 73546 | 73546 | OK | SPSO | 682.3333 | 1044
[13 empty] | 73547 | 73547 | OK | SPSO | 682.3333 | 1044
[13 empty] | 73548 | 73548 | OK | SPSO | 682.3333 | 1044
[13 empty] | 73549 | 73549 | OK | SPSO | 682.3333 | 1044
[13 empty] | 73550 | 73550 | OK | SPSO | 682.3333 | 1044
[13 empty] | 73551 | 73551 | OK | SPSO | 682.3333 | 1044
[13 empty] | 73552 | 73552 | OK | SPSO | 682.3333 | 1044
[13 empty] | 73553 | 73553 | OK | SPSO | 682.3333 | 1044
[13 empty] | 73554 | 73554 | OK | SPSO | 682.3333 | 1044
[13 empty] | 73555 | 73555 | OK | SPSO | 682.3333 | 1044
[13 empty] | 73556 | 73556 | OK | SPSO | 682.3333 | 1044
[13 empty] | 73557 | 73557 | OK | SPSO | 682.3333 | 1044
[13 empty] | 73558 | 73558 | OK | SPSO | 682.3333 | 1044
[13 empty] | 73559 | 73559 | OK | SPSO | 682.3333 | 1044
[13 empty] | 73560 | 73560 | OK | SPSO | 682.3333 | 1044
[13 empty] | 73561 | 73561 | OK | SPSO | 682.3333 | 1044
[13 empty] | 73562 | 73562 | OK | SPSO | 682.3333 | 1044
[13 empty] | 73564 | 73564 | OK | SPSO | 682.3333 | 1044
[13 empty] | 73565 | 73565 | OK | SPSO | 682.3333 | 1044
[13 empty] | 73566 | 73566 | OK | SPSO | 682.3333 | 1044
[13 empty] | 73567 | 73567 | OK | SPSO | 682.3333 | 1044
[13 empty] | 73568 | 73568 | OK | SPSO | 682.3333 | 1044
[13 empty] | 73569 | 73569 | OK | SPSO | 682.3333 | 1044
[13 empty] | 73570 | 73570 | OK | SPSO | 682.3333 | 1044
[13 empty] | 73571 | 73571 | OK | SPSO | 682.3333 | 1044
[13 empty] | 73572 | 73572 | OK | SPSO | 682.3333 | 1044
[13 empty] | 73573 | 73573 | OK | SPSO | 682.3333 | 1044
[13 empty] | 73601 | 73601 | OK | SPSO | 682.3333 | 1044
[13 empty] | 73620 | 73620 | OK | SPSO | 682.3333 | 1044
[13 empty] | 73622 | 73622 | OK | SPSO | 682.3333 | 1044
[13 empty] | 73624 | 73624 | OK | SPSO | 682.3333 | 1044
[13 empty] | 73625 | 73625 | OK | SPSO | 682.3333 | 1044
[13 empty] | 73626 | 73626 | OK | SPSO | 682.3333 | 1044
[13 empty] | 73627 | 73627 | OK | SPSO | 682.3333 | 1044
[13 empty] | 73628 | 73628 | OK | SPSO | 682.3333 | 1044
[13 empty] | 73632 | 73632 | OK | SPSO | 682.3333 | 1044
[13 empty] | 73638 | 73638 | OK | SPSO | 682.3333 | 1044
[13 empty] | 73639 | 73639 | OK | SPSO | 682.3333 | 1044
[13 empty] | 73641 | 73641 | OK | SPSO | 682.3333 | 1044
[13 empty] | 73642 | 73642 | OK | SPSO | 682.3333 | 1044
[13 empty] | 73644 | 73644 | OK | SPSO | 682.3333 | 1044
[13 empty] | 73645 | 73645 | OK | SPSO | 682.3333 | 1044
[13 empty] | 73646 | 73646 | OK | SPSO | 682.3333 | 1044
[13 empty] | 73647 | 73647 | OK | SPSO | 682.3333 | 1044
[13 empty] | 73648 | 73648 | OK | SPSO | 682.3333 | 1044
[13 empty] | 73650 | 73650 | OK | SPSO | 682.3333 | 1044
[13 empty] | 73651 | 73651 | OK | SPSO | 682.3333 | 1044
[13 empty] | 73654 | 73654 | OK | SPSO | 682.3333 | 1044
[13 empty] | 73655 | 73655 | OK | SPSO | 682.3333 | 1044
[13 empty] | 73658 | 73658 | OK | SPSO | 682.3333 | 1044
[13 empty] | 73659 | 73659 | OK | SPSO | 682.3333 | 1044
[13 empty] | 73660 | 73660 | OK | SPSO | 682.3333 | 1044
[13 empty] | 73661 | 73661 | OK | SPSO | 682.3333 | 1044
[13 empty] | 73662 | 73662 | OK | SPSO | 682.3333 | 1044
[13 empty] | 73663 | 73663 | OK | SPSO | 682.3333 | 1044
[13 empty] | 73664 | 73664 | OK | SPSO | 682.3333 | 1044
[13 empty] | 73666 | 73666 | OK | SPSO | 682.3333 | 1044
[13 empty] | 73667 | 73667 | OK | SPSO | 682.3333 | 1044
[13 empty] | 73668 | 73668 | OK | SPSO | 682.3333 | 1044
[13 empty] | 73669 | 73669 | OK | SPSO | 682.3333 | 1044
[13 empty] | 73673 | 73673 | OK | SPSO | 682.3333 | 1044
[13 empty] | 73701 | 73701 | OK | SPSO | 682.3333 | 1044
[13 empty] | 73702 | 73702 | OK | SPSO | 682.3333 | 1044
[13 empty] | 73703 | 73703 | OK | SPSO | 682.3333 | 1044
[13 empty] | 73705 | 73705 | OK | SPSO | 682.3333 | 1044
[13 empty] | 73706 | 73706 | OK | SPSO | 682.3333 | 1044
[13 empty] | 73716 | 73716 | OK | SPSO | 682.3333 | 1044
[13 empty] | 73717 | 73717 | OK | SPSO | 682.3333 | 1044
[13 empty] | 73718 | 73718 | OK | SPSO | 682.3333 | 1044
[13 empty] | 73719 | 73719 | OK | SPSO | 682.3333 | 1044
[13 empty] | 73720 | 73720 | OK | SPSO | 682.3333 | 1044
[13 empty] | 73722 | 73722 | OK | SPSO | 682.3333 | 1044
[13 empty] | 73724 | 73724 | OK | SPSO | 682.3333 | 1044
[13 empty] | 73726 | 73726 | OK | SPSO | 682.3333 | 1044
[13 empty] | 73727 | 73727 | OK | SPSO | 682.3333 | 1044
[13 empty] | 73728 | 73728 | OK | SPSO | 682.3333 | 1044
[13 empty] | 73729 | 73729 | OK | SPSO | 682.3333 | 1044
[13 empty] | 73730 | 73730 | OK | SPSO | 682.3333 | 1044
[13 empty] | 73731 | 73731 | OK | SPSO | 682.3333 | 1044
[13 empty] | 73733 | 73733 | OK | SPSO | 682.3333 | 1044
[13 empty] | 73734 | 73734 | OK | SPSO | 682.3333 | 1044
[13 empty] | 73735 | 73735 | OK | SPSO | 682.3333 | 1044
[13 empty] | 73736 | 73736 | OK | SPSO | 682.3333 | 1044
[13 empty] | 73737 | 73737 | OK | SPSO | 682.3333 | 1044
[13 empty] | 73738 | 73738 | OK | SPSO | 682.3333 | 1044
[13 empty] | 73739 | 73739 | OK | SPSO | 682.3333 | 1044
[13 empty] | 73741 | 73741 | OK | SPSO | 682.3333 | 1044
[13 empty] | 73742 | 73742 | OK | SPSO | 682.3333 | 1044
[13 empty] | 73743 | 73743 | OK | SPSO | 682.3333 | 1044
[13 empty] | 73744 | 73744 | OK | SPSO | 682.3333 | 1044
[13 empty] | 73746 | 73746 | OK | SPSO | 682.3333 | 1044
[13 empty] | 73747 | 73747 | OK | SPSO | 682.3333 | 1044
[13 empty] | 73749 | 73749 | OK | SPSO | 682.3333 | 1044
[13 empty] | 73750 | 73750 | OK | SPSO | 682.3333 | 1044
[13 empty] | 73753 | 73753 | OK | SPSO | 682.3333 | 1044
[13 empty] | 73754 | 73754 | OK | SPSO | 682.3333 | 1044
[13 empty] | 73755 | 73755 | OK | SPSO | 682.3333 | 1044
[13 empty] | 73756 | 73756 | OK | SPSO | 682.3333 | 1044
[13 empty] | 73757 | 73757 | OK | SPSO | 682.3333 | 1044
[13 empty] | 73758 | 73758 | OK | SPSO | 682.3333 | 1044
[13 empty] | 73759 | 73759 | OK | SPSO | 682.3333 | 1044
[13 empty] | 73760 | 73760 | OK | SPSO | 682.3333 | 1044
[13 empty] | 73761 | 73761 | OK | SPSO | 682.3333 | 1044
[13 empty] | 73762 | 73762 | OK | SPSO | 682.3333 | 1044
[13 empty] | 73763 | 73763 | OK | SPSO | 682.3333 | 1044
[13 empty] | 73764 | 73764 | OK | SPSO | 682.3333 | 1044
[13 empty] | 73766 | 73766 | OK | SPSO | 682.3333 | 1044
[13 empty] | 73768 | 73768 | OK | SPSO | 682.3333 | 1044
[13 empty] | 73770 | 73770 | OK | SPSO | 682.3333 | 1044
[13 empty] | 73771 | 73771 | OK | SPSO | 682.3333 | 1044
[13 empty] | 73772 | 73772 | OK | SPSO | 682.3333 | 1044
[13 empty] | 73773 | 73773 | OK | SPSO | 682.3333 | 1044
[13 empty] | 73801 | 73801 | OK | SPSO | 682.3333 | 1044
[13 empty] | 73802 | 73802 | OK | SPSO | 682.3333 | 1044
[13 empty] | 73832 | 73832 | OK | SPSO | 682.3333 | 1044
[13 empty] | 73834 | 73834 | OK | SPSO | 682.3333 | 1044
[13 empty] | 73835 | 73835 | OK | SPSO | 682.3333 | 1044
[13 empty] | 73838 | 73838 | OK | SPSO | 682.3333 | 1044
[13 empty] | 73840 | 73840 | OK | SPSO | 682.3333 | 1044
[13 empty] | 73841 | 73841 | OK | SPSO | 682.3333 | 1044
[13 empty] | 73842 | 73842 | OK | SPSO | 682.3333 | 1044
[13 empty] | 73843 | 73843 | OK | SPSO | 682.3333 | 1044
[13 empty] | 73844 | 73844 | OK | SPSO | 682.3333 | 1044
[13 empty] | 73848 | 73848 | OK | SPSO | 682.3333 | 1044
[13 empty] | 73851 | 73851 | OK | SPSO | 682.3333 | 1044
[13 empty] | 73852 | 73852 | OK | SPSO | 682.3333 | 1044
[13 empty] | 73853 | 73853 | OK | SPSO | 682.3333 | 1044
[13 empty] | 73855 | 73855 | OK | SPSO | 682.3333 | 1044
[13 empty] | 73857 | 73857 | OK | SPSO | 682.3333 | 1044
[13 empty] | 73858 | 73858 | OK | SPSO | 682.3333 | 1044
[13 empty] | 73859 | 73859 | OK | SPSO | 682.3333 | 1044
[13 empty] | 73860 | 73860 | OK | SPSO | 682.3333 | 1044
[13 empty] | 73901 | 73901 | OK | SPSO | 682.3333 | 1044
[13 empty] | 73931 | 73931 | OK | SPSO | 682.3333 | 1044
[13 empty] | 73932 | 73932 | OK | SPSO | 682.3333 | 1044
[13 empty] | 73933 | 73933 | OK | SPSO | 682.3333 | 1044
[13 empty] | 73937 | 73937 | OK | SPSO | 682.3333 | 1044
[13 empty] | 73938 | 73938 | OK | SPSO | 682.3333 | 1044
[13 empty] | 73939 | 73939 | OK | SPSO | 682.3333 | 1044
[13 empty] | 73942 | 73942 | OK | SPSO | 682.3333 | 1044
[13 empty] | 73944 | 73944 | OK | SPSO | 682.3333 | 1044
[13 empty] | 73945 | 73945 | OK | SPSO | 682.3333 | 1044
[13 empty] | 73946 | 73946 | OK | SPSO | 682.3333 | 1044
[13 empty] | 73947 | 73947 | OK | SPSO | 682.3333 | 1044
[13 empty] | 73949 | 73949 | OK | SPSO | 682.3333 | 1044
[13 empty] | 73950 | 73950 | OK | SPSO | 682.3333 | 1044
[13 empty] | 73951 | 73951 | OK | SPSO | 682.3333 | 1044
[13 empty] | 74001 | 74001 | OK | SPSO | 682.3333 | 1044
[13 empty] | 74002 | 74002 | OK | SPSO | 682.3333 | 1044
[13 empty] | 74003 | 74003 | OK | SPSO | 682.3333 | 1044
[13 empty] | 74004 | 74004 | OK | SPSO | 682.3333 | 1044
[13 empty] | 74005 | 74005 | OK | SPSO | 682.3333 | 1044
[13 empty] | 74006 | 74006 | OK | SPSO | 682.3333 | 1044
[13 empty] | 74008 | 74008 | OK | SPSO | 682.3333 | 1044
[13 empty] | 74010 | 74010 | OK | SPSO | 682.3333 | 1044
[13 empty] | 74011 | 74011 | OK | SPSO | 682.3333 | 1044
[13 empty] | 74012 | 74012 | OK | SPSO | 682.3333 | 1044
[13 empty] | 74013 | 74013 | OK | SPSO | 682.3333 | 1044
[13 empty] | 74014 | 74014 | OK | SPSO | 682.3333 | 1044
[13 empty] | 74015 | 74015 | OK | SPSO | 682.3333 | 1044
[13 empty] | 74016 | 74016 | OK | SPSO | 682.3333 | 1044
[13 empty] | 74017 | 74017 | OK | SPSO | 682.3333 | 1044
[13 empty] | 74018 | 74018 | OK | SPSO | 682.3333 | 1044
[13 empty] | 74019 | 74019 | OK | SPSO | 682.3333 | 1044
[13 empty] | 74020 | 74020 | OK | SPSO | 682.3333 | 1044
[13 empty] | 74021 | 74021 | OK | SPSO | 682.3333 | 1044
[13 empty] | 74022 | 74022 | OK | SPSO | 682.3333 | 1044
[13 empty] | 74023 | 74023 | OK | SPSO | 682.3333 | 1044
[13 empty] | 74026 | 74026 | OK | SPSO | 682.3333 | 1044
[13 empty] | 74027 | 74027 | OK | SPSO | 682.3333 | 1044
[13 empty] | 74028 | 74028 | OK | SPSO | 682.3333 | 1044
[13 empty] | 74029 | 74029 | OK | SPSO | 682.3333 | 1044
[13 empty] | 74030 | 74030 | OK | SPSO | 682.3333 | 1044
[13 empty] | 74031 | 74031 | OK | SPSO | 682.3333 | 1044
[13 empty] | 74032 | 74032 | OK | SPSO | 682.3333 | 1044
[13 empty] | 74033 | 74033 | OK | SPSO | 682.3333 | 1044
[13 empty] | 74034 | 74034 | OK | SPSO | 682.3333 | 1044
[13 empty] | 74035 | 74035 | OK | SPSO | 682.3333 | 1044
[13 empty] | 74036 | 74036 | OK | SPSO | 682.3333 | 1044
[13 empty] | 74037 | 74037 | OK | SPSO | 682.3333 | 1044
[13 empty] | 74038 | 74038 | OK | SPSO | 682.3333 | 1044
[13 empty] | 74039 | 74039 | OK | SPSO | 682.3333 | 1044
[13 empty] | 74041 | 74041 | OK | SPSO | 682.3333 | 1044
[13 empty] | 74042 | 74042 | OK | SPSO | 682.3333 | 1044
[13 empty] | 74043 | 74043 | OK | SPSO | 682.3333 | 1044
[13 empty] | 74044 | 74044 | OK | SPSO | 682.3333 | 1044
[13 empty] | 74045 | 74045 | OK | SPSO | 682.3333 | 1044
[13 empty] | 74046 | 74046 | OK | SPSO | 682.3333 | 1044
[13 empty] | 74047 | 74047 | OK | SPSO | 682.3333 | 1044
[13 empty] | 74048 | 74048 | OK | SPSO | 682.3333 | 1044
[13 empty] | 74050 | 74050 | OK | SPSO | 682.3333 | 1044
[13 empty] | 74051 | 74051 | OK | SPSO | 682.3333 | 1044
[13 empty] | 74052 | 74052 | OK | SPSO | 682.3333 | 1044
[13 empty] | 74053 | 74053 | OK | SPSO | 682.3333 | 1044
[13 empty] | 74054 | 74054 | OK | SPSO | 682.3333 | 1044
[13 empty] | 74055 | 74055 | OK | SPSO | 682.3333 | 1044
[13 empty] | 74056 | 74056 | OK | SPSO | 682.3333 | 1044
[13 empty] | 74058 | 74058 | OK | SPSO | 682.3333 | 1044
[13 empty] | 74059 | 74059 | OK | SPSO | 682.3333 | 1044
[13 empty] | 74060 | 74060 | OK | SPSO | 682.3333 | 1044
[13 empty] | 74061 | 74061 | OK | SPSO | 682.3333 | 1044
[13 empty] | 74062 | 74062 | OK | SPSO | 682.3333 | 1044
[13 empty] | 74063 | 74063 | OK | SPSO | 682.3333 | 1044
[13 empty] | 74066 | 74066 | OK | SPSO | 682.3333 | 1044
[13 empty] | 74067 | 74067 | OK | SPSO | 682.3333 | 1044
[13 empty] | 74068 | 74068 | OK | SPSO | 682.3333 | 1044
[13 empty] | 74070 | 74070 | OK | SPSO | 682.3333 | 1044
[13 empty] | 74071 | 74071 | OK | SPSO | 682.3333 | 1044
[13 empty] | 74072 | 74072 | OK | SPSO | 682.3333 | 1044
[13 empty] | 74073 | 74073 | OK | SPSO | 682.3333 | 1044
[13 empty] | 74074 | 74074 | OK | SPSO | 682.3333 | 1044
[13 empty] | 74075 | 74075 | OK | SPSO | 682.3333 | 1044
[13 empty] | 74076 | 74076 | OK | SPSO | 682.3333 | 1044
[13 empty] | 74077 | 74077 | OK | SPSO | 682.3333 | 1044
[13 empty] | 74078 | 74078 | OK | SPSO | 682.3333 | 1044
[13 empty] | 74079 | 74079 | OK | SPSO | 682.3333 | 1044
[13 empty] | 74080 | 74080 | OK | SPSO | 682.3333 | 1044
[13 empty] | 74081 | 74081 | OK | SPSO | 682.3333 | 1044
[13 empty] | 74082 | 74082 | OK | SPSO | 682.3333 | 1044
[13 empty] | 74083 | 74083 | OK | SPSO | 682.3333 | 1044
[13 empty] | 74084 | 74084 | OK | SPSO | 682.3333 | 1044
[13 empty] | 74085 | 74085 | OK | SPSO | 682.3333 | 1044
[13 empty] | 74101 | 74101 | OK | SPSO | 682.3333 | 1044
[13 empty] | 74102 | 74102 | OK | SPSO | 682.3333 | 1044
[13 empty] | 74103 | 74103 | OK | SPSO | 682.3333 | 1044
[13 empty] | 74104 | 74104 | OK | SPSO | 682.3333 | 1044
[13 empty] | 74105 | 74105 | OK | SPSO | 682.3333 | 1044
[13 empty] | 74106 | 74106 | OK | SPSO | 682.3333 | 1044
[13 empty] | 74107 | 74107 | OK | SPSO | 682.3333 | 1044
[13 empty] | 74108 | 74108 | OK | SPSO | 682.3333 | 1044
[13 empty] | 74110 | 74110 | OK | SPSO | 682.3333 | 1044
[13 empty] | 74112 | 74112 | OK | SPSO | 682.3333 | 1044
[13 empty] | 74114 | 74114 | OK | SPSO | 682.3333 | 1044
[13 empty] | 74115 | 74115 | OK | SPSO | 682.3333 | 1044
[13 empty] | 74116 | 74116 | OK | SPSO | 682.3333 | 1044
[13 empty] | 74117 | 74117 | OK | SPSO | 682.3333 | 1044
[13 empty] | 74119 | 74119 | OK | SPSO | 682.3333 | 1044
[13 empty] | 74120 | 74120 | OK | SPSO | 682.3333 | 1044
[13 empty] | 74121 | 74121 | OK | SPSO | 682.3333 | 1044
[13 empty] | 74126 | 74126 | OK | SPSO | 682.3333 | 1044
[13 empty] | 74127 | 74127 | OK | SPSO | 682.3333 | 1044
[13 empty] | 74128 | 74128 | OK | SPSO | 682.3333 | 1044
[13 empty] | 74129 | 74129 | OK | SPSO | 682.3333 | 1044
[13 empty] | 74130 | 74130 | OK | SPSO | 682.3333 | 1044
[13 empty] | 74131 | 74131 | OK | SPSO | 682.3333 | 1044
[13 empty] | 74132 | 74132 | OK | SPSO | 682.3333 | 1044
[13 empty] | 74133 | 74133 | OK | SPSO | 682.3333 | 1044
[13 empty] | 74134 | 74134 | OK | SPSO | 682.3333 | 1044
[13 empty] | 74135 | 74135 | OK | SPSO | 682.3333 | 1044
[13 empty] | 74136 | 74136 | OK | SPSO | 682.3333 | 1044
[13 empty] | 74137 | 74137 | OK | SPSO | 682.3333 | 1044
[13 empty] | 74141 | 74141 | OK | SPSO | 682.3333 | 1044
[13 empty] | 74145 | 74145 | OK | SPSO | 682.3333 | 1044
[13 empty] | 74146 | 74146 | OK | SPSO | 682.3333 | 1044
[13 empty] | 74147 | 74147 | OK | SPSO | 682.3333 | 1044
[13 empty] | 74148 | 74148 | OK | SPSO | 682.3333 | 1044
[13 empty] | 74149 | 74149 | OK | SPSO | 682.3333 | 1044
[13 empty] | 74150 | 74150 | OK | SPSO | 682.3333 | 1044
[13 empty] | 74152 | 74152 | OK | SPSO | 682.3333 | 1044
[13 empty] | 74153 | 74153 | OK | SPSO | 682.3333 | 1044
[13 empty] | 74155 | 74155 | OK | SPSO | 682.3333 | 1044
[13 empty] | 74156 | 74156 | OK | SPSO | 682.3333 | 1044
[13 empty] | 74157 | 74157 | OK | SPSO | 682.3333 | 1044
[13 empty] | 74158 | 74158 | OK | SPSO | 682.3333 | 1044
[13 empty] | 74159 | 74159 | OK | SPSO | 682.3333 | 1044
[13 empty] | 74169 | 74169 | OK | SPSO | 682.3333 | 1044
[13 empty] | 74170 | 74170 | OK | SPSO | 682.3333 | 1044
[13 empty] | 74171 | 74171 | OK | SPSO | 682.3333 | 1044
[13 empty] | 74172 | 74172 | OK | SPSO | 682.3333 | 1044
[13 empty] | 74182 | 74182 | OK | SPSO | 682.3333 | 1044
[13 empty] | 74186 | 74186 | OK | SPSO | 682.3333 | 1044
[13 empty] | 74187 | 74187 | OK | SPSO | 682.3333 | 1044
[13 empty] | 74192 | 74192 | OK | SPSO | 682.3333 | 1044
[13 empty] | 74193 | 74193 | OK | SPSO | 682.3333 | 1044
[13 empty] | 74301 | 74301 | OK | SPSO | 682.3333 | 1044
[13 empty] | 74330 | 74330 | OK | SPSO | 682.3333 | 1044
[13 empty] | 74331 | 74331 | OK | SPSO | 682.3333 | 1044
[13 empty] | 74332 | 74332 | OK | SPSO | 682.3333 | 1044
[13 empty] | 74333 | 74333 | OK | SPSO | 682.3333 | 1044
[13 empty] | 74335 | 74335 | OK | SPNO | 682.3333 | 1044
[13 empty] | 74337 | 74337 | OK | SPSO | 682.3333 | 1044
[13 empty] | 74338 | 74338 | OK | SPSO | 682.3333 | 1044
[13 empty] | 74339 | 74339 | OK | SPNO | 682.3333 | 1044
[13 empty] | 74340 | 74340 | OK | SPSO | 682.3333 | 1044
[13 empty] | 74342 | 74342 | OK | SPSO | 682.3333 | 1044
[13 empty] | 74343 | 74343 | OK | SPSO | 682.3333 | 1044
[13 empty] | 74344 | 74344 | OK | SPSO | 682.3333 | 1044
[13 empty] | 74345 | 74345 | OK | SPSO | 682.3333 | 1044
[13 empty] | 74346 | 74346 | OK | SPSO | 682.3333 | 1044
[13 empty] | 74347 | 74347 | OK | SPSO | 682.3333 | 1044
[13 empty] | 74349 | 74349 | OK | SPSO | 682.3333 | 1044
[13 empty] | 74350 | 74350 | OK | SPSO | 682.3333 | 1044
[13 empty] | 74352 | 74352 | OK | SPSO | 682.3333 | 1044
[13 empty] | 74354 | 74354 | OK | SPSO | 682.3333 | 1044
[13 empty] | 74355 | 74355 | OK | SPSO | 682.3333 | 1044
[13 empty] | 74358 | 74358 | OK | SPNO | 682.3333 | 1044
[13 empty] | 74359 | 74359 | OK | SPSO | 682.3333 | 1044
[13 empty] | 74360 | 74360 | OK | SPNO | 682.3333 | 1044
[13 empty] | 74361 | 74361 | OK | SPSO | 682.3333 | 1044
[13 empty] | 74362 | 74362 | OK | SPSO | 682.3333 | 1044
[13 empty] | 74363 | 74363 | OK | SPSO | 682.3333 | 1044
[13 empty] | 74364 | 74364 | OK | SPSO | 682.3333 | 1044
[13 empty] | 74365 | 74365 | OK | SPSO | 682.3333 | 1044
[13 empty] | 74366 | 74366 | OK | SPSO | 682.3333 | 1044
[13 empty] | 74367 | 74367 | OK | SPSO | 682.3333 | 1044
[13 empty] | 74368 | 74368 | OK | SPSO | 682.3333 | 1044
[13 empty] | 74369 | 74369 | OK | SPSO | 682.3333 | 1044
[13 empty] | 74370 | 74370 | OK | SPSO | 682.3333 | 1044
[13 empty] | 74401 | 74401 | OK | SPSO | 682.3333 | 1044
[13 empty] | 74402 | 74402 | OK | SPSO | 682.3333 | 1044
[13 empty] | 74403 | 74403 | OK | SPSO | 682.3333 | 1044
[13 empty] | 74421 | 74421 | OK | SPSO | 682.3333 | 1044
[13 empty] | 74422 | 74422 | OK | SPSO | 682.3333 | 1044
[13 empty] | 74423 | 74423 | OK | SPSO | 682.3333 | 1044
[13 empty] | 74425 | 74425 | OK | SPSO | 682.3333 | 1044
[13 empty] | 74426 | 74426 | OK | SPSO | 682.3333 | 1044
[13 empty] | 74427 | 74427 | OK | SPSO | 682.3333 | 1044
[13 empty] | 74428 | 74428 | OK | SPSO | 682.3333 | 1044
[13 empty] | 74429 | 74429 | OK | SPSO | 682.3333 | 1044
[13 empty] | 74430 | 74430 | OK | SPSO | 682.3333 | 1044
[13 empty] | 74431 | 74431 | OK | SPSO | 682.3333 | 1044
[13 empty] | 74432 | 74432 | OK | SPSO | 682.3333 | 1044
[13 empty] | 74434 | 74434 | OK | SPSO | 682.3333 | 1044
[13 empty] | 74435 | 74435 | OK | SPSO | 682.3333 | 1044
[13 empty] | 74436 | 74436 | OK | SPSO | 682.3333 | 1044
[13 empty] | 74437 | 74437 | OK | SPSO | 682.3333 | 1044
[13 empty] | 74438 | 74438 | OK | SPSO | 682.3333 | 1044
[13 empty] | 74439 | 74439 | OK | SPSO | 682.3333 | 1044
[13 empty] | 74440 | 74440 | OK | SPSO | 682.3333 | 1044
[13 empty] | 74441 | 74441 | OK | SPSO | 682.3333 | 1044
[13 empty] | 74442 | 74442 | OK | SPSO | 682.3333 | 1044
[13 empty] | 74444 | 74444 | OK | SPSO | 682.3333 | 1044
[13 empty] | 74445 | 74445 | OK | SPSO | 682.3333 | 1044
[13 empty] | 74446 | 74446 | OK | SPSO | 682.3333 | 1044
[13 empty] | 74447 | 74447 | OK | SPSO | 682.3333 | 1044
[13 empty] | 74450 | 74450 | OK | SPSO | 682.3333 | 1044
[13 empty] | 74451 | 74451 | OK | SPSO | 682.3333 | 1044
[13 empty] | 74452 | 74452 | OK | SPSO | 682.3333 | 1044
[13 empty] | 74454 | 74454 | OK | SPSO | 682.3333 | 1044
[13 empty] | 74455 | 74455 | OK | SPSO | 682.3333 | 1044
[13 empty] | 74456 | 74456 | OK | SPSO | 682.3333 | 1044
[13 empty] | 74457 | 74457 | OK | SPSO | 682.3333 | 1044
[13 empty] | 74458 | 74458 | OK | SPSO | 682.3333 | 1044
[13 empty] | 74459 | 74459 | OK | SPSO | 682.3333 | 1044
[13 empty] | 74460 | 74460 | OK | SPSO | 682.3333 | 1044
[13 empty] | 74461 | 74461 | OK | SPSO | 682.3333 | 1044
[13 empty] | 74462 | 74462 | OK | SPSO | 682.3333 | 1044
[13 empty] | 74463 | 74463 | OK | SPSO | 682.3333 | 1044
[13 empty] | 74464 | 74464 | OK | SPSO | 682.3333 | 1044
[13 empty] | 74465 | 74465 | OK | SPSO | 682.3333 | 1044
[13 empty] | 74467 | 74467 | OK | SPSO | 682.3333 | 1044
[13 empty] | 74468 | 74468 | OK | SPSO | 682.3333 | 1044
[13 empty] | 74469 | 74469 | OK | SPSO | 682.3333 | 1044
[13 empty] | 74470 | 74470 | OK | SPSO | 682.3333 | 1044
[13 empty] | 74471 | 74471 | OK | SPSO | 682.3333 | 1044
[13 empty] | 74472 | 74472 | OK | SPSO | 682.3333 | 1044
[13 empty] | 74477 | 74477 | OK | SPSO | 682.3333 | 1044
[13 empty] | 74501 | 74501 | OK | SPSO | 682.3333 | 1044
[13 empty] | 74502 | 74502 | OK | SPSO | 682.3333 | 1044
[13 empty] | 74521 | 74521 | OK | SPSO | 682.3333 | 1044
[13 empty] | 74522 | 74522 | OK | SPSO | 682.3333 | 1044
[13 empty] | 74523 | 74523 | OK | SPSO | 682.3333 | 1044
[13 empty] | 74525 | 74525 | OK | SPSO | 682.3333 | 1044
[13 empty] | 74528 | 74528 | OK | SPSO | 682.3333 | 1044
[13 empty] | 74529 | 74529 | OK | SPSO | 682.3333 | 1044
[13 empty] | 74530 | 74530 | OK | SPSO | 682.3333 | 1044
[13 empty] | 74531 | 74531 | OK | SPSO | 682.3333 | 1044
[13 empty] | 74533 | 74533 | OK | SPSO | 682.3333 | 1044
[13 empty] | 74534 | 74534 | OK | SPSO | 682.3333 | 1044
[13 empty] | 74535 | 74535 | OK | SPSO | 682.3333 | 1044
[13 empty] | 74536 | 74536 | OK | SPSO | 682.3333 | 1044
[13 empty] | 74538 | 74538 | OK | SPSO | 682.3333 | 1044
[13 empty] | 74540 | 74540 | OK | SPSO | 682.3333 | 1044
[13 empty] | 74543 | 74543 | OK | SPSO | 682.3333 | 1044
[13 empty] | 74545 | 74545 | OK | SPSO | 682.3333 | 1044
[13 empty] | 74546 | 74546 | OK | SPSO | 682.3333 | 1044
[13 empty] | 74547 | 74547 | OK | SPSO | 682.3333 | 1044
[13 empty] | 74549 | 74549 | OK | SPSO | 682.3333 | 1044
[13 empty] | 74552 | 74552 | OK | SPSO | 682.3333 | 1044
[13 empty] | 74553 | 74553 | OK | SPSO | 682.3333 | 1044
[13 empty] | 74554 | 74554 | OK | SPSO | 682.3333 | 1044
[13 empty] | 74555 | 74555 | OK | SPSO | 682.3333 | 1044
[13 empty] | 74556 | 74556 | OK | SPSO | 682.3333 | 1044
[13 empty] | 74557 | 74557 | OK | SPSO | 682.3333 | 1044
[13 empty] | 74558 | 74558 | OK | SPSO | 682.3333 | 1044
[13 empty] | 74559 | 74559 | OK | SPSO | 682.3333 | 1044
[13 empty] | 74560 | 74560 | OK | SPSO | 682.3333 | 1044
[13 empty] | 74561 | 74561 | OK | SPSO | 682.3333 | 1044
[13 empty] | 74562 | 74562 | OK | SPSO | 682.3333 | 1044
[13 empty] | 74563 | 74563 | OK | SPSO | 682.3333 | 1044
[13 empty] | 74565 | 74565 | OK | SPSO | 682.3333 | 1044
[13 empty] | 74567 | 74567 | OK | SPSO | 682.3333 | 1044
[13 empty] | 74569 | 74569 | OK | SPSO | 682.3333 | 1044
[13 empty] | 74570 | 74570 | OK | SPSO | 682.3333 | 1044
[13 empty] | 74571 | 74571 | OK | SPSO | 682.3333 | 1044
[13 empty] | 74572 | 74572 | OK | SPSO | 682.3333 | 1044
[13 empty] | 74574 | 74574 | OK | SPSO | 682.3333 | 1044
[13 empty] | 74576 | 74576 | OK | SPSO | 682.3333 | 1044
[13 empty] | 74577 | 74577 | OK | SPSO | 682.3333 | 1044
[13 empty] | 74578 | 74578 | OK | SPSO | 682.3333 | 1044
[13 empty] | 74601 | 74601 | OK | SPSO | 682.3333 | 1044
[13 empty] | 74602 | 74602 | OK | SPSO | 682.3333 | 1044
[13 empty] | 74604 | 74604 | OK | SPSO | 682.3333 | 1044
[13 empty] | 74630 | 74630 | OK | SPSO | 682.3333 | 1044
[13 empty] | 74631 | 74631 | OK | SPSO | 682.3333 | 1044
[13 empty] | 74632 | 74632 | OK | SPSO | 682.3333 | 1044
[13 empty] | 74633 | 74633 | OK | SPSO | 682.3333 | 1044
[13 empty] | 74636 | 74636 | OK | SPSO | 682.3333 | 1044
[13 empty] | 74637 | 74637 | OK | SPSO | 682.3333 | 1044
[13 empty] | 74640 | 74640 | OK | SPSO | 682.3333 | 1044
[13 empty] | 74641 | 74641 | OK | SPSO | 682.3333 | 1044
[13 empty] | 74643 | 74643 | OK | SPSO | 682.3333 | 1044
[13 empty] | 74644 | 74644 | OK | SPSO | 682.3333 | 1044
[13 empty] | 74646 | 74646 | OK | SPSO | 682.3333 | 1044
[13 empty] | 74647 | 74647 | OK | SPSO | 682.3333 | 1044
[13 empty] | 74650 | 74650 | OK | SPSO | 682.3333 | 1044
[13 empty] | 74651 | 74651 | OK | SPSO | 682.3333 | 1044
[13 empty] | 74652 | 74652 | OK | SPSO | 682.3333 | 1044
[13 empty] | 74653 | 74653 | OK | SPSO | 682.3333 | 1044
[13 empty] | 74701 | 74701 | OK | SPSO | 682.3333 | 1044
[13 empty] | 74702 | 74702 | OK | SPSO | 682.3333 | 1044
[13 empty] | 74720 | 74720 | OK | SPSO | 682.3333 | 1044
[13 empty] | 74721 | 74721 | OK | SPSO | 682.3333 | 1044
[13 empty] | 74722 | 74722 | OK | SPSO | 682.3333 | 1044
[13 empty] | 74723 | 74723 | OK | SPSO | 682.3333 | 1044
[13 empty] | 74724 | 74724 | OK | SPSO | 682.3333 | 1044
[13 empty] | 74726 | 74726 | OK | SPSO | 682.3333 | 1044
[13 empty] | 74727 | 74727 | OK | SPSO | 682.3333 | 1044
[13 empty] | 74728 | 74728 | OK | SPSO | 682.3333 | 1044
[13 empty] | 74729 | 74729 | OK | SPSO | 682.3333 | 1044
[13 empty] | 74730 | 74730 | OK | SPSO | 682.3333 | 1044
[13 empty] | 74731 | 74731 | OK | SPSO | 682.3333 | 1044
[13 empty] | 74733 | 74733 | OK | SPSO | 682.3333 | 1044
[13 empty] | 74734 | 74734 | OK | SPSO | 682.3333 | 1044
[13 empty] | 74735 | 74735 | OK | SPSO | 682.3333 | 1044
[13 empty] | 74736 | 74736 | OK | SPSO | 682.3333 | 1044
[13 empty] | 74737 | 74737 | OK | SPSO | 682.3333 | 1044
[13 empty] | 74738 | 74738 | OK | SPSO | 682.3333 | 1044
[13 empty] | 74740 | 74740 | OK | SPSO | 682.3333 | 1044
[13 empty] | 74741 | 74741 | OK | SPSO | 682.3333 | 1044
[13 empty] | 74743 | 74743 | OK | SPSO | 682.3333 | 1044
[13 empty] | 74745 | 74745 | OK | SPSO | 682.3333 | 1044
[13 empty] | 74747 | 74747 | OK | SPSO | 682.3333 | 1044
[13 empty] | 74748 | 74748 | OK | SPSO | 682.3333 | 1044
[13 empty] | 74750 | 74750 | OK | SPSO | 682.3333 | 1044
[13 empty] | 74752 | 74752 | OK | SPSO | 682.3333 | 1044
[13 empty] | 74753 | 74753 | OK | SPSO | 682.3333 | 1044
[13 empty] | 74754 | 74754 | OK | SPSO | 682.3333 | 1044
[13 empty] | 74755 | 74755 | OK | SPSO | 682.3333 | 1044
[13 empty] | 74756 | 74756 | OK | SPSO | 682.3333 | 1044
[13 empty] | 74759 | 74759 | OK | SPSO | 682.3333 | 1044
[13 empty] | 74760 | 74760 | OK | SPSO | 682.3333 | 1044
[13 empty] | 74761 | 74761 | OK | SPSO | 682.3333 | 1044
[13 empty] | 74764 | 74764 | OK | SPSO | 682.3333 | 1044
[13 empty] | 74766 | 74766 | OK | SPSO | 682.3333 | 1044
[13 empty] | 74801 | 74801 | OK | SPSO | 682.3333 | 1044
[13 empty] | 74802 | 74802 | OK | SPSO | 682.3333 | 1044
[13 empty] | 74804 | 74804 | OK | SPSO | 682.3333 | 1044
[13 empty] | 74818 | 74818 | OK | SPSO | 682.3333 | 1044
[13 empty] | 74820 | 74820 | OK | SPSO | 682.3333 | 1044
[13 empty] | 74821 | 74821 | OK | SPSO | 682.3333 | 1044
[13 empty] | 74824 | 74824 | OK | SPSO | 682.3333 | 1044
[13 empty] | 74825 | 74825 | OK | SPSO | 682.3333 | 1044
[13 empty] | 74826 | 74826 | OK | SPSO | 682.3333 | 1044
[13 empty] | 74827 | 74827 | OK | SPSO | 682.3333 | 1044
[13 empty] | 74829 | 74829 | OK | SPSO | 682.3333 | 1044
[13 empty] | 74830 | 74830 | OK | SPSO | 682.3333 | 1044
[13 empty] | 74831 | 74831 | OK | SPSO | 682.3333 | 1044
[13 empty] | 74832 | 74832 | OK | SPSO | 682.3333 | 1044
[13 empty] | 74833 | 74833 | OK | SPSO | 682.3333 | 1044
[13 empty] | 74834 | 74834 | OK | SPSO | 682.3333 | 1044
[13 empty] | 74836 | 74836 | OK | SPSO | 682.3333 | 1044
[13 empty] | 74837 | 74837 | OK | SPSO | 682.3333 | 1044
[13 empty] | 74839 | 74839 | OK | SPSO | 682.3333 | 1044
[13 empty] | 74840 | 74840 | OK | SPSO | 682.3333 | 1044
[13 empty] | 74842 | 74842 | OK | SPSO | 682.3333 | 1044
[13 empty] | 74843 | 74843 | OK | SPSO | 682.3333 | 1044
[13 empty] | 74844 | 74844 | OK | SPSO | 682.3333 | 1044
[13 empty] | 74845 | 74845 | OK | SPSO | 682.3333 | 1044
[13 empty] | 74848 | 74848 | OK | SPSO | 682.3333 | 1044
[13 empty] | 74849 | 74849 | OK | SPSO | 682.3333 | 1044
[13 empty] | 74850 | 74850 | OK | SPSO | 682.3333 | 1044
[13 empty] | 74851 | 74851 | OK | SPSO | 682.3333 | 1044
[13 empty] | 74852 | 74852 | OK | SPSO | 682.3333 | 1044
[13 empty] | 74854 | 74854 | OK | SPSO | 682.3333 | 1044
[13 empty] | 74855 | 74855 | OK | SPSO | 682.3333 | 1044
[13 empty] | 74856 | 74856 | OK | SPSO | 682.3333 | 1044
[13 empty] | 74857 | 74857 | OK | SPSO | 682.3333 | 1044
[13 empty] | 74859 | 74859 | OK | SPSO | 682.3333 | 1044
[13 empty] | 74860 | 74860 | OK | SPSO | 682.3333 | 1044
[13 empty] | 74864 | 74864 | OK | SPSO | 682.3333 | 1044
[13 empty] | 74865 | 74865 | OK | SPSO | 682.3333 | 1044
[13 empty] | 74866 | 74866 | OK | SPSO | 682.3333 | 1044
[13 empty] | 74867 | 74867 | OK | SPSO | 682.3333 | 1044
[13 empty] | 74868 | 74868 | OK | SPSO | 682.3333 | 1044
[13 empty] | 74869 | 74869 | OK | SPSO | 682.3333 | 1044
[13 empty] | 74871 | 74871 | OK | SPSO | 682.3333 | 1044
[13 empty] | 74872 | 74872 | OK | SPSO | 682.3333 | 1044
[13 empty] | 74873 | 74873 | OK | SPSO | 682.3333 | 1044
[13 empty] | 74875 | 74875 | OK | SPSO | 682.3333 | 1044
[13 empty] | 74878 | 74878 | OK | SPSO | 682.3333 | 1044
[13 empty] | 74880 | 74880 | OK | SPSO | 682.3333 | 1044
[13 empty] | 74881 | 74881 | OK | SPSO | 682.3333 | 1044
[13 empty] | 74883 | 74883 | OK | SPSO | 682.3333 | 1044
[13 empty] | 74884 | 74884 | OK | SPSO | 682.3333 | 1044
[13 empty] | 74901 | 74901 | OK | SPSO | 682.3333 | 1044
[13 empty] | 74902 | 74902 | OK | SPSO | 682.3333 | 1044
[13 empty] | 74930 | 74930 | OK | SPSO | 682.3333 | 1044
[13 empty] | 74931 | 74931 | OK | SPSO | 682.3333 | 1044
[13 empty] | 74932 | 74932 | OK | SPSO | 682.3333 | 1044
[13 empty] | 74935 | 74935 | OK | SPSO | 682.3333 | 1044
[13 empty] | 74936 | 74936 | OK | SPSO | 682.3333 | 1044
[13 empty] | 74937 | 74937 | OK | SPSO | 682.3333 | 1044
[13 empty] | 74939 | 74939 | OK | SRMV | 682.3333 | 1044
[13 empty] | 74940 | 74940 | OK | SPSO | 682.3333 | 1044
[13 empty] | 74941 | 74941 | OK | SPSO | 682.3333 | 1044
[13 empty] | 74942 | 74942 | OK | SPSO | 682.3333 | 1044
[13 empty] | 74943 | 74943 | OK | SPSO | 682.3333 | 1044
[13 empty] | 74944 | 74944 | OK | SPSO | 682.3333 | 1044
[13 empty] | 74945 | 74945 | OK | SPSO | 682.3333 | 1044
[13 empty] | 74946 | 74946 | OK | SPSO | 682.3333 | 1044
[13 empty] | 74947 | 74947 | OK | SPSO | 682.3333 | 1044
[13 empty] | 74948 | 74948 | OK | SPSO | 682.3333 | 1044
[13 empty] | 74949 | 74949 | OK | SPSO | 682.3333 | 1044
[13 empty] | 74951 | 74951 | OK | SPSO | 682.3333 | 1044
[13 empty] | 74953 | 74953 | OK | SPSO | 682.3333 | 1044
[13 empty] | 74954 | 74954 | OK | SPSO | 682.3333 | 1044
[13 empty] | 74955 | 74955 | OK | SPSO | 682.3333 | 1044
[13 empty] | 74956 | 74956 | OK | SPSO | 682.3333 | 1044
[13 empty] | 74957 | 74957 | OK | SPSO | 682.3333 | 1044
[13 empty] | 74959 | 74959 | OK | SPSO | 682.3333 | 1044
[13 empty] | 74960 | 74960 | OK | SPSO | 682.3333 | 1044
[13 empty] | 74962 | 74962 | OK | SPSO | 682.3333 | 1044
[13 empty] | 74963 | 74963 | OK | SPSO | 682.3333 | 1044
[13 empty] | 74964 | 74964 | OK | SPSO | 682.3333 | 1044
[13 empty] | 74965 | 74965 | OK | SPSO | 682.3333 | 1044
[13 empty] | 74966 | 74966 | OK | SPSO | 682.3333 | 1044
[13 empty] | 75001 | 75001 | TX | ERCT | 682.3333 | 1044
[13 empty] | 75002 | 75002 | TX | ERCT | 682.3333 | 1044
[13 empty] | 75006 | 75006 | TX | ERCT | 682.3333 | 1044
[13 empty] | 75007 | 75007 | TX | ERCT | 682.3333 | 1044
[13 empty] | 75009 | 75009 | TX | ERCT | 682.3333 | 1044
[13 empty] | 75010 | 75010 | TX | ERCT | 682.3333 | 1044
[13 empty] | 75011 | 75011 | TX | ERCT | 682.3333 | 1044
[13 empty] | 75013 | 75013 | TX | ERCT | 682.3333 | 1044
[13 empty] | 75014 | 75014 | TX | ERCT | 682.3333 | 1044
[13 empty] | 75015 | 75015 | TX | ERCT | 682.3333 | 1044
[13 empty] | 75016 | 75016 | TX | ERCT | 682.3333 | 1044
[13 empty] | 75017 | 75017 | TX | ERCT | 682.3333 | 1044
[13 empty] | 75019 | 75019 | TX | ERCT | 682.3333 | 1044
[13 empty] | 75020 | 75020 | TX | ERCT | 682.3333 | 1044
[13 empty] | 75021 | 75021 | TX | ERCT | 682.3333 | 1044
[13 empty] | 75022 | 75022 | TX | ERCT | 682.3333 | 1044
[13 empty] | 75023 | 75023 | TX | ERCT | 682.3333 | 1044
[13 empty] | 75024 | 75024 | TX | ERCT | 682.3333 | 1044
[13 empty] | 75025 | 75025 | TX | ERCT | 682.3333 | 1044
[13 empty] | 75026 | 75026 | TX | ERCT | 682.3333 | 1044
[13 empty] | 75027 | 75027 | TX | ERCT | 682.3333 | 1044
[13 empty] | 75028 | 75028 | TX | ERCT | 682.3333 | 1044
[13 empty] | 75029 | 75029 | TX | ERCT | 682.3333 | 1044
[13 empty] | 75030 | 75030 | TX | ERCT | 682.3333 | 1044
[13 empty] | 75032 | 75032 | TX | ERCT | 682.3333 | 1044
[13 empty] | 75033 | 75033 | TX | ERCT | 682.3333 | 1044
[13 empty] | 75034 | 75034 | TX | ERCT | 682.3333 | 1044
[13 empty] | 75035 | 75035 | TX | ERCT | 682.3333 | 1044
[13 empty] | 75037 | 75037 | TX | ERCT | 682.3333 | 1044
[13 empty] | 75038 | 75038 | TX | ERCT | 682.3333 | 1044
[13 empty] | 75039 | 75039 | TX | ERCT | 682.3333 | 1044
[13 empty] | 75040 | 75040 | TX | ERCT | 682.3333 | 1044
[13 empty] | 75041 | 75041 | TX | ERCT | 682.3333 | 1044
[13 empty] | 75042 | 75042 | TX | ERCT | 682.3333 | 1044
[13 empty] | 75043 | 75043 | TX | ERCT | 682.3333 | 1044
[13 empty] | 75044 | 75044 | TX | ERCT | 682.3333 | 1044
[13 empty] | 75045 | 75045 | TX | ERCT | 682.3333 | 1044
[13 empty] | 75046 | 75046 | TX | ERCT | 682.3333 | 1044
[13 empty] | 75047 | 75047 | TX | ERCT | 682.3333 | 1044
[13 empty] | 75048 | 75048 | TX | ERCT | 682.3333 | 1044
[13 empty] | 75049 | 75049 | TX | ERCT | 682.3333 | 1044
[13 empty] | 75050 | 75050 | TX | ERCT | 682.3333 | 1044
[13 empty] | 75051 | 75051 | TX | ERCT | 682.3333 | 1044
[13 empty] | 75052 | 75052 | TX | ERCT | 682.3333 | 1044
[13 empty] | 75053 | 75053 | TX | ERCT | 682.3333 | 1044
[13 empty] | 75054 | 75054 | TX | ERCT | 682.3333 | 1044
[13 empty] | 75056 | 75056 | TX | ERCT | 682.3333 | 1044
[13 empty] | 75057 | 75057 | TX | ERCT | 682.3333 | 1044
[13 empty] | 75058 | 75058 | TX | ERCT | 682.3333 | 1044
[13 empty] | 75060 | 75060 | TX | ERCT | 682.3333 | 1044
[13 empty] | 75061 | 75061 | TX | ERCT | 682.3333 | 1044
[13 empty] | 75062 | 75062 | TX | ERCT | 682.3333 | 1044
[13 empty] | 75063 | 75063 | TX | ERCT | 682.3333 | 1044
[13 empty] | 75065 | 75065 | TX | ERCT | 682.3333 | 1044
[13 empty] | 75067 | 75067 | TX | ERCT | 682.3333 | 1044
[13 empty] | 75068 | 75068 | TX | ERCT | 682.3333 | 1044
[13 empty] | 75069 | 75069 | TX | ERCT | 682.3333 | 1044
[13 empty] | 75070 | 75070 | TX | ERCT | 682.3333 | 1044
[13 empty] | 75071 | 75071 | TX | ERCT | 682.3333 | 1044
[13 empty] | 75074 | 75074 | TX | ERCT | 682.3333 | 1044
[13 empty] | 75075 | 75075 | TX | ERCT | 682.3333 | 1044
[13 empty] | 75076 | 75076 | TX | ERCT | 682.3333 | 1044
[13 empty] | 75077 | 75077 | TX | ERCT | 682.3333 | 1044
[13 empty] | 75078 | 75078 | TX | ERCT | 682.3333 | 1044
[13 empty] | 75080 | 75080 | TX | ERCT | 682.3333 | 1044
[13 empty] | 75081 | 75081 | TX | ERCT | 682.3333 | 1044
[13 empty] | 75082 | 75082 | TX | ERCT | 682.3333 | 1044
[13 empty] | 75083 | 75083 | TX | ERCT | 682.3333 | 1044
[13 empty] | 75085 | 75085 | TX | ERCT | 682.3333 | 1044
[13 empty] | 75086 | 75086 | TX | ERCT | 682.3333 | 1044
[13 empty] | 75087 | 75087 | TX | ERCT | 682.3333 | 1044
[13 empty] | 75088 | 75088 | TX | ERCT | 682.3333 | 1044
[13 empty] | 75089 | 75089 | TX | ERCT | 682.3333 | 1044
[13 empty] | 75090 | 75090 | TX | ERCT | 682.3333 | 1044
[13 empty] | 75091 | 75091 | TX | ERCT | 682.3333 | 1044
[13 empty] | 75092 | 75092 | TX | ERCT | 682.3333 | 1044
[13 empty] | 75093 | 75093 | TX | ERCT | 682.3333 | 1044
[13 empty] | 75094 | 75094 | TX | ERCT | 682.3333 | 1044
[13 empty] | 75097 | 75097 | TX | ERCT | 682.3333 | 1044
[13 empty] | 75098 | 75098 | TX | ERCT | 682.3333 | 1044
[13 empty] | 75099 | 75099 | TX | ERCT | 682.3333 | 1044
[13 empty] | 75101 | 75101 | TX | ERCT | 682.3333 | 1044
[13 empty] | 75102 | 75102 | TX | ERCT | 682.3333 | 1044
[13 empty] | 75103 | 75103 | TX | ERCT | 682.3333 | 1044
[13 empty] | 75104 | 75104 | TX | ERCT | 682.3333 | 1044
[13 empty] | 75105 | 75105 | TX | ERCT | 682.3333 | 1044
[13 empty] | 75106 | 75106 | TX | ERCT | 682.3333 | 1044
[13 empty] | 75109 | 75109 | TX | ERCT | 682.3333 | 1044
[13 empty] | 75110 | 75110 | TX | ERCT | 682.3333 | 1044
[13 empty] | 75114 | 75114 | TX | ERCT | 682.3333 | 1044
[13 empty] | 75115 | 75115 | TX | ERCT | 682.3333 | 1044
[13 empty] | 75116 | 75116 | TX | ERCT | 682.3333 | 1044
[13 empty] | 75117 | 75117 | TX | ERCT | 682.3333 | 1044
[13 empty] | 75118 | 75118 | TX | ERCT | 682.3333 | 1044
[13 empty] | 75119 | 75119 | TX | ERCT | 682.3333 | 1044
[13 empty] | 75120 | 75120 | TX | ERCT | 682.3333 | 1044
[13 empty] | 75121 | 75121 | TX | ERCT | 682.3333 | 1044
[13 empty] | 75123 | 75123 | TX | ERCT | 682.3333 | 1044
[13 empty] | 75124 | 75124 | TX | ERCT | 682.3333 | 1044
[13 empty] | 75125 | 75125 | TX | ERCT | 682.3333 | 1044
[13 empty] | 75126 | 75126 | TX | ERCT | 682.3333 | 1044
[13 empty] | 75127 | 75127 | TX | ERCT | 682.3333 | 1044
[13 empty] | 75132 | 75132 | TX | ERCT | 682.3333 | 1044
[13 empty] | 75134 | 75134 | TX | ERCT | 682.3333 | 1044
[13 empty] | 75135 | 75135 | TX | ERCT | 682.3333 | 1044
[13 empty] | 75137 | 75137 | TX | ERCT | 682.3333 | 1044
[13 empty] | 75138 | 75138 | TX | ERCT | 682.3333 | 1044
[13 empty] | 75140 | 75140 | TX | SPSO | 682.3333 | 1044
[13 empty] | 75141 | 75141 | TX | ERCT | 682.3333 | 1044
[13 empty] | 75142 | 75142 | TX | ERCT | 682.3333 | 1044
[13 empty] | 75143 | 75143 | TX | ERCT | 682.3333 | 1044
[13 empty] | 75144 | 75144 | TX | ERCT | 682.3333 | 1044
[13 empty] | 75146 | 75146 | TX | ERCT | 682.3333 | 1044
[13 empty] | 75147 | 75147 | TX | ERCT | 682.3333 | 1044
[13 empty] | 75148 | 75148 | TX | ERCT | 682.3333 | 1044
[13 empty] | 75149 | 75149 | TX | ERCT | 682.3333 | 1044
[13 empty] | 75150 | 75150 | TX | ERCT | 682.3333 | 1044
[13 empty] | 75151 | 75151 | TX | ERCT | 682.3333 | 1044
[13 empty] | 75152 | 75152 | TX | ERCT | 682.3333 | 1044
[13 empty] | 75153 | 75153 | TX | ERCT | 682.3333 | 1044
[13 empty] | 75154 | 75154 | TX | ERCT | 682.3333 | 1044
[13 empty] | 75155 | 75155 | TX | ERCT | 682.3333 | 1044
[13 empty] | 75156 | 75156 | TX | ERCT | 682.3333 | 1044
[13 empty] | 75157 | 75157 | TX | ERCT | 682.3333 | 1044
[13 empty] | 75158 | 75158 | TX | ERCT | 682.3333 | 1044
[13 empty] | 75159 | 75159 | TX | ERCT | 682.3333 | 1044
[13 empty] | 75160 | 75160 | TX | ERCT | 682.3333 | 1044
[13 empty] | 75161 | 75161 | TX | ERCT | 682.3333 | 1044
[13 empty] | 75163 | 75163 | TX | ERCT | 682.3333 | 1044
[13 empty] | 75164 | 75164 | TX | ERCT | 682.3333 | 1044
[13 empty] | 75165 | 75165 | TX | ERCT | 682.3333 | 1044
[13 empty] | 75166 | 75166 | TX | ERCT | 682.3333 | 1044
[13 empty] | 75167 | 75167 | TX | ERCT | 682.3333 | 1044
[13 empty] | 75168 | 75168 | TX | ERCT | 682.3333 | 1044
[13 empty] | 75169 | 75169 | TX | ERCT | 682.3333 | 1044
[13 empty] | 75172 | 75172 | TX | ERCT | 682.3333 | 1044
[13 empty] | 75173 | 75173 | TX | ERCT | 682.3333 | 1044
[13 empty] | 75180 | 75180 | TX | ERCT | 682.3333 | 1044
[13 empty] | 75181 | 75181 | TX | ERCT | 682.3333 | 1044
[13 empty] | 75182 | 75182 | TX | ERCT | 682.3333 | 1044
[13 empty] | 75185 | 75185 | TX | ERCT | 682.3333 | 1044
[13 empty] | 75187 | 75187 | TX | ERCT | 682.3333 | 1044
[13 empty] | 75189 | 75189 | TX | ERCT | 682.3333 | 1044
[13 empty] | 75201 | 75201 | TX | ERCT | 911 | 1083.6667
[13 empty] | 75202 | 75202 | TX | ERCT | 911 | 1083.6667
[13 empty] | 75203 | 75203 | TX | ERCT | 911 | 1083.6667
[13 empty] | 75204 | 75204 | TX | ERCT | 911 | 1083.6667
[13 empty] | 75205 | 75205 | TX | ERCT | 911 | 1083.6667
[13 empty] | 75206 | 75206 | TX | ERCT | 911 | 1083.6667
[13 empty] | 75207 | 75207 | TX | ERCT | 911 | 1083.6667
[13 empty] | 75208 | 75208 | TX | ERCT | 911 | 1083.6667
[13 empty] | 75209 | 75209 | TX | ERCT | 911 | 1083.6667
[13 empty] | 75210 | 75210 | TX | ERCT | 911 | 1083.6667
[13 empty] | 75211 | 75211 | TX | ERCT | 911 | 1083.6667
[13 empty] | 75212 | 75212 | TX | ERCT | 911 | 1083.6667
[13 empty] | 75214 | 75214 | TX | ERCT | 911 | 1083.6667
[13 empty] | 75215 | 75215 | TX | ERCT | 911 | 1083.6667
[13 empty] | 75216 | 75216 | TX | ERCT | 911 | 1083.6667
[13 empty] | 75217 | 75217 | TX | ERCT | 911 | 1083.6667
[13 empty] | 75218 | 75218 | TX | ERCT | 911 | 1083.6667
[13 empty] | 75219 | 75219 | TX | ERCT | 911 | 1083.6667
[13 empty] | 75220 | 75220 | TX | ERCT | 911 | 1083.6667
[13 empty] | 75221 | 75221 | TX | ERCT | 911 | 1083.6667
[13 empty] | 75222 | 75222 | TX | ERCT | 911 | 1083.6667
[13 empty] | 75223 | 75223 | TX | ERCT | 911 | 1083.6667
[13 empty] | 75224 | 75224 | TX | ERCT | 911 | 1083.6667
[13 empty] | 75225 | 75225 | TX | ERCT | 911 | 1083.6667
[13 empty] | 75226 | 75226 | TX | ERCT | 911 | 1083.6667
[13 empty] | 75227 | 75227 | TX | ERCT | 911 | 1083.6667
[13 empty] | 75228 | 75228 | TX | ERCT | 911 | 1083.6667
[13 empty] | 75229 | 75229 | TX | ERCT | 911 | 1083.6667
[13 empty] | 75230 | 75230 | TX | ERCT | 911 | 1083.6667
[13 empty] | 75231 | 75231 | TX | ERCT | 911 | 1083.6667
[13 empty] | 75232 | 75232 | TX | ERCT | 911 | 1083.6667
[13 empty] | 75233 | 75233 | TX | ERCT | 911 | 1083.6667
[13 empty] | 75234 | 75234 | TX | ERCT | 911 | 1083.6667
[13 empty] | 75235 | 75235 | TX | ERCT | 911 | 1083.6667
[13 empty] | 75236 | 75236 | TX | ERCT | 911 | 1083.6667
[13 empty] | 75237 | 75237 | TX | ERCT | 911 | 1083.6667
[13 empty] | 75238 | 75238 | TX | ERCT | 911 | 1083.6667
[13 empty] | 75240 | 75240 | TX | ERCT | 911 | 1083.6667
[13 empty] | 75241 | 75241 | TX | ERCT | 911 | 1083.6667
[13 empty] | 75242 | 75242 | TX | ERCT | 911 | 1083.6667
[13 empty] | 75243 | 75243 | TX | ERCT | 911 | 1083.6667
[13 empty] | 75244 | 75244 | TX | ERCT | 911 | 1083.6667
[13 empty] | 75245 | 75245 | TX | ERCT | 911 | 1083.6667
[13 empty] | 75246 | 75246 | TX | ERCT | 911 | 1083.6667
[13 empty] | 75247 | 75247 | TX | ERCT | 911 | 1083.6667
[13 empty] | 75248 | 75248 | TX | ERCT | 911 | 1083.6667
[13 empty] | 75249 | 75249 | TX | ERCT | 911 | 1083.6667
[13 empty] | 75250 | 75250 | TX | ERCT | 911 | 1083.6667
[13 empty] | 75251 | 75251 | TX | ERCT | 911 | 1083.6667
[13 empty] | 75252 | 75252 | TX | ERCT | 911 | 1083.6667
[13 empty] | 75253 | 75253 | TX | ERCT | 911 | 1083.6667
[13 empty] | 75254 | 75254 | TX | ERCT | 911 | 1083.6667
[13 empty] | 75260 | 75260 | TX | ERCT | 911 | 1083.6667
[13 empty] | 75261 | 75261 | TX | ERCT | 911 | 1083.6667
[13 empty] | 75262 | 75262 | TX | ERCT | 911 | 1083.6667
[13 empty] | 75263 | 75263 | TX | ERCT | 911 | 1083.6667
[13 empty] | 75264 | 75264 | TX | ERCT | 911 | 1083.6667
[13 empty] | 75265 | 75265 | TX | ERCT | 911 | 1083.6667
[13 empty] | 75266 | 75266 | TX | ERCT | 911 | 1083.6667
[13 empty] | 75267 | 75267 | TX | ERCT | 911 | 1083.6667
[13 empty] | 75270 | 75270 | TX | ERCT | 911 | 1083.6667
[13 empty] | 75275 | 75275 | TX | ERCT | 911 | 1083.6667
[13 empty] | 75277 | 75277 | TX | ERCT | 911 | 1083.6667
[13 empty] | 75283 | 75283 | TX | ERCT | 911 | 1083.6667
[13 empty] | 75284 | 75284 | TX | ERCT | 911 | 1083.6667
[13 empty] | 75285 | 75285 | TX | ERCT | 911 | 1083.6667
[13 empty] | 75286 | 75286 | TX | ERCT | 911 | 1083.6667
[13 empty] | 75287 | 75287 | TX | ERCT | 911 | 1083.6667
[13 empty] | 75301 | 75301 | TX | ERCT | 911 | 1083.6667
[13 empty] | 75303 | 75303 | TX | ERCT | 911 | 1083.6667
[13 empty] | 75310 | 75310 | TX | ERCT | 911 | 1083.6667
[13 empty] | 75312 | 75312 | TX | ERCT | 911 | 1083.6667
[13 empty] | 75313 | 75313 | TX | ERCT | 911 | 1083.6667
[13 empty] | 75315 | 75315 | TX | ERCT | 911 | 1083.6667
[13 empty] | 75320 | 75320 | TX | ERCT | 911 | 1083.6667
[13 empty] | 75323 | 75323 | TX | ERCT | 911 | 1083.6667
[13 empty] | 75326 | 75326 | TX | ERCT | 911 | 1083.6667
[13 empty] | 75334 | 75334 | TX | ERCT | 911 | 1083.6667
[13 empty] | 75336 | 75336 | TX | ERCT | 911 | 1083.6667
[13 empty] | 75339 | 75339 | TX | ERCT | 911 | 1083.6667
[13 empty] | 75340 | 75340 | TX | ERCT | 911 | 1083.6667
[13 empty] | 75342 | 75342 | TX | ERCT | 911 | 1083.6667
[13 empty] | 75343 | 75343 | TX | ERCT | 911 | 1083.6667
[13 empty] | 75344 | 75344 | TX | ERCT | 911 | 1083.6667
[13 empty] | 75354 | 75354 | TX | ERCT | 911 | 1083.6667
[13 empty] | 75355 | 75355 | TX | ERCT | 911 | 1083.6667
[13 empty] | 75356 | 75356 | TX | ERCT | 911 | 1083.6667
[13 empty] | 75357 | 75357 | TX | ERCT | 911 | 1083.6667
[13 empty] | 75358 | 75358 | TX | ERCT | 911 | 1083.6667
[13 empty] | 75359 | 75359 | TX | ERCT | 911 | 1083.6667
[13 empty] | 75360 | 75360 | TX | ERCT | 911 | 1083.6667
[13 empty] | 75367 | 75367 | TX | ERCT | 911 | 1083.6667
[13 empty] | 75368 | 75368 | TX | ERCT | 911 | 1083.6667
[13 empty] | 75370 | 75370 | TX | ERCT | 911 | 1083.6667
[13 empty] | 75371 | 75371 | TX | ERCT | 911 | 1083.6667
[13 empty] | 75372 | 75372 | TX | ERCT | 911 | 1083.6667
[13 empty] | 75373 | 75373 | TX | ERCT | 911 | 1083.6667
[13 empty] | 75374 | 75374 | TX | ERCT | 911 | 1083.6667
[13 empty] | 75376 | 75376 | TX | ERCT | 911 | 1083.6667
[13 empty] | 75378 | 75378 | TX | ERCT | 911 | 1083.6667
[13 empty] | 75379 | 75379 | TX | ERCT | 911 | 1083.6667
[13 empty] | 75380 | 75380 | TX | ERCT | 911 | 1083.6667
[13 empty] | 75381 | 75381 | TX | ERCT | 911 | 1083.6667
[13 empty] | 75382 | 75382 | TX | ERCT | 911 | 1083.6667
[13 empty] | 75387 | 75387 | TX | ERCT | 911 | 1083.6667
[13 empty] | 75389 | 75389 | TX | ERCT | 911 | 1083.6667
[13 empty] | 75390 | 75390 | TX | ERCT | 911 | 1083.6667
[13 empty] | 75391 | 75391 | TX | ERCT | 911 | 1083.6667
[13 empty] | 75392 | 75392 | TX | ERCT | 911 | 1083.6667
[13 empty] | 75393 | 75393 | TX | ERCT | 911 | 1083.6667
[13 empty] | 75394 | 75394 | TX | ERCT | 911 | 1083.6667
[13 empty] | 75395 | 75395 | TX | ERCT | 911 | 1083.6667
[13 empty] | 75397 | 75397 | TX | ERCT | 911 | 1083.6667
[13 empty] | 75398 | 75398 | TX | ERCT | 911 | 1083.6667
[13 empty] | 75401 | 75401 | TX | ERCT | 911 | 1083.6667
[13 empty] | 75402 | 75402 | TX | ERCT | 911 | 1083.6667
[13 empty] | 75403 | 75403 | TX | ERCT | 911 | 1083.6667
[13 empty] | 75404 | 75404 | TX | ERCT | 911 | 1083.6667
[13 empty] | 75407 | 75407 | TX | ERCT | 911 | 1083.6667
[13 empty] | 75409 | 75409 | TX | ERCT | 911 | 1083.6667
[13 empty] | 75410 | 75410 | TX | ERCT | 911 | 1083.6667
[13 empty] | 75411 | 75411 | TX | ERCT | 911 | 1083.6667
[13 empty] | 75412 | 75412 | TX | ERCT | 911 | 1083.6667
[13 empty] | 75413 | 75413 | TX | ERCT | 911 | 1083.6667
[13 empty] | 75414 | 75414 | TX | ERCT | 911 | 1083.6667
[13 empty] | 75415 | 75415 | TX | ERCT | 911 | 1083.6667
[13 empty] | 75416 | 75416 | TX | ERCT | 911 | 1083.6667
[13 empty] | 75417 | 75417 | TX | ERCT | 911 | 1083.6667
[13 empty] | 75418 | 75418 | TX | ERCT | 911 | 1083.6667
[13 empty] | 75420 | 75420 | TX | ERCT | 911 | 1083.6667
[13 empty] | 75421 | 75421 | TX | ERCT | 911 | 1083.6667
[13 empty] | 75422 | 75422 | TX | ERCT | 911 | 1083.6667
[13 empty] | 75423 | 75423 | TX | ERCT | 911 | 1083.6667
[13 empty] | 75424 | 75424 | TX | ERCT | 911 | 1083.6667
[13 empty] | 75425 | 75425 | TX | ERCT | 911 | 1083.6667
[13 empty] | 75426 | 75426 | TX | ERCT | 911 | 1083.6667
[13 empty] | 75428 | 75428 | TX | ERCT | 911 | 1083.6667
[13 empty] | 75429 | 75429 | TX | ERCT | 911 | 1083.6667
[13 empty] | 75431 | 75431 | TX | SPSO | 911 | 1083.6667
[13 empty] | 75432 | 75432 | TX | ERCT | 911 | 1083.6667
[13 empty] | 75433 | 75433 | TX | ERCT | 911 | 1083.6667
[13 empty] | 75434 | 75434 | TX | ERCT | 911 | 1083.6667
[13 empty] | 75435 | 75435 | TX | ERCT | 911 | 1083.6667
[13 empty] | 75436 | 75436 | TX | ERCT | 911 | 1083.6667
[13 empty] | 75437 | 75437 | TX | SPSO | 911 | 1083.6667
[13 empty] | 75438 | 75438 | TX | ERCT | 911 | 1083.6667
[13 empty] | 75439 | 75439 | TX | ERCT | 911 | 1083.6667
[13 empty] | 75440 | 75440 | TX | ERCT | 911 | 1083.6667
[13 empty] | 75441 | 75441 | TX | ERCT | 911 | 1083.6667
[13 empty] | 75442 | 75442 | TX | ERCT | 911 | 1083.6667
[13 empty] | 75443 | 75443 | TX | ERCT | 911 | 1083.6667
[13 empty] | 75444 | 75444 | TX | SPSO | 911 | 1083.6667
[13 empty] | 75446 | 75446 | TX | ERCT | 911 | 1083.6667
[13 empty] | 75447 | 75447 | TX | ERCT | 911 | 1083.6667
[13 empty] | 75448 | 75448 | TX | ERCT | 911 | 1083.6667
[13 empty] | 75449 | 75449 | TX | ERCT | 911 | 1083.6667
[13 empty] | 75450 | 75450 | TX | ERCT | 911 | 1083.6667
[13 empty] | 75451 | 75451 | TX | SPSO | 911 | 1083.6667
[13 empty] | 75452 | 75452 | TX | ERCT | 911 | 1083.6667
[13 empty] | 75453 | 75453 | TX | ERCT | 911 | 1083.6667
[13 empty] | 75454 | 75454 | TX | ERCT | 911 | 1083.6667
[13 empty] | 75455 | 75455 | TX | SPSO | 911 | 1083.6667
[13 empty] | 75456 | 75456 | TX | SPSO | 911 | 1083.6667
[13 empty] | 75457 | 75457 | TX | SPSO | 911 | 1083.6667
[13 empty] | 75458 | 75458 | TX | ERCT | 911 | 1083.6667
[13 empty] | 75459 | 75459 | TX | ERCT | 911 | 1083.6667
[13 empty] | 75460 | 75460 | TX | ERCT | 911 | 1083.6667
[13 empty] | 75461 | 75461 | TX | ERCT | 911 | 1083.6667
[13 empty] | 75462 | 75462 | TX | ERCT | 911 | 1083.6667
[13 empty] | 75468 | 75468 | TX | ERCT | 911 | 1083.6667
[13 empty] | 75469 | 75469 | TX | ERCT | 911 | 1083.6667
[13 empty] | 75470 | 75470 | TX | ERCT | 911 | 1083.6667
[13 empty] | 75471 | 75471 | TX | SPSO | 911 | 1083.6667
[13 empty] | 75472 | 75472 | TX | ERCT | 911 | 1083.6667
[13 empty] | 75473 | 75473 | TX | ERCT | 911 | 1083.6667
[13 empty] | 75474 | 75474 | TX | ERCT | 911 | 1083.6667
[13 empty] | 75475 | 75475 | TX | ERCT | 911 | 1083.6667
[13 empty] | 75476 | 75476 | TX | ERCT | 911 | 1083.6667
[13 empty] | 75477 | 75477 | TX | ERCT | 911 | 1083.6667
[13 empty] | 75478 | 75478 | TX | SPSO | 911 | 1083.6667
[13 empty] | 75479 | 75479 | TX | ERCT | 911 | 1083.6667
[13 empty] | 75480 | 75480 | TX | SPSO | 911 | 1083.6667
[13 empty] | 75481 | 75481 | TX | SPSO | 911 | 1083.6667
[13 empty] | 75482 | 75482 | TX | ERCT | 911 | 1083.6667
[13 empty] | 75483 | 75483 | TX | ERCT | 911 | 1083.6667
[13 empty] | 75485 | 75485 | TX | ERCT | 911 | 1083.6667
[13 empty] | 75486 | 75486 | TX | ERCT | 911 | 1083.6667
[13 empty] | 75487 | 75487 | TX | ERCT | 911 | 1083.6667
[13 empty] | 75488 | 75488 | TX | ERCT | 911 | 1083.6667
[13 empty] | 75489 | 75489 | TX | ERCT | 911 | 1083.6667
[13 empty] | 75490 | 75490 | TX | ERCT | 911 | 1083.6667
[13 empty] | 75491 | 75491 | TX | ERCT | 911 | 1083.6667
[13 empty] | 75492 | 75492 | TX | ERCT | 911 | 1083.6667
[13 empty] | 75493 | 75493 | TX | SPSO | 911 | 1083.6667
[13 empty] | 75494 | 75494 | TX | SPSO | 911 | 1083.6667
[13 empty] | 75495 | 75495 | TX | ERCT | 911 | 1083.6667
[13 empty] | 75496 | 75496 | TX | ERCT | 911 | 1083.6667
[13 empty] | 75497 | 75497 | TX | SPSO | 911 | 1083.6667
[13 empty] | 75501 | 75501 | TX | SPSO | 911 | 1083.6667
[13 empty] | 75503 | 75503 | TX | SPSO | 911 | 1083.6667
[13 empty] | 75504 | 75504 | TX | SPSO | 911 | 1083.6667
[13 empty] | 75505 | 75505 | TX | SPSO | 911 | 1083.6667
[13 empty] | 75507 | 75507 | TX | SPSO | 911 | 1083.6667
[13 empty] | 75550 | 75550 | TX | ERCT | 911 | 1083.6667
[13 empty] | 75551 | 75551 | TX | SPSO | 911 | 1083.6667
[13 empty] | 75554 | 75554 | TX | ERCT | 911 | 1083.6667
[13 empty] | 75555 | 75555 | TX | SPSO | 911 | 1083.6667
[13 empty] | 75556 | 75556 | TX | SPSO | 911 | 1083.6667
[13 empty] | 75558 | 75558 | TX | SPSO | 911 | 1083.6667
[13 empty] | 75559 | 75559 | TX | SPSO | 911 | 1083.6667
[13 empty] | 75560 | 75560 | TX | SPSO | 911 | 1083.6667
[13 empty] | 75561 | 75561 | TX | SPSO | 911 | 1083.6667
[13 empty] | 75562 | 75562 | TX | SPSO | 911 | 1083.6667
[13 empty] | 75563 | 75563 | TX | SPSO | 911 | 1083.6667
[13 empty] | 75564 | 75564 | TX | SPSO | 911 | 1083.6667
[13 empty] | 75565 | 75565 | TX | SPSO | 911 | 1083.6667
[13 empty] | 75566 | 75566 | TX | SPSO | 911 | 1083.6667
[13 empty] | 75567 | 75567 | TX | SPSO | 911 | 1083.6667
[13 empty] | 75568 | 75568 | TX | SPSO | 911 | 1083.6667
[13 empty] | 75569 | 75569 | TX | SPSO | 911 | 1083.6667
[13 empty] | 75570 | 75570 | TX | SPSO | 911 | 1083.6667
[13 empty] | 75571 | 75571 | TX | SPSO | 911 | 1083.6667
[13 empty] | 75572 | 75572 | TX | SPSO | 911 | 1083.6667
[13 empty] | 75573 | 75573 | TX | SPSO | 911 | 1083.6667
[13 empty] | 75574 | 75574 | TX | SPSO | 911 | 1083.6667
[13 empty] | 75599 | 75599 | TX | SPSO | 911 | 1083.6667
[13 empty] | 75601 | 75601 | TX | SPSO | 911 | 1083.6667
[13 empty] | 75602 | 75602 | TX | SPSO | 911 | 1083.6667
[13 empty] | 75603 | 75603 | TX | SPSO | 911 | 1083.6667
[13 empty] | 75604 | 75604 | TX | SPSO | 911 | 1083.6667
[13 empty] | 75605 | 75605 | TX | SPSO | 911 | 1083.6667
[13 empty] | 75606 | 75606 | TX | SPSO | 911 | 1083.6667
[13 empty] | 75607 | 75607 | TX | SPSO | 911 | 1083.6667
[13 empty] | 75608 | 75608 | TX | SPSO | 911 | 1083.6667
[13 empty] | 75615 | 75615 | TX | SPSO | 911 | 1083.6667
[13 empty] | 75630 | 75630 | TX | SPSO | 911 | 1083.6667
[13 empty] | 75631 | 75631 | TX | SPSO | 911 | 1083.6667
[13 empty] | 75633 | 75633 | TX | SPSO | 911 | 1083.6667
[13 empty] | 75636 | 75636 | TX | SPSO | 911 | 1083.6667
[13 empty] | 75637 | 75637 | TX | SPSO | 911 | 1083.6667
[13 empty] | 75638 | 75638 | TX | SPSO | 911 | 1083.6667
[13 empty] | 75639 | 75639 | TX | SPSO | 911 | 1083.6667
[13 empty] | 75640 | 75640 | TX | SPSO | 911 | 1083.6667
[13 empty] | 75641 | 75641 | TX | SPSO | 911 | 1083.6667
[13 empty] | 75642 | 75642 | TX | SPSO | 911 | 1083.6667
[13 empty] | 75643 | 75643 | TX | SPSO | 911 | 1083.6667
[13 empty] | 75644 | 75644 | TX | SPSO | 911 | 1083.6667
[13 empty] | 75645 | 75645 | TX | SPSO | 911 | 1083.6667
[13 empty] | 75647 | 75647 | TX | SPSO | 911 | 1083.6667
[13 empty] | 75650 | 75650 | TX | SPSO | 911 | 1083.6667
[13 empty] | 75651 | 75651 | TX | SPSO | 911 | 1083.6667
[13 empty] | 75652 | 75652 | TX | SPSO | 911 | 1083.6667
[13 empty] | 75653 | 75653 | TX | SPSO | 911 | 1083.6667
[13 empty] | 75654 | 75654 | TX | ERCT | 911 | 1083.6667
[13 empty] | 75656 | 75656 | TX | SPSO | 911 | 1083.6667
[13 empty] | 75657 | 75657 | TX | SPSO | 911 | 1083.6667
[13 empty] | 75658 | 75658 | TX | SPSO | 911 | 1083.6667
[13 empty] | 75659 | 75659 | TX | SPSO | 911 | 1083.6667
[13 empty] | 75660 | 75660 | TX | SPSO | 911 | 1083.6667
[13 empty] | 75661 | 75661 | TX | SPSO | 911 | 1083.6667
[13 empty] | 75662 | 75662 | TX | SPSO | 911 | 1083.6667
[13 empty] | 75663 | 75663 | TX | SPSO | 911 | 1083.6667
[13 empty] | 75666 | 75666 | TX | SPSO | 911 | 1083.6667
[13 empty] | 75667 | 75667 | TX | ERCT | 911 | 1083.6667
[13 empty] | 75668 | 75668 | TX | SPSO | 911 | 1083.6667
[13 empty] | 75669 | 75669 | TX | SPSO | 911 | 1083.6667
[13 empty] | 75670 | 75670 | TX | SPSO | 911 | 1083.6667
[13 empty] | 75671 | 75671 | TX | SPSO | 911 | 1083.6667
[13 empty] | 75672 | 75672 | TX | SPSO | 911 | 1083.6667
[13 empty] | 75680 | 75680 | TX | SPSO | 911 | 1083.6667
[13 empty] | 75681 | 75681 | TX | SPSO | 911 | 1083.6667
[13 empty] | 75682 | 75682 | TX | SPSO | 911 | 1083.6667
[13 empty] | 75683 | 75683 | TX | SPSO | 911 | 1083.6667
[13 empty] | 75684 | 75684 | TX | ERCT | 911 | 1083.6667
[13 empty] | 75685 | 75685 | TX | SPSO | 911 | 1083.6667
[13 empty] | 75686 | 75686 | TX | SPSO | 911 | 1083.6667
[13 empty] | 75687 | 75687 | TX | ERCT | 911 | 1083.6667
[13 empty] | 75688 | 75688 | TX | SPSO | 911 | 1083.6667
[13 empty] | 75689 | 75689 | TX | SPSO | 911 | 1083.6667
[13 empty] | 75691 | 75691 | TX | SPSO | 911 | 1083.6667
[13 empty] | 75692 | 75692 | TX | SPSO | 911 | 1083.6667
[13 empty] | 75693 | 75693 | TX | SPSO | 911 | 1083.6667
[13 empty] | 75694 | 75694 | TX | SPSO | 911 | 1083.6667
[13 empty] | 75701 | 75701 | TX | ERCT | 911 | 1083.6667
[13 empty] | 75702 | 75702 | TX | ERCT | 911 | 1083.6667
[13 empty] | 75703 | 75703 | TX | ERCT | 911 | 1083.6667
[13 empty] | 75704 | 75704 | TX | ERCT | 911 | 1083.6667
[13 empty] | 75705 | 75705 | TX | ERCT | 911 | 1083.6667
[13 empty] | 75706 | 75706 | TX | ERCT | 911 | 1083.6667
[13 empty] | 75707 | 75707 | TX | ERCT | 911 | 1083.6667
[13 empty] | 75708 | 75708 | TX | ERCT | 911 | 1083.6667
[13 empty] | 75709 | 75709 | TX | ERCT | 911 | 1083.6667
[13 empty] | 75710 | 75710 | TX | ERCT | 911 | 1083.6667
[13 empty] | 75711 | 75711 | TX | ERCT | 911 | 1083.6667
[13 empty] | 75712 | 75712 | TX | ERCT | 911 | 1083.6667
[13 empty] | 75713 | 75713 | TX | ERCT | 911 | 1083.6667
[13 empty] | 75750 | 75750 | TX | ERCT | 911 | 1083.6667
[13 empty] | 75751 | 75751 | TX | ERCT | 911 | 1083.6667
[13 empty] | 75752 | 75752 | TX | ERCT | 911 | 1083.6667
[13 empty] | 75754 | 75754 | TX | ERCT | 911 | 1083.6667
[13 empty] | 75755 | 75755 | TX | SPSO | 911 | 1083.6667
[13 empty] | 75756 | 75756 | TX | ERCT | 911 | 1083.6667
[13 empty] | 75757 | 75757 | TX | ERCT | 911 | 1083.6667
[13 empty] | 75758 | 75758 | TX | ERCT | 911 | 1083.6667
[13 empty] | 75759 | 75759 | TX | ERCT | 911 | 1083.6667
[13 empty] | 75760 | 75760 | TX | ERCT | 911 | 1083.6667
[13 empty] | 75762 | 75762 | TX | ERCT | 911 | 1083.6667
[13 empty] | 75763 | 75763 | TX | ERCT | 911 | 1083.6667
[13 empty] | 75764 | 75764 | TX | ERCT | 911 | 1083.6667
[13 empty] | 75765 | 75765 | TX | SPSO | 911 | 1083.6667
[13 empty] | 75766 | 75766 | TX | ERCT | 911 | 1083.6667
[13 empty] | 75770 | 75770 | TX | ERCT | 911 | 1083.6667
[13 empty] | 75771 | 75771 | TX | ERCT | 911 | 1083.6667
[13 empty] | 75772 | 75772 | TX | ERCT | 911 | 1083.6667
[13 empty] | 75773 | 75773 | TX | ERCT | 911 | 1083.6667
[13 empty] | 75778 | 75778 | TX | ERCT | 911 | 1083.6667
[13 empty] | 75779 | 75779 | TX | ERCT | 911 | 1083.6667
[13 empty] | 75780 | 75780 | TX | ERCT | 911 | 1083.6667
[13 empty] | 75782 | 75782 | TX | ERCT | 911 | 1083.6667
[13 empty] | 75783 | 75783 | TX | SPSO | 911 | 1083.6667
[13 empty] | 75784 | 75784 | TX | ERCT | 911 | 1083.6667
[13 empty] | 75785 | 75785 | TX | ERCT | 911 | 1083.6667
[13 empty] | 75788 | 75788 | TX | ERCT | 911 | 1083.6667
[13 empty] | 75789 | 75789 | TX | ERCT | 911 | 1083.6667
[13 empty] | 75790 | 75790 | TX | ERCT | 911 | 1083.6667
[13 empty] | 75791 | 75791 | TX | ERCT | 911 | 1083.6667
[13 empty] | 75792 | 75792 | TX | SPSO | 911 | 1083.6667
[13 empty] | 75797 | 75797 | TX | SPSO | 911 | 1083.6667
[13 empty] | 75798 | 75798 | TX | ERCT | 911 | 1083.6667
[13 empty] | 75799 | 75799 | TX | ERCT | 911 | 1083.6667
[13 empty] | 75801 | 75801 | TX | ERCT | 911 | 1083.6667
[13 empty] | 75802 | 75802 | TX | ERCT | 911 | 1083.6667
[13 empty] | 75803 | 75803 | TX | ERCT | 911 | 1083.6667
[13 empty] | 75831 | 75831 | TX | ERCT | 911 | 1083.6667
[13 empty] | 75832 | 75832 | TX | ERCT | 911 | 1083.6667
[13 empty] | 75833 | 75833 | TX | SRMV | 911 | 1083.6667
[13 empty] | 75834 | 75834 | TX | SRMV | 911 | 1083.6667
[13 empty] | 75835 | 75835 | TX | ERCT | 911 | 1083.6667
[13 empty] | 75838 | 75838 | TX | ERCT | 911 | 1083.6667
[13 empty] | 75839 | 75839 | TX | ERCT | 911 | 1083.6667
[13 empty] | 75840 | 75840 | TX | ERCT | 911 | 1083.6667
[13 empty] | 75844 | 75844 | TX | ERCT | 911 | 1083.6667
[13 empty] | 75845 | 75845 | TX | SRMV | 911 | 1083.6667
[13 empty] | 75846 | 75846 | TX | ERCT | 911 | 1083.6667
[13 empty] | 75847 | 75847 | TX | ERCT | 911 | 1083.6667
[13 empty] | 75848 | 75848 | TX | ERCT | 911 | 1083.6667
[13 empty] | 75849 | 75849 | TX | ERCT | 911 | 1083.6667
[13 empty] | 75850 | 75850 | TX | SRMV | 911 | 1083.6667
[13 empty] | 75851 | 75851 | TX | ERCT | 911 | 1083.6667
[13 empty] | 75852 | 75852 | TX | SRMV | 911 | 1083.6667
[13 empty] | 75853 | 75853 | TX | ERCT | 911 | 1083.6667
[13 empty] | 75855 | 75855 | TX | SRMV | 911 | 1083.6667
[13 empty] | 75856 | 75856 | TX | SRMV | 911 | 1083.6667
[13 empty] | 75858 | 75858 | TX | ERCT | 911 | 1083.6667
[13 empty] | 75859 | 75859 | TX | ERCT | 911 | 1083.6667
[13 empty] | 75860 | 75860 | TX | ERCT | 911 | 1083.6667
[13 empty] | 75861 | 75861 | TX | ERCT | 911 | 1083.6667
[13 empty] | 75862 | 75862 | TX | SRMV | 911 | 1083.6667
[13 empty] | 75865 | 75865 | TX | SRMV | 911 | 1083.6667
[13 empty] | 75880 | 75880 | TX | ERCT | 911 | 1083.6667
[13 empty] | 75882 | 75882 | TX | ERCT | 911 | 1083.6667
[13 empty] | 75884 | 75884 | TX | ERCT | 911 | 1083.6667
[13 empty] | 75886 | 75886 | TX | ERCT | 911 | 1083.6667
[13 empty] | 75901 | 75901 | TX | ERCT | 911 | 1083.6667
[13 empty] | 75902 | 75902 | TX | ERCT | 911 | 1083.6667
[13 empty] | 75903 | 75903 | TX | ERCT | 911 | 1083.6667
[13 empty] | 75904 | 75904 | TX | ERCT | 911 | 1083.6667
[13 empty] | 75915 | 75915 | TX | ERCT | 911 | 1083.6667
[13 empty] | 75925 | 75925 | TX | ERCT | 911 | 1083.6667
[13 empty] | 75926 | 75926 | TX | SRMV | 911 | 1083.6667
[13 empty] | 75928 | 75928 | TX | SRMV | 911 | 1083.6667
[13 empty] | 75929 | 75929 | TX | ERCT | 911 | 1083.6667
[13 empty] | 75930 | 75930 | TX | ERCT | 911 | 1083.6667
[13 empty] | 75931 | 75931 | TX | SRMV | 911 | 1083.6667
[13 empty] | 75932 | 75932 | TX | SRMV | 911 | 1083.6667
[13 empty] | 75933 | 75933 | TX | SRMV | 911 | 1083.6667
[13 empty] | 75934 | 75934 | TX | SRMV | 911 | 1083.6667
[13 empty] | 75935 | 75935 | TX | SPSO | 911 | 1083.6667
[13 empty] | 75936 | 75936 | TX | SRMV | 911 | 1083.6667
[13 empty] | 75937 | 75937 | TX | ERCT | 911 | 1083.6667
[13 empty] | 75938 | 75938 | TX | SRMV | 911 | 1083.6667
[13 empty] | 75939 | 75939 | TX | SRMV | 911 | 1083.6667
[13 empty] | 75941 | 75941 | TX | ERCT | 911 | 1083.6667
[13 empty] | 75942 | 75942 | TX | SRMV | 911 | 1083.6667
[13 empty] | 75943 | 75943 | TX | ERCT | 911 | 1083.6667
[13 empty] | 75944 | 75944 | TX | ERCT | 911 | 1083.6667
[13 empty] | 75946 | 75946 | TX | SPSO | 911 | 1083.6667
[13 empty] | 75948 | 75948 | TX | ERCT | 911 | 1083.6667
[13 empty] | 75949 | 75949 | TX | ERCT | 911 | 1083.6667
[13 empty] | 75951 | 75951 | TX | SRMV | 911 | 1083.6667
[13 empty] | 75954 | 75954 | TX | SPSO | 911 | 1083.6667
[13 empty] | 75956 | 75956 | TX | SRMV | 911 | 1083.6667
[13 empty] | 75958 | 75958 | TX | ERCT | 911 | 1083.6667
[13 empty] | 75959 | 75959 | TX | ERCT | 911 | 1083.6667
[13 empty] | 75960 | 75960 | TX | SRMV | 911 | 1083.6667
[13 empty] | 75961 | 75961 | TX | ERCT | 911 | 1083.6667
[13 empty] | 75962 | 75962 | TX | ERCT | 911 | 1083.6667
[13 empty] | 75963 | 75963 | TX | ERCT | 911 | 1083.6667
[13 empty] | 75964 | 75964 | TX | ERCT | 911 | 1083.6667
[13 empty] | 75965 | 75965 | TX | ERCT | 911 | 1083.6667
[13 empty] | 75966 | 75966 | TX | SRMV | 911 | 1083.6667
[13 empty] | 75968 | 75968 | TX | ERCT | 911 | 1083.6667
[13 empty] | 75969 | 75969 | TX | ERCT | 911 | 1083.6667
[13 empty] | 75972 | 75972 | TX | ERCT | 911 | 1083.6667
[13 empty] | 75973 | 75973 | TX | SPSO | 911 | 1083.6667
[13 empty] | 75974 | 75974 | TX | SPSO | 911 | 1083.6667
[13 empty] | 75975 | 75975 | TX | SPSO | 911 | 1083.6667
[13 empty] | 75976 | 75976 | TX | ERCT | 911 | 1083.6667
[13 empty] | 75977 | 75977 | TX | ERCT | 911 | 1083.6667
[13 empty] | 75978 | 75978 | TX | ERCT | 911 | 1083.6667
[13 empty] | 75979 | 75979 | TX | SRMV | 911 | 1083.6667
[13 empty] | 75980 | 75980 | TX | ERCT | 911 | 1083.6667
[13 empty] | 75990 | 75990 | TX | SRMV | 911 | 1083.6667
[13 empty] | 76001 | 76001 | TX | ERCT | 911 | 1083.6667
[13 empty] | 76002 | 76002 | TX | ERCT | 911 | 1083.6667
[13 empty] | 76003 | 76003 | TX | ERCT | 911 | 1083.6667
[13 empty] | 76004 | 76004 | TX | ERCT | 911 | 1083.6667
[13 empty] | 76005 | 76005 | TX | ERCT | 911 | 1083.6667
[13 empty] | 76006 | 76006 | TX | ERCT | 911 | 1083.6667
[13 empty] | 76007 | 76007 | TX | ERCT | 911 | 1083.6667
[13 empty] | 76008 | 76008 | TX | ERCT | 911 | 1083.6667
[13 empty] | 76009 | 76009 | TX | ERCT | 911 | 1083.6667
[13 empty] | 76010 | 76010 | TX | ERCT | 911 | 1083.6667
[13 empty] | 76011 | 76011 | TX | ERCT | 911 | 1083.6667
[13 empty] | 76012 | 76012 | TX | ERCT | 911 | 1083.6667
[13 empty] | 76013 | 76013 | TX | ERCT | 911 | 1083.6667
[13 empty] | 76014 | 76014 | TX | ERCT | 911 | 1083.6667
[13 empty] | 76015 | 76015 | TX | ERCT | 911 | 1083.6667
[13 empty] | 76016 | 76016 | TX | ERCT | 911 | 1083.6667
[13 empty] | 76017 | 76017 | TX | ERCT | 911 | 1083.6667
[13 empty] | 76018 | 76018 | TX | ERCT | 911 | 1083.6667
[13 empty] | 76019 | 76019 | TX | ERCT | 911 | 1083.6667
[13 empty] | 76020 | 76020 | TX | ERCT | 911 | 1083.6667
[13 empty] | 76021 | 76021 | TX | ERCT | 911 | 1083.6667
[13 empty] | 76022 | 76022 | TX | ERCT | 911 | 1083.6667
[13 empty] | 76023 | 76023 | TX | ERCT | 911 | 1083.6667
[13 empty] | 76028 | 76028 | TX | ERCT | 911 | 1083.6667
[13 empty] | 76031 | 76031 | TX | ERCT | 911 | 1083.6667
[13 empty] | 76033 | 76033 | TX | ERCT | 911 | 1083.6667
[13 empty] | 76034 | 76034 | TX | ERCT | 911 | 1083.6667
[13 empty] | 76035 | 76035 | TX | ERCT | 911 | 1083.6667
[13 empty] | 76036 | 76036 | TX | ERCT | 930.6667 | 1028.3333
[13 empty] | 76039 | 76039 | TX | ERCT | 930.6667 | 1028.3333
[13 empty] | 76040 | 76040 | TX | ERCT | 930.6667 | 1028.3333
[13 empty] | 76041 | 76041 | TX | ERCT | 930.6667 | 1028.3333
[13 empty] | 76043 | 76043 | TX | ERCT | 930.6667 | 1028.3333
[13 empty] | 76044 | 76044 | TX | ERCT | 930.6667 | 1028.3333
[13 empty] | 76048 | 76048 | TX | ERCT | 930.6667 | 1028.3333
[13 empty] | 76049 | 76049 | TX | ERCT | 930.6667 | 1028.3333
[13 empty] | 76050 | 76050 | TX | ERCT | 930.6667 | 1028.3333
[13 empty] | 76051 | 76051 | TX | ERCT | 930.6667 | 1028.3333
[13 empty] | 76052 | 76052 | TX | ERCT | 930.6667 | 1028.3333
[13 empty] | 76053 | 76053 | TX | ERCT | 930.6667 | 1028.3333
[13 empty] | 76054 | 76054 | TX | ERCT | 930.6667 | 1028.3333
[13 empty] | 76055 | 76055 | TX | ERCT | 930.6667 | 1028.3333
[13 empty] | 76058 | 76058 | TX | ERCT | 930.6667 | 1028.3333
[13 empty] | 76059 | 76059 | TX | ERCT | 930.6667 | 1028.3333
[13 empty] | 76060 | 76060 | TX | ERCT | 930.6667 | 1028.3333
[13 empty] | 76061 | 76061 | TX | ERCT | 930.6667 | 1028.3333
[13 empty] | 76063 | 76063 | TX | ERCT | 930.6667 | 1028.3333
[13 empty] | 76064 | 76064 | TX | ERCT | 930.6667 | 1028.3333
[13 empty] | 76065 | 76065 | TX | ERCT | 930.6667 | 1028.3333
[13 empty] | 76066 | 76066 | TX | ERCT | 930.6667 | 1028.3333
[13 empty] | 76067 | 76067 | TX | ERCT | 930.6667 | 1028.3333
[13 empty] | 76068 | 76068 | TX | ERCT | 930.6667 | 1028.3333
[13 empty] | 76070 | 76070 | TX | ERCT | 930.6667 | 1028.3333
[13 empty] | 76071 | 76071 | TX | ERCT | 930.6667 | 1028.3333
[13 empty] | 76073 | 76073 | TX | ERCT | 930.6667 | 1028.3333
[13 empty] | 76077 | 76077 | TX | ERCT | 930.6667 | 1028.3333
[13 empty] | 76078 | 76078 | TX | ERCT | 930.6667 | 1028.3333
[13 empty] | 76082 | 76082 | TX | ERCT | 930.6667 | 1028.3333
[13 empty] | 76084 | 76084 | TX | ERCT | 930.6667 | 1028.3333
[13 empty] | 76085 | 76085 | TX | ERCT | 930.6667 | 1028.3333
[13 empty] | 76086 | 76086 | TX | ERCT | 930.6667 | 1028.3333
[13 empty] | 76087 | 76087 | TX | ERCT | 930.6667 | 1028.3333
[13 empty] | 76088 | 76088 | TX | ERCT | 930.6667 | 1028.3333
[13 empty] | 76092 | 76092 | TX | ERCT | 930.6667 | 1028.3333
[13 empty] | 76093 | 76093 | TX | ERCT | 930.6667 | 1028.3333
[13 empty] | 76094 | 76094 | TX | ERCT | 930.6667 | 1028.3333
[13 empty] | 76095 | 76095 | TX | ERCT | 930.6667 | 1028.3333
[13 empty] | 76096 | 76096 | TX | ERCT | 930.6667 | 1028.3333
[13 empty] | 76097 | 76097 | TX | ERCT | 930.6667 | 1028.3333
[13 empty] | 76098 | 76098 | TX | ERCT | 930.6667 | 1028.3333
[13 empty] | 76099 | 76099 | TX | ERCT | 930.6667 | 1028.3333
[13 empty] | 76101 | 76101 | TX | ERCT | 930.6667 | 1028.3333
[13 empty] | 76102 | 76102 | TX | ERCT | 930.6667 | 1028.3333
[13 empty] | 76103 | 76103 | TX | ERCT | 930.6667 | 1028.3333
[13 empty] | 76104 | 76104 | TX | ERCT | 930.6667 | 1028.3333
[13 empty] | 76105 | 76105 | TX | ERCT | 930.6667 | 1028.3333
[13 empty] | 76106 | 76106 | TX | ERCT | 930.6667 | 1028.3333
[13 empty] | 76107 | 76107 | TX | ERCT | 930.6667 | 1028.3333
[13 empty] | 76108 | 76108 | TX | ERCT | 930.6667 | 1028.3333
[13 empty] | 76109 | 76109 | TX | ERCT | 930.6667 | 1028.3333
[13 empty] | 76110 | 76110 | TX | ERCT | 930.6667 | 1028.3333
[13 empty] | 76111 | 76111 | TX | ERCT | 930.6667 | 1028.3333
[13 empty] | 76112 | 76112 | TX | ERCT | 930.6667 | 1028.3333
[13 empty] | 76113 | 76113 | TX | ERCT | 930.6667 | 1028.3333
[13 empty] | 76114 | 76114 | TX | ERCT | 930.6667 | 1028.3333
[13 empty] | 76115 | 76115 | TX | ERCT | 930.6667 | 1028.3333
[13 empty] | 76116 | 76116 | TX | ERCT | 930.6667 | 1028.3333
[13 empty] | 76117 | 76117 | TX | ERCT | 930.6667 | 1028.3333
[13 empty] | 76118 | 76118 | TX | ERCT | 930.6667 | 1028.3333
[13 empty] | 76119 | 76119 | TX | ERCT | 930.6667 | 1028.3333
[13 empty] | 76120 | 76120 | TX | ERCT | 930.6667 | 1028.3333
[13 empty] | 76121 | 76121 | TX | ERCT | 930.6667 | 1028.3333
[13 empty] | 76122 | 76122 | TX | ERCT | 930.6667 | 1028.3333
[13 empty] | 76123 | 76123 | TX | ERCT | 930.6667 | 1028.3333
[13 empty] | 76124 | 76124 | TX | ERCT | 930.6667 | 1028.3333
[13 empty] | 76126 | 76126 | TX | ERCT | 930.6667 | 1028.3333
[13 empty] | 76127 | 76127 | TX | ERCT | 930.6667 | 1028.3333
[13 empty] | 76129 | 76129 | TX | ERCT | 930.6667 | 1028.3333
[13 empty] | 76130 | 76130 | TX | ERCT | 930.6667 | 1028.3333
[13 empty] | 76131 | 76131 | TX | ERCT | 930.6667 | 1028.3333
[13 empty] | 76132 | 76132 | TX | ERCT | 930.6667 | 1028.3333
[13 empty] | 76133 | 76133 | TX | ERCT | 930.6667 | 1028.3333
[13 empty] | 76134 | 76134 | TX | ERCT | 930.6667 | 1028.3333
[13 empty] | 76135 | 76135 | TX | ERCT | 930.6667 | 1028.3333
[13 empty] | 76136 | 76136 | TX | ERCT | 930.6667 | 1028.3333
[13 empty] | 76137 | 76137 | TX | ERCT | 930.6667 | 1028.3333
[13 empty] | 76140 | 76140 | TX | ERCT | 930.6667 | 1028.3333
[13 empty] | 76147 | 76147 | TX | ERCT | 930.6667 | 1028.3333
[13 empty] | 76148 | 76148 | TX | ERCT | 930.6667 | 1028.3333
[13 empty] | 76150 | 76150 | TX | ERCT | 930.6667 | 1028.3333
[13 empty] | 76155 | 76155 | TX | ERCT | 930.6667 | 1028.3333
[13 empty] | 76161 | 76161 | TX | ERCT | 930.6667 | 1028.3333
[13 empty] | 76162 | 76162 | TX | ERCT | 930.6667 | 1028.3333
[13 empty] | 76163 | 76163 | TX | ERCT | 930.6667 | 1028.3333
[13 empty] | 76164 | 76164 | TX | ERCT | 930.6667 | 1028.3333
[13 empty] | 76166 | 76166 | TX | ERCT | 930.6667 | 1028.3333
[13 empty] | 76177 | 76177 | TX | ERCT | 930.6667 | 1028.3333
[13 empty] | 76179 | 76179 | TX | ERCT | 930.6667 | 1028.3333
[13 empty] | 76180 | 76180 | TX | ERCT | 930.6667 | 1028.3333
[13 empty] | 76181 | 76181 | TX | ERCT | 930.6667 | 1028.3333
[13 empty] | 76182 | 76182 | TX | ERCT | 930.6667 | 1028.3333
[13 empty] | 76185 | 76185 | TX | ERCT | 930.6667 | 1028.3333
[13 empty] | 76191 | 76191 | TX | ERCT | 930.6667 | 1028.3333
[13 empty] | 76192 | 76192 | TX | ERCT | 930.6667 | 1028.3333
[13 empty] | 76193 | 76193 | TX | ERCT | 930.6667 | 1028.3333
[13 empty] | 76195 | 76195 | TX | ERCT | 930.6667 | 1028.3333
[13 empty] | 76196 | 76196 | TX | ERCT | 930.6667 | 1028.3333
[13 empty] | 76197 | 76197 | TX | ERCT | 930.6667 | 1028.3333
[13 empty] | 76198 | 76198 | TX | ERCT | 930.6667 | 1028.3333
[13 empty] | 76199 | 76199 | TX | ERCT | 930.6667 | 1028.3333
[13 empty] | 76201 | 76201 | TX | ERCT | 930.6667 | 1028.3333
[13 empty] | 76202 | 76202 | TX | ERCT | 930.6667 | 1028.3333
[13 empty] | 76203 | 76203 | TX | ERCT | 930.6667 | 1028.3333
[13 empty] | 76204 | 76204 | TX | ERCT | 930.6667 | 1028.3333
[13 empty] | 76205 | 76205 | TX | ERCT | 930.6667 | 1028.3333
[13 empty] | 76206 | 76206 | TX | ERCT | 930.6667 | 1028.3333
[13 empty] | 76207 | 76207 | TX | ERCT | 930.6667 | 1028.3333
[13 empty] | 76208 | 76208 | TX | ERCT | 930.6667 | 1028.3333
[13 empty] | 76209 | 76209 | TX | ERCT | 930.6667 | 1028.3333
[13 empty] | 76210 | 76210 | TX | ERCT | 930.6667 | 1028.3333
[13 empty] | 76225 | 76225 | TX | ERCT | 930.6667 | 1028.3333
[13 empty] | 76226 | 76226 | TX | ERCT | 930.6667 | 1028.3333
[13 empty] | 76227 | 76227 | TX | ERCT | 930.6667 | 1028.3333
[13 empty] | 76228 | 76228 | TX | ERCT | 930.6667 | 1028.3333
[13 empty] | 76230 | 76230 | TX | ERCT | 930.6667 | 1028.3333
[13 empty] | 76233 | 76233 | TX | ERCT | 930.6667 | 1028.3333
[13 empty] | 76234 | 76234 | TX | ERCT | 930.6667 | 1028.3333
[13 empty] | 76238 | 76238 | TX | ERCT | 930.6667 | 1028.3333
[13 empty] | 76239 | 76239 | TX | ERCT | 930.6667 | 1028.3333
[13 empty] | 76240 | 76240 | TX | ERCT | 930.6667 | 1028.3333
[13 empty] | 76241 | 76241 | TX | ERCT | 930.6667 | 1028.3333
[13 empty] | 76244 | 76244 | TX | ERCT | 930.6667 | 1028.3333
[13 empty] | 76245 | 76245 | TX | ERCT | 930.6667 | 1028.3333
[13 empty] | 76246 | 76246 | TX | ERCT | 930.6667 | 1028.3333
[13 empty] | 76247 | 76247 | TX | ERCT | 930.6667 | 1028.3333
[13 empty] | 76248 | 76248 | TX | ERCT | 930.6667 | 1028.3333
[13 empty] | 76249 | 76249 | TX | ERCT | 930.6667 | 1028.3333
[13 empty] | 76250 | 76250 | TX | ERCT | 930.6667 | 1028.3333
[13 empty] | 76251 | 76251 | TX | ERCT | 930.6667 | 1028.3333
[13 empty] | 76252 | 76252 | TX | ERCT | 930.6667 | 1028.3333
[13 empty] | 76253 | 76253 | TX | ERCT | 930.6667 | 1028.3333
[13 empty] | 76255 | 76255 | TX | ERCT | 930.6667 | 1028.3333
[13 empty] | 76258 | 76258 | TX | ERCT | 930.6667 | 1028.3333
[13 empty] | 76259 | 76259 | TX | ERCT | 930.6667 | 1028.3333
[13 empty] | 76261 | 76261 | TX | ERCT | 930.6667 | 1028.3333
[13 empty] | 76262 | 76262 | TX | ERCT | 930.6667 | 1028.3333
[13 empty] | 76263 | 76263 | TX | ERCT | 930.6667 | 1028.3333
[13 empty] | 76264 | 76264 | TX | ERCT | 930.6667 | 1028.3333
[13 empty] | 76265 | 76265 | TX | ERCT | 930.6667 | 1028.3333
[13 empty] | 76266 | 76266 | TX | ERCT | 930.6667 | 1028.3333
[13 empty] | 76267 | 76267 | TX | ERCT | 930.6667 | 1028.3333
[13 empty] | 76268 | 76268 | TX | ERCT | 930.6667 | 1028.3333
[13 empty] | 76270 | 76270 | TX | ERCT | 930.6667 | 1028.3333
[13 empty] | 76271 | 76271 | TX | ERCT | 930.6667 | 1028.3333
[13 empty] | 76272 | 76272 | TX | ERCT | 930.6667 | 1028.3333
[13 empty] | 76273 | 76273 | TX | ERCT | 930.6667 | 1028.3333
[13 empty] | 76301 | 76301 | TX | ERCT | 930.6667 | 1028.3333
[13 empty] | 76302 | 76302 | TX | ERCT | 930.6667 | 1028.3333
[13 empty] | 76305 | 76305 | TX | ERCT | 930.6667 | 1028.3333
[13 empty] | 76306 | 76306 | TX | ERCT | 930.6667 | 1028.3333
[13 empty] | 76307 | 76307 | TX | ERCT | 930.6667 | 1028.3333
[13 empty] | 76308 | 76308 | TX | ERCT | 930.6667 | 1028.3333
[13 empty] | 76309 | 76309 | TX | ERCT | 930.6667 | 1028.3333
[13 empty] | 76310 | 76310 | TX | ERCT | 930.6667 | 1028.3333
[13 empty] | 76311 | 76311 | TX | ERCT | 930.6667 | 1028.3333
[13 empty] | 76351 | 76351 | TX | ERCT | 930.6667 | 1028.3333
[13 empty] | 76352 | 76352 | TX | ERCT | 930.6667 | 1028.3333
[13 empty] | 76354 | 76354 | TX | ERCT | 930.6667 | 1028.3333
[13 empty] | 76357 | 76357 | TX | ERCT | 930.6667 | 1028.3333
[13 empty] | 76360 | 76360 | TX | ERCT | 930.6667 | 1028.3333
[13 empty] | 76363 | 76363 | TX | ERCT | 930.6667 | 1028.3333
[13 empty] | 76364 | 76364 | TX | ERCT | 930.6667 | 1028.3333
[13 empty] | 76365 | 76365 | TX | ERCT | 930.6667 | 1028.3333
[13 empty] | 76366 | 76366 | TX | ERCT | 930.6667 | 1028.3333
[13 empty] | 76367 | 76367 | TX | ERCT | 930.6667 | 1028.3333
[13 empty] | 76369 | 76369 | TX | ERCT | 930.6667 | 1028.3333
[13 empty] | 76370 | 76370 | TX | ERCT | 930.6667 | 1028.3333
[13 empty] | 76371 | 76371 | TX | ERCT | 930.6667 | 1028.3333
[13 empty] | 76372 | 76372 | TX | ERCT | 930.6667 | 1028.3333
[13 empty] | 76373 | 76373 | TX | ERCT | 930.6667 | 1028.3333
[13 empty] | 76374 | 76374 | TX | ERCT | 930.6667 | 1028.3333
[13 empty] | 76377 | 76377 | TX | ERCT | 930.6667 | 1028.3333
[13 empty] | 76379 | 76379 | TX | ERCT | 930.6667 | 1028.3333
[13 empty] | 76380 | 76380 | TX | ERCT | 930.6667 | 1028.3333
[13 empty] | 76384 | 76384 | TX | ERCT | 930.6667 | 1028.3333
[13 empty] | 76385 | 76385 | TX | ERCT | 930.6667 | 1028.3333
[13 empty] | 76388 | 76388 | TX | ERCT | 930.6667 | 1028.3333
[13 empty] | 76389 | 76389 | TX | ERCT | 930.6667 | 1028.3333
[13 empty] | 76401 | 76401 | TX | ERCT | 930.6667 | 1028.3333
[13 empty] | 76402 | 76402 | TX | ERCT | 930.6667 | 1028.3333
[13 empty] | 76424 | 76424 | TX | ERCT | 930.6667 | 1028.3333
[13 empty] | 76426 | 76426 | TX | ERCT | 930.6667 | 1028.3333
[13 empty] | 76427 | 76427 | TX | ERCT | 930.6667 | 1028.3333
[13 empty] | 76429 | 76429 | TX | ERCT | 930.6667 | 1028.3333
[13 empty] | 76430 | 76430 | TX | ERCT | 930.6667 | 1028.3333
[13 empty] | 76431 | 76431 | TX | ERCT | 930.6667 | 1028.3333
[13 empty] | 76432 | 76432 | TX | ERCT | 930.6667 | 1028.3333
[13 empty] | 76433 | 76433 | TX | ERCT | 930.6667 | 1028.3333
[13 empty] | 76435 | 76435 | TX | ERCT | 930.6667 | 1028.3333
[13 empty] | 76436 | 76436 | TX | ERCT | 930.6667 | 1028.3333
[13 empty] | 76437 | 76437 | TX | ERCT | 930.6667 | 1028.3333
[13 empty] | 76439 | 76439 | TX | ERCT | 930.6667 | 1028.3333
[13 empty] | 76442 | 76442 | TX | ERCT | 930.6667 | 1028.3333
[13 empty] | 76443 | 76443 | TX | ERCT | 930.6667 | 1028.3333
[13 empty] | 76444 | 76444 | TX | ERCT | 930.6667 | 1028.3333
[13 empty] | 76445 | 76445 | TX | ERCT | 930.6667 | 1028.3333
[13 empty] | 76446 | 76446 | TX | ERCT | 930.6667 | 1028.3333
[13 empty] | 76448 | 76448 | TX | ERCT | 930.6667 | 1028.3333
[13 empty] | 76449 | 76449 | TX | ERCT | 930.6667 | 1028.3333
[13 empty] | 76450 | 76450 | TX | ERCT | 930.6667 | 1028.3333
[13 empty] | 76452 | 76452 | TX | ERCT | 930.6667 | 1028.3333
[13 empty] | 76453 | 76453 | TX | ERCT | 930.6667 | 1028.3333
[13 empty] | 76454 | 76454 | TX | ERCT | 930.6667 | 1028.3333
[13 empty] | 76455 | 76455 | TX | ERCT | 930.6667 | 1028.3333
[13 empty] | 76457 | 76457 | TX | ERCT | 930.6667 | 1028.3333
[13 empty] | 76458 | 76458 | TX | ERCT | 930.6667 | 1028.3333
[13 empty] | 76459 | 76459 | TX | ERCT | 930.6667 | 1028.3333
[13 empty] | 76460 | 76460 | TX | ERCT | 930.6667 | 1028.3333
[13 empty] | 76461 | 76461 | TX | ERCT | 930.6667 | 1028.3333
[13 empty] | 76462 | 76462 | TX | ERCT | 930.6667 | 1028.3333
[13 empty] | 76463 | 76463 | TX | ERCT | 930.6667 | 1028.3333
[13 empty] | 76464 | 76464 | TX | ERCT | 930.6667 | 1028.3333
[13 empty] | 76465 | 76465 | TX | ERCT | 930.6667 | 1028.3333
[13 empty] | 76466 | 76466 | TX | ERCT | 930.6667 | 1028.3333
[13 empty] | 76467 | 76467 | TX | ERCT | 930.6667 | 1028.3333
[13 empty] | 76468 | 76468 | TX | ERCT | 930.6667 | 1028.3333
[13 empty] | 76469 | 76469 | TX | ERCT | 930.6667 | 1028.3333
[13 empty] | 76470 | 76470 | TX | ERCT | 930.6667 | 1028.3333
[13 empty] | 76471 | 76471 | TX | ERCT | 930.6667 | 1028.3333
[13 empty] | 76472 | 76472 | TX | ERCT | 930.6667 | 1028.3333
[13 empty] | 76474 | 76474 | TX | ERCT | 930.6667 | 1028.3333
[13 empty] | 76475 | 76475 | TX | ERCT | 930.6667 | 1028.3333
[13 empty] | 76476 | 76476 | TX | ERCT | 930.6667 | 1028.3333
[13 empty] | 76481 | 76481 | TX | ERCT | 930.6667 | 1028.3333
[13 empty] | 76483 | 76483 | TX | ERCT | 930.6667 | 1028.3333
[13 empty] | 76484 | 76484 | TX | ERCT | 930.6667 | 1028.3333
[13 empty] | 76485 | 76485 | TX | ERCT | 930.6667 | 1028.3333
[13 empty] | 76486 | 76486 | TX | ERCT | 930.6667 | 1028.3333
[13 empty] | 76487 | 76487 | TX | ERCT | 930.6667 | 1028.3333
[13 empty] | 76490 | 76490 | TX | ERCT | 930.6667 | 1028.3333
[13 empty] | 76491 | 76491 | TX | ERCT | 930.6667 | 1028.3333
[13 empty] | 76501 | 76501 | TX | ERCT | 930.6667 | 1028.3333
[13 empty] | 76502 | 76502 | TX | ERCT | 930.6667 | 1028.3333
[13 empty] | 76503 | 76503 | TX | ERCT | 930.6667 | 1028.3333
[13 empty] | 76504 | 76504 | TX | ERCT | 930.6667 | 1028.3333
[13 empty] | 76505 | 76505 | TX | ERCT | 930.6667 | 1028.3333
[13 empty] | 76508 | 76508 | TX | ERCT | 930.6667 | 1028.3333
[13 empty] | 76511 | 76511 | TX | ERCT | 930.6667 | 1028.3333
[13 empty] | 76513 | 76513 | TX | ERCT | 930.6667 | 1028.3333
[13 empty] | 76518 | 76518 | TX | ERCT | 930.6667 | 1028.3333
[13 empty] | 76519 | 76519 | TX | ERCT | 930.6667 | 1028.3333
[13 empty] | 76520 | 76520 | TX | ERCT | 930.6667 | 1028.3333
[13 empty] | 76522 | 76522 | TX | ERCT | 930.6667 | 1028.3333
[13 empty] | 76523 | 76523 | TX | ERCT | 930.6667 | 1028.3333
[13 empty] | 76524 | 76524 | TX | ERCT | 930.6667 | 1028.3333
[13 empty] | 76525 | 76525 | TX | ERCT | 930.6667 | 1028.3333
[13 empty] | 76526 | 76526 | TX | ERCT | 930.6667 | 1028.3333
[13 empty] | 76527 | 76527 | TX | ERCT | 930.6667 | 1028.3333
[13 empty] | 76528 | 76528 | TX | ERCT | 930.6667 | 1028.3333
[13 empty] | 76530 | 76530 | TX | ERCT | 930.6667 | 1028.3333
[13 empty] | 76531 | 76531 | TX | ERCT | 930.6667 | 1028.3333
[13 empty] | 76533 | 76533 | TX | ERCT | 930.6667 | 1028.3333
[13 empty] | 76534 | 76534 | TX | ERCT | 930.6667 | 1028.3333
[13 empty] | 76537 | 76537 | TX | ERCT | 930.6667 | 1028.3333
[13 empty] | 76538 | 76538 | TX | ERCT | 930.6667 | 1028.3333
[13 empty] | 76539 | 76539 | TX | ERCT | 930.6667 | 1028.3333
[13 empty] | 76540 | 76540 | TX | ERCT | 930.6667 | 1028.3333
[13 empty] | 76541 | 76541 | TX | ERCT | 930.6667 | 1028.3333
[13 empty] | 76542 | 76542 | TX | ERCT | 930.6667 | 1028.3333
[13 empty] | 76543 | 76543 | TX | ERCT | 930.6667 | 1028.3333
[13 empty] | 76544 | 76544 | TX | ERCT | 930.6667 | 1028.3333
[13 empty] | 76547 | 76547 | TX | ERCT | 930.6667 | 1028.3333
[13 empty] | 76548 | 76548 | TX | ERCT | 930.6667 | 1028.3333
[13 empty] | 76549 | 76549 | TX | ERCT | 930.6667 | 1028.3333
[13 empty] | 76550 | 76550 | TX | ERCT | 930.6667 | 1028.3333
[13 empty] | 76554 | 76554 | TX | ERCT | 930.6667 | 1028.3333
[13 empty] | 76556 | 76556 | TX | ERCT | 930.6667 | 1028.3333
[13 empty] | 76557 | 76557 | TX | ERCT | 930.6667 | 1028.3333
[13 empty] | 76558 | 76558 | TX | ERCT | 930.6667 | 1028.3333
[13 empty] | 76559 | 76559 | TX | ERCT | 930.6667 | 1028.3333
[13 empty] | 76561 | 76561 | TX | ERCT | 930.6667 | 1028.3333
[13 empty] | 76564 | 76564 | TX | ERCT | 930.6667 | 1028.3333
[13 empty] | 76565 | 76565 | TX | ERCT | 930.6667 | 1028.3333
[13 empty] | 76566 | 76566 | TX | ERCT | 930.6667 | 1028.3333
[13 empty] | 76567 | 76567 | TX | ERCT | 930.6667 | 1028.3333
[13 empty] | 76569 | 76569 | TX | ERCT | 930.6667 | 1028.3333
[13 empty] | 76570 | 76570 | TX | ERCT | 930.6667 | 1028.3333
[13 empty] | 76571 | 76571 | TX | ERCT | 930.6667 | 1028.3333
[13 empty] | 76573 | 76573 | TX | ERCT | 930.6667 | 1028.3333
[13 empty] | 76574 | 76574 | TX | ERCT | 930.6667 | 1028.3333
[13 empty] | 76577 | 76577 | TX | ERCT | 930.6667 | 1028.3333
[13 empty] | 76578 | 76578 | TX | ERCT | 930.6667 | 1028.3333
[13 empty] | 76579 | 76579 | TX | ERCT | 930.6667 | 1028.3333
[13 empty] | 76596 | 76596 | TX | ERCT | 930.6667 | 1028.3333
[13 empty] | 76597 | 76597 | TX | ERCT | 930.6667 | 1028.3333
[13 empty] | 76598 | 76598 | TX | ERCT | 930.6667 | 1028.3333
[13 empty] | 76599 | 76599 | TX | ERCT | 930.6667 | 1028.3333
[13 empty] | 76621 | 76621 | TX | ERCT | 930.6667 | 1028.3333
[13 empty] | 76622 | 76622 | TX | ERCT | 930.6667 | 1028.3333
[13 empty] | 76623 | 76623 | TX | ERCT | 930.6667 | 1028.3333
[13 empty] | 76624 | 76624 | TX | ERCT | 930.6667 | 1028.3333
[13 empty] | 76626 | 76626 | TX | ERCT | 930.6667 | 1028.3333
[13 empty] | 76627 | 76627 | TX | ERCT | 930.6667 | 1028.3333
[13 empty] | 76628 | 76628 | TX | ERCT | 930.6667 | 1028.3333
[13 empty] | 76629 | 76629 | TX | ERCT | 930.6667 | 1028.3333
[13 empty] | 76630 | 76630 | TX | ERCT | 930.6667 | 1028.3333
[13 empty] | 76631 | 76631 | TX | ERCT | 930.6667 | 1028.3333
[13 empty] | 76632 | 76632 | TX | ERCT | 930.6667 | 1028.3333
[13 empty] | 76633 | 76633 | TX | ERCT | 930.6667 | 1028.3333
[13 empty] | 76634 | 76634 | TX | ERCT | 930.6667 | 1028.3333
[13 empty] | 76635 | 76635 | TX | ERCT | 930.6667 | 1028.3333
[13 empty] | 76636 | 76636 | TX | ERCT | 930.6667 | 1028.3333
[13 empty] | 76637 | 76637 | TX | ERCT | 930.6667 | 1028.3333
[13 empty] | 76638 | 76638 | TX | ERCT | 930.6667 | 1028.3333
[13 empty] | 76639 | 76639 | TX | ERCT | 930.6667 | 1028.3333
[13 empty] | 76640 | 76640 | TX | ERCT | 930.6667 | 1028.3333
[13 empty] | 76641 | 76641 | TX | ERCT | 930.6667 | 1028.3333
[13 empty] | 76642 | 76642 | TX | ERCT | 930.6667 | 1028.3333
[13 empty] | 76643 | 76643 | TX | ERCT | 930.6667 | 1028.3333
[13 empty] | 76644 | 76644 | TX | ERCT | 930.6667 | 1028.3333
[13 empty] | 76645 | 76645 | TX | ERCT | 930.6667 | 1028.3333
[13 empty] | 76648 | 76648 | TX | ERCT | 930.6667 | 1028.3333
[13 empty] | 76649 | 76649 | TX | ERCT | 930.6667 | 1028.3333
[13 empty] | 76650 | 76650 | TX | ERCT | 930.6667 | 1028.3333
[13 empty] | 76651 | 76651 | TX | ERCT | 930.6667 | 1028.3333
[13 empty] | 76652 | 76652 | TX | ERCT | 930.6667 | 1028.3333
[13 empty] | 76653 | 76653 | TX | ERCT | 930.6667 | 1028.3333
[13 empty] | 76654 | 76654 | TX | ERCT | 930.6667 | 1028.3333
[13 empty] | 76655 | 76655 | TX | ERCT | 930.6667 | 1028.3333
[13 empty] | 76656 | 76656 | TX | ERCT | 930.6667 | 1028.3333
[13 empty] | 76657 | 76657 | TX | ERCT | 930.6667 | 1028.3333
[13 empty] | 76660 | 76660 | TX | ERCT | 930.6667 | 1028.3333
[13 empty] | 76661 | 76661 | TX | ERCT | 930.6667 | 1028.3333
[13 empty] | 76664 | 76664 | TX | ERCT | 930.6667 | 1028.3333
[13 empty] | 76665 | 76665 | TX | ERCT | 930.6667 | 1028.3333
[13 empty] | 76666 | 76666 | TX | ERCT | 930.6667 | 1028.3333
[13 empty] | 76667 | 76667 | TX | ERCT | 930.6667 | 1028.3333
[13 empty] | 76670 | 76670 | TX | ERCT | 930.6667 | 1028.3333
[13 empty] | 76671 | 76671 | TX | ERCT | 930.6667 | 1028.3333
[13 empty] | 76673 | 76673 | TX | ERCT | 930.6667 | 1028.3333
[13 empty] | 76676 | 76676 | TX | ERCT | 930.6667 | 1028.3333
[13 empty] | 76678 | 76678 | TX | ERCT | 930.6667 | 1028.3333
[13 empty] | 76679 | 76679 | TX | ERCT | 930.6667 | 1028.3333
[13 empty] | 76680 | 76680 | TX | ERCT | 930.6667 | 1028.3333
[13 empty] | 76681 | 76681 | TX | ERCT | 930.6667 | 1028.3333
[13 empty] | 76682 | 76682 | TX | ERCT | 930.6667 | 1028.3333
[13 empty] | 76684 | 76684 | TX | ERCT | 930.6667 | 1028.3333
[13 empty] | 76685 | 76685 | TX | ERCT | 930.6667 | 1028.3333
[13 empty] | 76686 | 76686 | TX | ERCT | 930.6667 | 1028.3333
[13 empty] | 76687 | 76687 | TX | ERCT | 930.6667 | 1028.3333
[13 empty] | 76689 | 76689 | TX | ERCT | 930.6667 | 1028.3333
[13 empty] | 76690 | 76690 | TX | ERCT | 930.6667 | 1028.3333
[13 empty] | 76691 | 76691 | TX | ERCT | 930.6667 | 1028.3333
[13 empty] | 76692 | 76692 | TX | ERCT | 930.6667 | 1028.3333
[13 empty] | 76693 | 76693 | TX | ERCT | 930.6667 | 1028.3333
[13 empty] | 76701 | 76701 | TX | ERCT | 930.6667 | 1028.3333
[13 empty] | 76702 | 76702 | TX | ERCT | 930.6667 | 1028.3333
[13 empty] | 76703 | 76703 | TX | ERCT | 930.6667 | 1028.3333
[13 empty] | 76704 | 76704 | TX | ERCT | 930.6667 | 1028.3333
[13 empty] | 76705 | 76705 | TX | ERCT | 930.6667 | 1028.3333
[13 empty] | 76706 | 76706 | TX | ERCT | 930.6667 | 1028.3333
[13 empty] | 76707 | 76707 | TX | ERCT | 930.6667 | 1028.3333
[13 empty] | 76708 | 76708 | TX | ERCT | 930.6667 | 1028.3333
[13 empty] | 76710 | 76710 | TX | ERCT | 930.6667 | 1028.3333
[13 empty] | 76711 | 76711 | TX | ERCT | 930.6667 | 1028.3333
[13 empty] | 76712 | 76712 | TX | ERCT | 930.6667 | 1028.3333
[13 empty] | 76714 | 76714 | TX | ERCT | 930.6667 | 1028.3333
[13 empty] | 76715 | 76715 | TX | ERCT | 930.6667 | 1028.3333
[13 empty] | 76716 | 76716 | TX | ERCT | 930.6667 | 1028.3333
[13 empty] | 76797 | 76797 | TX | ERCT | 930.6667 | 1028.3333
[13 empty] | 76798 | 76798 | TX | ERCT | 930.6667 | 1028.3333
[13 empty] | 76799 | 76799 | TX | ERCT | 930.6667 | 1028.3333
[13 empty] | 76801 | 76801 | TX | ERCT | 930.6667 | 1028.3333
[13 empty] | 76802 | 76802 | TX | ERCT | 930.6667 | 1028.3333
[13 empty] | 76803 | 76803 | TX | ERCT | 930.6667 | 1028.3333
[13 empty] | 76804 | 76804 | TX | ERCT | 930.6667 | 1028.3333
[13 empty] | 76820 | 76820 | TX | ERCT | 930.6667 | 1028.3333
[13 empty] | 76821 | 76821 | TX | ERCT | 930.6667 | 1028.3333
[13 empty] | 76823 | 76823 | TX | ERCT | 930.6667 | 1028.3333
[13 empty] | 76824 | 76824 | TX | ERCT | 930.6667 | 1028.3333
[13 empty] | 76825 | 76825 | TX | ERCT | 930.6667 | 1028.3333
[13 empty] | 76827 | 76827 | TX | ERCT | 930.6667 | 1028.3333
[13 empty] | 76828 | 76828 | TX | ERCT | 930.6667 | 1028.3333
[13 empty] | 76831 | 76831 | TX | ERCT | 930.6667 | 1028.3333
[13 empty] | 76832 | 76832 | TX | ERCT | 930.6667 | 1028.3333
[13 empty] | 76834 | 76834 | TX | ERCT | 930.6667 | 1028.3333
[13 empty] | 76836 | 76836 | TX | ERCT | 930.6667 | 1028.3333
[13 empty] | 76837 | 76837 | TX | ERCT | 930.6667 | 1028.3333
[13 empty] | 76841 | 76841 | TX | ERCT | 930.6667 | 1028.3333
[13 empty] | 76842 | 76842 | TX | ERCT | 930.6667 | 1028.3333
[13 empty] | 76844 | 76844 | TX | ERCT | 930.6667 | 1028.3333
[13 empty] | 76845 | 76845 | TX | ERCT | 930.6667 | 1028.3333
[13 empty] | 76848 | 76848 | TX | ERCT | 930.6667 | 1028.3333
[13 empty] | 76849 | 76849 | TX | ERCT | 930.6667 | 1028.3333
[13 empty] | 76852 | 76852 | TX | ERCT | 930.6667 | 1028.3333
[13 empty] | 76853 | 76853 | TX | ERCT | 930.6667 | 1028.3333
[13 empty] | 76854 | 76854 | TX | ERCT | 930.6667 | 1028.3333
[13 empty] | 76855 | 76855 | TX | ERCT | 930.6667 | 1028.3333
[13 empty] | 76856 | 76856 | TX | ERCT | 930.6667 | 1028.3333
[13 empty] | 76857 | 76857 | TX | ERCT | 930.6667 | 1028.3333
[13 empty] | 76858 | 76858 | TX | ERCT | 930.6667 | 1028.3333
[13 empty] | 76859 | 76859 | TX | ERCT | 930.6667 | 1028.3333
[13 empty] | 76861 | 76861 | TX | ERCT | 930.6667 | 1028.3333
[13 empty] | 76862 | 76862 | TX | ERCT | 930.6667 | 1028.3333
[13 empty] | 76864 | 76864 | TX | ERCT | 930.6667 | 1028.3333
[13 empty] | 76865 | 76865 | TX | ERCT | 930.6667 | 1028.3333
[13 empty] | 76866 | 76866 | TX | ERCT | 930.6667 | 1028.3333
[13 empty] | 76869 | 76869 | TX | ERCT | 930.6667 | 1028.3333
[13 empty] | 76870 | 76870 | TX | ERCT | 930.6667 | 1028.3333
[13 empty] | 76871 | 76871 | TX | ERCT | 930.6667 | 1028.3333
[13 empty] | 76872 | 76872 | TX | ERCT | 930.6667 | 1028.3333
[13 empty] | 76873 | 76873 | TX | ERCT | 930.6667 | 1028.3333
[13 empty] | 76874 | 76874 | TX | ERCT | 930.6667 | 1028.3333
[13 empty] | 76875 | 76875 | TX | ERCT | 930.6667 | 1028.3333
[13 empty] | 76877 | 76877 | TX | ERCT | 930.6667 | 1028.3333
[13 empty] | 76878 | 76878 | TX | ERCT | 930.6667 | 1028.3333
[13 empty] | 76880 | 76880 | TX | ERCT | 930.6667 | 1028.3333
[13 empty] | 76882 | 76882 | TX | ERCT | 930.6667 | 1028.3333
[13 empty] | 76883 | 76883 | TX | ERCT | 930.6667 | 1028.3333
[13 empty] | 76884 | 76884 | TX | ERCT | 930.6667 | 1028.3333
[13 empty] | 76885 | 76885 | TX | ERCT | 930.6667 | 1028.3333
[13 empty] | 76886 | 76886 | TX | ERCT | 930.6667 | 1028.3333
[13 empty] | 76887 | 76887 | TX | ERCT | 930.6667 | 1028.3333
[13 empty] | 76888 | 76888 | TX | ERCT | 930.6667 | 1028.3333
[13 empty] | 76890 | 76890 | TX | ERCT | 930.6667 | 1028.3333
[13 empty] | 76901 | 76901 | TX | ERCT | 930.6667 | 1028.3333
[13 empty] | 76902 | 76902 | TX | ERCT | 930.6667 | 1028.3333
[13 empty] | 76903 | 76903 | TX | ERCT | 930.6667 | 1028.3333
[13 empty] | 76904 | 76904 | TX | ERCT | 930.6667 | 1028.3333
[13 empty] | 76905 | 76905 | TX | ERCT | 930.6667 | 1028.3333
[13 empty] | 76906 | 76906 | TX | ERCT | 930.6667 | 1028.3333
[13 empty] | 76908 | 76908 | TX | ERCT | 930.6667 | 1028.3333
[13 empty] | 76909 | 76909 | TX | ERCT | 930.6667 | 1028.3333
[13 empty] | 76930 | 76930 | TX | ERCT | 930.6667 | 1028.3333
[13 empty] | 76932 | 76932 | TX | ERCT | 930.6667 | 1028.3333
[13 empty] | 76933 | 76933 | TX | ERCT | 930.6667 | 1028.3333
[13 empty] | 76934 | 76934 | TX | ERCT | 930.6667 | 1028.3333
[13 empty] | 76935 | 76935 | TX | ERCT | 930.6667 | 1028.3333
[13 empty] | 76936 | 76936 | TX | ERCT | 930.6667 | 1028.3333
[13 empty] | 76937 | 76937 | TX | ERCT | 930.6667 | 1028.3333
[13 empty] | 76939 | 76939 | TX | ERCT | 930.6667 | 1028.3333
[13 empty] | 76940 | 76940 | TX | ERCT | 930.6667 | 1028.3333
[13 empty] | 76941 | 76941 | TX | ERCT | 930.6667 | 1028.3333
[13 empty] | 76943 | 76943 | TX | ERCT | 930.6667 | 1028.3333
[13 empty] | 76945 | 76945 | TX | ERCT | 930.6667 | 1028.3333
[13 empty] | 76949 | 76949 | TX | ERCT | 930.6667 | 1028.3333
[13 empty] | 76950 | 76950 | TX | ERCT | 930.6667 | 1028.3333
[13 empty] | 76951 | 76951 | TX | ERCT | 930.6667 | 1028.3333
[13 empty] | 76953 | 76953 | TX | ERCT | 930.6667 | 1028.3333
[13 empty] | 76955 | 76955 | TX | ERCT | 930.6667 | 1028.3333
[13 empty] | 76957 | 76957 | TX | ERCT | 930.6667 | 1028.3333
[13 empty] | 76958 | 76958 | TX | ERCT | 930.6667 | 1028.3333
[13 empty] | 77001 | 77001 | TX | ERCT | 498.3333 | 993
[13 empty] | 77002 | 77002 | TX | ERCT | 498.3333 | 993
[13 empty] | 77003 | 77003 | TX | ERCT | 498.3333 | 993
[13 empty] | 77004 | 77004 | TX | ERCT | 498.3333 | 993
[13 empty] | 77005 | 77005 | TX | ERCT | 498.3333 | 993
[13 empty] | 77006 | 77006 | TX | ERCT | 498.3333 | 993
[13 empty] | 77007 | 77007 | TX | ERCT | 498.3333 | 993
[13 empty] | 77008 | 77008 | TX | ERCT | 498.3333 | 993
[13 empty] | 77009 | 77009 | TX | ERCT | 498.3333 | 993
[13 empty] | 77010 | 77010 | TX | ERCT | 498.3333 | 993
[13 empty] | 77011 | 77011 | TX | ERCT | 498.3333 | 993
[13 empty] | 77012 | 77012 | TX | ERCT | 498.3333 | 993
[13 empty] | 77013 | 77013 | TX | ERCT | 498.3333 | 993
[13 empty] | 77014 | 77014 | TX | ERCT | 498.3333 | 993
[13 empty] | 77015 | 77015 | TX | ERCT | 498.3333 | 993
[13 empty] | 77016 | 77016 | TX | ERCT | 498.3333 | 993
[13 empty] | 77017 | 77017 | TX | ERCT | 498.3333 | 993
[13 empty] | 77018 | 77018 | TX | ERCT | 498.3333 | 993
[13 empty] | 77019 | 77019 | TX | ERCT | 498.3333 | 993
[13 empty] | 77020 | 77020 | TX | ERCT | 498.3333 | 993
[13 empty] | 77021 | 77021 | TX | ERCT | 498.3333 | 993
[13 empty] | 77022 | 77022 | TX | ERCT | 498.3333 | 993
[13 empty] | 77023 | 77023 | TX | ERCT | 498.3333 | 993
[13 empty] | 77024 | 77024 | TX | ERCT | 498.3333 | 993
[13 empty] | 77025 | 77025 | TX | ERCT | 498.3333 | 993
[13 empty] | 77026 | 77026 | TX | ERCT | 498.3333 | 993
[13 empty] | 77027 | 77027 | TX | ERCT | 498.3333 | 993
[13 empty] | 77028 | 77028 | TX | ERCT | 498.3333 | 993
[13 empty] | 77029 | 77029 | TX | ERCT | 498.3333 | 993
[13 empty] | 77030 | 77030 | TX | ERCT | 498.3333 | 993
[13 empty] | 77031 | 77031 | TX | ERCT | 498.3333 | 993
[13 empty] | 77032 | 77032 | TX | ERCT | 498.3333 | 993
[13 empty] | 77033 | 77033 | TX | ERCT | 498.3333 | 993
[13 empty] | 77034 | 77034 | TX | ERCT | 498.3333 | 993
[13 empty] | 77035 | 77035 | TX | ERCT | 498.3333 | 993
[13 empty] | 77036 | 77036 | TX | ERCT | 498.3333 | 993
[13 empty] | 77037 | 77037 | TX | ERCT | 498.3333 | 993
[13 empty] | 77038 | 77038 | TX | ERCT | 498.3333 | 993
[13 empty] | 77039 | 77039 | TX | ERCT | 498.3333 | 993
[13 empty] | 77040 | 77040 | TX | ERCT | 498.3333 | 993
[13 empty] | 77041 | 77041 | TX | ERCT | 498.3333 | 993
[13 empty] | 77042 | 77042 | TX | ERCT | 498.3333 | 993
[13 empty] | 77043 | 77043 | TX | ERCT | 498.3333 | 993
[13 empty] | 77044 | 77044 | TX | ERCT | 498.3333 | 993
[13 empty] | 77045 | 77045 | TX | ERCT | 498.3333 | 993
[13 empty] | 77046 | 77046 | TX | ERCT | 498.3333 | 993
[13 empty] | 77047 | 77047 | TX | ERCT | 498.3333 | 993
[13 empty] | 77048 | 77048 | TX | ERCT | 498.3333 | 993
[13 empty] | 77049 | 77049 | TX | ERCT | 498.3333 | 993
[13 empty] | 77050 | 77050 | TX | ERCT | 498.3333 | 993
[13 empty] | 77051 | 77051 | TX | ERCT | 498.3333 | 993
[13 empty] | 77052 | 77052 | TX | ERCT | 498.3333 | 993
[13 empty] | 77053 | 77053 | TX | ERCT | 498.3333 | 993
[13 empty] | 77054 | 77054 | TX | ERCT | 498.3333 | 993
[13 empty] | 77055 | 77055 | TX | ERCT | 498.3333 | 993
[13 empty] | 77056 | 77056 | TX | ERCT | 498.3333 | 993
[13 empty] | 77057 | 77057 | TX | ERCT | 498.3333 | 993
[13 empty] | 77058 | 77058 | TX | ERCT | 498.3333 | 993
[13 empty] | 77059 | 77059 | TX | ERCT | 498.3333 | 993
[13 empty] | 77060 | 77060 | TX | ERCT | 498.3333 | 993
[13 empty] | 77061 | 77061 | TX | ERCT | 498.3333 | 993
[13 empty] | 77062 | 77062 | TX | ERCT | 498.3333 | 993
[13 empty] | 77063 | 77063 | TX | ERCT | 498.3333 | 993
[13 empty] | 77064 | 77064 | TX | ERCT | 498.3333 | 993
[13 empty] | 77065 | 77065 | TX | ERCT | 498.3333 | 993
[13 empty] | 77066 | 77066 | TX | ERCT | 498.3333 | 993
[13 empty] | 77067 | 77067 | TX | ERCT | 498.3333 | 993
[13 empty] | 77068 | 77068 | TX | ERCT | 498.3333 | 993
[13 empty] | 77069 | 77069 | TX | ERCT | 498.3333 | 993
[13 empty] | 77070 | 77070 | TX | ERCT | 498.3333 | 993
[13 empty] | 77071 | 77071 | TX | ERCT | 498.3333 | 993
[13 empty] | 77072 | 77072 | TX | ERCT | 498.3333 | 993
[13 empty] | 77073 | 77073 | TX | ERCT | 498.3333 | 993
[13 empty] | 77074 | 77074 | TX | ERCT | 498.3333 | 993
[13 empty] | 77075 | 77075 | TX | ERCT | 498.3333 | 993
[13 empty] | 77076 | 77076 | TX | ERCT | 498.3333 | 993
[13 empty] | 77077 | 77077 | TX | ERCT | 498.3333 | 993
[13 empty] | 77078 | 77078 | TX | ERCT | 498.3333 | 993
[13 empty] | 77079 | 77079 | TX | ERCT | 498.3333 | 993
[13 empty] | 77080 | 77080 | TX | ERCT | 498.3333 | 993
[13 empty] | 77081 | 77081 | TX | ERCT | 498.3333 | 993
[13 empty] | 77082 | 77082 | TX | ERCT | 498.3333 | 993
[13 empty] | 77083 | 77083 | TX | ERCT | 498.3333 | 993
[13 empty] | 77084 | 77084 | TX | ERCT | 498.3333 | 993
[13 empty] | 77085 | 77085 | TX | ERCT | 498.3333 | 993
[13 empty] | 77086 | 77086 | TX | ERCT | 498.3333 | 993
[13 empty] | 77087 | 77087 | TX | ERCT | 498.3333 | 993
[13 empty] | 77088 | 77088 | TX | ERCT | 498.3333 | 993
[13 empty] | 77089 | 77089 | TX | ERCT | 498.3333 | 993
[13 empty] | 77090 | 77090 | TX | ERCT | 498.3333 | 993
[13 empty] | 77091 | 77091 | TX | ERCT | 498.3333 | 993
[13 empty] | 77092 | 77092 | TX | ERCT | 498.3333 | 993
[13 empty] | 77093 | 77093 | TX | ERCT | 498.3333 | 993
[13 empty] | 77094 | 77094 | TX | ERCT | 498.3333 | 993
[13 empty] | 77095 | 77095 | TX | ERCT | 498.3333 | 993
[13 empty] | 77096 | 77096 | TX | ERCT | 498.3333 | 993
[13 empty] | 77098 | 77098 | TX | ERCT | 498.3333 | 993
[13 empty] | 77099 | 77099 | TX | ERCT | 498.3333 | 993
[13 empty] | 77201 | 77201 | TX | ERCT | 498.3333 | 993
[13 empty] | 77202 | 77202 | TX | ERCT | 498.3333 | 993
[13 empty] | 77203 | 77203 | TX | ERCT | 498.3333 | 993
[13 empty] | 77204 | 77204 | TX | ERCT | 498.3333 | 993
[13 empty] | 77205 | 77205 | TX | ERCT | 498.3333 | 993
[13 empty] | 77206 | 77206 | TX | ERCT | 498.3333 | 993
[13 empty] | 77207 | 77207 | TX | ERCT | 498.3333 | 993
[13 empty] | 77208 | 77208 | TX | ERCT | 498.3333 | 993
[13 empty] | 77209 | 77209 | TX | ERCT | 498.3333 | 993
[13 empty] | 77210 | 77210 | TX | ERCT | 498.3333 | 993
[13 empty] | 77212 | 77212 | TX | ERCT | 498.3333 | 993
[13 empty] | 77213 | 77213 | TX | ERCT | 498.3333 | 993
[13 empty] | 77215 | 77215 | TX | ERCT | 498.3333 | 993
[13 empty] | 77216 | 77216 | TX | ERCT | 498.3333 | 993
[13 empty] | 77217 | 77217 | TX | ERCT | 498.3333 | 993
[13 empty] | 77218 | 77218 | TX | ERCT | 498.3333 | 993
[13 empty] | 77219 | 77219 | TX | ERCT | 498.3333 | 993
[13 empty] | 77220 | 77220 | TX | ERCT | 498.3333 | 993
[13 empty] | 77221 | 77221 | TX | ERCT | 498.3333 | 993
[13 empty] | 77222 | 77222 | TX | ERCT | 498.3333 | 993
[13 empty] | 77223 | 77223 | TX | ERCT | 498.3333 | 993
[13 empty] | 77224 | 77224 | TX | ERCT | 498.3333 | 993
[13 empty] | 77225 | 77225 | TX | ERCT | 498.3333 | 993
[13 empty] | 77226 | 77226 | TX | ERCT | 498.3333 | 993
[13 empty] | 77227 | 77227 | TX | ERCT | 498.3333 | 993
[13 empty] | 77228 | 77228 | TX | ERCT | 498.3333 | 993
[13 empty] | 77229 | 77229 | TX | ERCT | 498.3333 | 993
[13 empty] | 77230 | 77230 | TX | ERCT | 498.3333 | 993
[13 empty] | 77231 | 77231 | TX | ERCT | 498.3333 | 993
[13 empty] | 77233 | 77233 | TX | ERCT | 498.3333 | 993
[13 empty] | 77234 | 77234 | TX | ERCT | 498.3333 | 993
[13 empty] | 77235 | 77235 | TX | ERCT | 498.3333 | 993
[13 empty] | 77236 | 77236 | TX | ERCT | 498.3333 | 993
[13 empty] | 77237 | 77237 | TX | ERCT | 498.3333 | 993
[13 empty] | 77238 | 77238 | TX | ERCT | 498.3333 | 993
[13 empty] | 77240 | 77240 | TX | ERCT | 498.3333 | 993
[13 empty] | 77241 | 77241 | TX | ERCT | 498.3333 | 993
[13 empty] | 77242 | 77242 | TX | ERCT | 498.3333 | 993
[13 empty] | 77243 | 77243 | TX | ERCT | 498.3333 | 993
[13 empty] | 77244 | 77244 | TX | ERCT | 498.3333 | 993
[13 empty] | 77245 | 77245 | TX | ERCT | 498.3333 | 993
[13 empty] | 77246 | 77246 | TX | ERCT | 498.3333 | 993
[13 empty] | 77247 | 77247 | TX | ERCT | 498.3333 | 993
[13 empty] | 77248 | 77248 | TX | ERCT | 498.3333 | 993
[13 empty] | 77249 | 77249 | TX | ERCT | 498.3333 | 993
[13 empty] | 77250 | 77250 | TX | ERCT | 498.3333 | 993
[13 empty] | 77251 | 77251 | TX | ERCT | 498.3333 | 993
[13 empty] | 77252 | 77252 | TX | ERCT | 498.3333 | 993
[13 empty] | 77253 | 77253 | TX | ERCT | 498.3333 | 993
[13 empty] | 77254 | 77254 | TX | ERCT | 498.3333 | 993
[13 empty] | 77255 | 77255 | TX | ERCT | 498.3333 | 993
[13 empty] | 77256 | 77256 | TX | ERCT | 498.3333 | 993
[13 empty] | 77257 | 77257 | TX | ERCT | 498.3333 | 993
[13 empty] | 77258 | 77258 | TX | ERCT | 498.3333 | 993
[13 empty] | 77259 | 77259 | TX | ERCT | 498.3333 | 993
[13 empty] | 77260 | 77260 | TX | ERCT | 498.3333 | 993
[13 empty] | 77261 | 77261 | TX | ERCT | 498.3333 | 993
[13 empty] | 77262 | 77262 | TX | ERCT | 498.3333 | 993
[13 empty] | 77263 | 77263 | TX | ERCT | 498.3333 | 993
[13 empty] | 77265 | 77265 | TX | ERCT | 498.3333 | 993
[13 empty] | 77266 | 77266 | TX | ERCT | 498.3333 | 993
[13 empty] | 77267 | 77267 | TX | ERCT | 498.3333 | 993
[13 empty] | 77268 | 77268 | TX | ERCT | 498.3333 | 993
[13 empty] | 77269 | 77269 | TX | ERCT | 498.3333 | 993
[13 empty] | 77270 | 77270 | TX | ERCT | 498.3333 | 993
[13 empty] | 77271 | 77271 | TX | ERCT | 498.3333 | 993
[13 empty] | 77272 | 77272 | TX | ERCT | 498.3333 | 993
[13 empty] | 77273 | 77273 | TX | ERCT | 498.3333 | 993
[13 empty] | 77274 | 77274 | TX | ERCT | 498.3333 | 993
[13 empty] | 77275 | 77275 | TX | ERCT | 498.3333 | 993
[13 empty] | 77276 | 77276 | TX | ERCT | 498.3333 | 993
[13 empty] | 77277 | 77277 | TX | ERCT | 498.3333 | 993
[13 empty] | 77278 | 77278 | TX | ERCT | 498.3333 | 993
[13 empty] | 77279 | 77279 | TX | ERCT | 498.3333 | 993
[13 empty] | 77280 | 77280 | TX | ERCT | 498.3333 | 993
[13 empty] | 77282 | 77282 | TX | ERCT | 498.3333 | 993
[13 empty] | 77284 | 77284 | TX | ERCT | 498.3333 | 993
[13 empty] | 77285 | 77285 | TX | ERCT | 498.3333 | 993
[13 empty] | 77286 | 77286 | TX | ERCT | 498.3333 | 993
[13 empty] | 77287 | 77287 | TX | ERCT | 498.3333 | 993
[13 empty] | 77288 | 77288 | TX | ERCT | 498.3333 | 993
[13 empty] | 77289 | 77289 | TX | ERCT | 498.3333 | 993
[13 empty] | 77290 | 77290 | TX | ERCT | 498.3333 | 993
[13 empty] | 77291 | 77291 | TX | ERCT | 498.3333 | 993
[13 empty] | 77292 | 77292 | TX | ERCT | 498.3333 | 993
[13 empty] | 77293 | 77293 | TX | ERCT | 498.3333 | 993
[13 empty] | 77294 | 77294 | TX | ERCT | 498.3333 | 993
[13 empty] | 77296 | 77296 | TX | ERCT | 498.3333 | 993
[13 empty] | 77297 | 77297 | TX | ERCT | 498.3333 | 993
[13 empty] | 77299 | 77299 | TX | ERCT | 498.3333 | 993
[13 empty] | 77301 | 77301 | TX | ERCT | 498.3333 | 993
[13 empty] | 77302 | 77302 | TX | ERCT | 498.3333 | 993
[13 empty] | 77303 | 77303 | TX | SRMV | 498.3333 | 993
[13 empty] | 77304 | 77304 | TX | ERCT | 498.3333 | 993
[13 empty] | 77305 | 77305 | TX | ERCT | 498.3333 | 993
[13 empty] | 77306 | 77306 | TX | ERCT | 498.3333 | 993
[13 empty] | 77315 | 77315 | TX | ERCT | 498.3333 | 993
[13 empty] | 77316 | 77316 | TX | ERCT | 498.3333 | 993
[13 empty] | 77318 | 77318 | TX | ERCT | 498.3333 | 993
[13 empty] | 77320 | 77320 | TX | SRMV | 498.3333 | 993
[13 empty] | 77325 | 77325 | TX | ERCT | 498.3333 | 993
[13 empty] | 77326 | 77326 | TX | SRMV | 498.3333 | 993
[13 empty] | 77327 | 77327 | TX | SRMV | 498.3333 | 993
[13 empty] | 77328 | 77328 | TX | SRMV | 498.3333 | 993
[13 empty] | 77331 | 77331 | TX | SRMV | 498.3333 | 993
[13 empty] | 77332 | 77332 | TX | SRMV | 498.3333 | 993
[13 empty] | 77333 | 77333 | TX | ERCT | 498.3333 | 993
[13 empty] | 77334 | 77334 | TX | SRMV | 498.3333 | 993
[13 empty] | 77335 | 77335 | TX | SRMV | 498.3333 | 993
[13 empty] | 77336 | 77336 | TX | ERCT | 498.3333 | 993
[13 empty] | 77337 | 77337 | TX | ERCT | 498.3333 | 993
[13 empty] | 77338 | 77338 | TX | ERCT | 498.3333 | 993
[13 empty] | 77339 | 77339 | TX | ERCT | 498.3333 | 993
[13 empty] | 77340 | 77340 | TX | SRMV | 498.3333 | 993
[13 empty] | 77341 | 77341 | TX | SRMV | 498.3333 | 993
[13 empty] | 77342 | 77342 | TX | SRMV | 498.3333 | 993
[13 empty] | 77343 | 77343 | TX | SRMV | 498.3333 | 993
[13 empty] | 77344 | 77344 | TX | SRMV | 498.3333 | 993
[13 empty] | 77345 | 77345 | TX | ERCT | 498.3333 | 993
[13 empty] | 77346 | 77346 | TX | ERCT | 498.3333 | 993
[13 empty] | 77347 | 77347 | TX | ERCT | 498.3333 | 993
[13 empty] | 77348 | 77348 | TX | SRMV | 498.3333 | 993
[13 empty] | 77349 | 77349 | TX | SRMV | 498.3333 | 993
[13 empty] | 77350 | 77350 | TX | SRMV | 498.3333 | 993
[13 empty] | 77351 | 77351 | TX | SRMV | 498.3333 | 993
[13 empty] | 77353 | 77353 | TX | SRMV | 498.3333 | 993
[13 empty] | 77354 | 77354 | TX | SRMV | 498.3333 | 993
[13 empty] | 77355 | 77355 | TX | SRMV | 498.3333 | 993
[13 empty] | 77356 | 77356 | TX | ERCT | 498.3333 | 993
[13 empty] | 77357 | 77357 | TX | SRMV | 498.3333 | 993
[13 empty] | 77358 | 77358 | TX | SRMV | 498.3333 | 993
[13 empty] | 77359 | 77359 | TX | SRMV | 498.3333 | 993
[13 empty] | 77360 | 77360 | TX | SRMV | 498.3333 | 993
[13 empty] | 77362 | 77362 | TX | ERCT | 498.3333 | 993
[13 empty] | 77363 | 77363 | TX | SRMV | 498.3333 | 993
[13 empty] | 77364 | 77364 | TX | SRMV | 498.3333 | 993
[13 empty] | 77365 | 77365 | TX | ERCT | 498.3333 | 993
[13 empty] | 77367 | 77367 | TX | SRMV | 498.3333 | 993
[13 empty] | 77368 | 77368 | TX | SRMV | 498.3333 | 993
[13 empty] | 77369 | 77369 | TX | SRMV | 498.3333 | 993
[13 empty] | 77371 | 77371 | TX | SRMV | 498.3333 | 993
[13 empty] | 77372 | 77372 | TX | SRMV | 498.3333 | 993
[13 empty] | 77373 | 77373 | TX | ERCT | 498.3333 | 993
[13 empty] | 77374 | 77374 | TX | SRMV | 498.3333 | 993
[13 empty] | 77375 | 77375 | TX | ERCT | 498.3333 | 993
[13 empty] | 77376 | 77376 | TX | SRMV | 498.3333 | 993
[13 empty] | 77377 | 77377 | TX | ERCT | 498.3333 | 993
[13 empty] | 77378 | 77378 | TX | SRMV | 498.3333 | 993
[13 empty] | 77379 | 77379 | TX | ERCT | 498.3333 | 993
[13 empty] | 77380 | 77380 | TX | ERCT | 498.3333 | 993
[13 empty] | 77381 | 77381 | TX | ERCT | 498.3333 | 993
[13 empty] | 77382 | 77382 | TX | ERCT | 498.3333 | 993
[13 empty] | 77383 | 77383 | TX | ERCT | 498.3333 | 993
[13 empty] | 77384 | 77384 | TX | ERCT | 498.3333 | 993
[13 empty] | 77385 | 77385 | TX | ERCT | 498.3333 | 993
[13 empty] | 77386 | 77386 | TX | ERCT | 498.3333 | 993
[13 empty] | 77387 | 77387 | TX | ERCT | 498.3333 | 993
[13 empty] | 77388 | 77388 | TX | ERCT | 498.3333 | 993
[13 empty] | 77389 | 77389 | TX | ERCT | 498.3333 | 993
[13 empty] | 77391 | 77391 | TX | ERCT | 498.3333 | 993
[13 empty] | 77393 | 77393 | TX | ERCT | 498.3333 | 993
[13 empty] | 77396 | 77396 | TX | ERCT | 498.3333 | 993
[13 empty] | 77399 | 77399 | TX | SRMV | 498.3333 | 993
[13 empty] | 77401 | 77401 | TX | ERCT | 498.3333 | 993
[13 empty] | 77402 | 77402 | TX | ERCT | 498.3333 | 993
[13 empty] | 77404 | 77404 | TX | ERCT | 498.3333 | 993
[13 empty] | 77406 | 77406 | TX | ERCT | 498.3333 | 993
[13 empty] | 77407 | 77407 | TX | ERCT | 498.3333 | 993
[13 empty] | 77410 | 77410 | TX | ERCT | 498.3333 | 993
[13 empty] | 77411 | 77411 | TX | ERCT | 498.3333 | 993
[13 empty] | 77412 | 77412 | TX | ERCT | 498.3333 | 993
[13 empty] | 77413 | 77413 | TX | ERCT | 498.3333 | 993
[13 empty] | 77414 | 77414 | TX | ERCT | 498.3333 | 993
[13 empty] | 77415 | 77415 | TX | ERCT | 498.3333 | 993
[13 empty] | 77417 | 77417 | TX | ERCT | 498.3333 | 993
[13 empty] | 77418 | 77418 | TX | ERCT | 498.3333 | 993
[13 empty] | 77419 | 77419 | TX | ERCT | 498.3333 | 993
[13 empty] | 77420 | 77420 | TX | ERCT | 498.3333 | 993
[13 empty] | 77422 | 77422 | TX | ERCT | 498.3333 | 993
[13 empty] | 77423 | 77423 | TX | SRMV | 498.3333 | 993
[13 empty] | 77426 | 77426 | TX | SRMV | 498.3333 | 993
[13 empty] | 77428 | 77428 | TX | ERCT | 498.3333 | 993
[13 empty] | 77429 | 77429 | TX | ERCT | 498.3333 | 993
[13 empty] | 77430 | 77430 | TX | ERCT | 498.3333 | 993
[13 empty] | 77431 | 77431 | TX | ERCT | 498.3333 | 993
[13 empty] | 77432 | 77432 | TX | ERCT | 498.3333 | 993
[13 empty] | 77433 | 77433 | TX | ERCT | 498.3333 | 993
[13 empty] | 77434 | 77434 | TX | ERCT | 498.3333 | 993
[13 empty] | 77435 | 77435 | TX | ERCT | 498.3333 | 993
[13 empty] | 77436 | 77436 | TX | ERCT | 498.3333 | 993
[13 empty] | 77437 | 77437 | TX | ERCT | 498.3333 | 993
[13 empty] | 77440 | 77440 | TX | ERCT | 498.3333 | 993
[13 empty] | 77441 | 77441 | TX | ERCT | 498.3333 | 993
[13 empty] | 77442 | 77442 | TX | ERCT | 498.3333 | 993
[13 empty] | 77443 | 77443 | TX | ERCT | 498.3333 | 993
[13 empty] | 77444 | 77444 | TX | ERCT | 498.3333 | 993
[13 empty] | 77445 | 77445 | TX | SRMV | 498.3333 | 993
[13 empty] | 77446 | 77446 | TX | SRMV | 498.3333 | 993
[13 empty] | 77447 | 77447 | TX | ERCT | 498.3333 | 993
[13 empty] | 77448 | 77448 | TX | ERCT | 498.3333 | 993
[13 empty] | 77449 | 77449 | TX | ERCT | 498.3333 | 993
[13 empty] | 77450 | 77450 | TX | ERCT | 498.3333 | 993
[13 empty] | 77451 | 77451 | TX | ERCT | 498.3333 | 993
[13 empty] | 77452 | 77452 | TX | ERCT | 498.3333 | 993
[13 empty] | 77453 | 77453 | TX | ERCT | 498.3333 | 993
[13 empty] | 77454 | 77454 | TX | ERCT | 498.3333 | 993
[13 empty] | 77455 | 77455 | TX | ERCT | 498.3333 | 993
[13 empty] | 77456 | 77456 | TX | ERCT | 498.3333 | 993
[13 empty] | 77457 | 77457 | TX | ERCT | 498.3333 | 993
[13 empty] | 77458 | 77458 | TX | ERCT | 498.3333 | 993
[13 empty] | 77459 | 77459 | TX | ERCT | 498.3333 | 993
[13 empty] | 77460 | 77460 | TX | ERCT | 498.3333 | 993
[13 empty] | 77461 | 77461 | TX | ERCT | 498.3333 | 993
[13 empty] | 77463 | 77463 | TX | ERCT | 498.3333 | 993
[13 empty] | 77464 | 77464 | TX | ERCT | 498.3333 | 993
[13 empty] | 77465 | 77465 | TX | ERCT | 498.3333 | 993
[13 empty] | 77466 | 77466 | TX | SRMV | 498.3333 | 993
[13 empty] | 77467 | 77467 | TX | ERCT | 498.3333 | 993
[13 empty] | 77468 | 77468 | TX | ERCT | 498.3333 | 993
[13 empty] | 77469 | 77469 | TX | ERCT | 498.3333 | 993
[13 empty] | 77470 | 77470 | TX | ERCT | 498.3333 | 993
[13 empty] | 77471 | 77471 | TX | ERCT | 498.3333 | 993
[13 empty] | 77473 | 77473 | TX | ERCT | 498.3333 | 993
[13 empty] | 77474 | 77474 | TX | ERCT | 498.3333 | 993
[13 empty] | 77475 | 77475 | TX | ERCT | 498.3333 | 993
[13 empty] | 77476 | 77476 | TX | ERCT | 498.3333 | 993
[13 empty] | 77477 | 77477 | TX | ERCT | 498.3333 | 993
[13 empty] | 77478 | 77478 | TX | ERCT | 498.3333 | 993
[13 empty] | 77479 | 77479 | TX | ERCT | 498.3333 | 993
[13 empty] | 77480 | 77480 | TX | ERCT | 498.3333 | 993
[13 empty] | 77481 | 77481 | TX | ERCT | 498.3333 | 993
[13 empty] | 77482 | 77482 | TX | ERCT | 498.3333 | 993
[13 empty] | 77483 | 77483 | TX | ERCT | 498.3333 | 993
[13 empty] | 77484 | 77484 | TX | SRMV | 498.3333 | 993
[13 empty] | 77485 | 77485 | TX | ERCT | 498.3333 | 993
[13 empty] | 77486 | 77486 | TX | ERCT | 498.3333 | 993
[13 empty] | 77487 | 77487 | TX | ERCT | 498.3333 | 993
[13 empty] | 77488 | 77488 | TX | ERCT | 498.3333 | 993
[13 empty] | 77489 | 77489 | TX | ERCT | 498.3333 | 993
[13 empty] | 77491 | 77491 | TX | ERCT | 498.3333 | 993
[13 empty] | 77492 | 77492 | TX | ERCT | 498.3333 | 993
[13 empty] | 77493 | 77493 | TX | ERCT | 498.3333 | 993
[13 empty] | 77494 | 77494 | TX | ERCT | 498.3333 | 993
[13 empty] | 77496 | 77496 | TX | ERCT | 498.3333 | 993
[13 empty] | 77497 | 77497 | TX | ERCT | 498.3333 | 993
[13 empty] | 77498 | 77498 | TX | ERCT | 498.3333 | 993
[13 empty] | 77501 | 77501 | TX | ERCT | 498.3333 | 993
[13 empty] | 77502 | 77502 | TX | ERCT | 498.3333 | 993
[13 empty] | 77503 | 77503 | TX | ERCT | 498.3333 | 993
[13 empty] | 77504 | 77504 | TX | ERCT | 498.3333 | 993
[13 empty] | 77505 | 77505 | TX | ERCT | 498.3333 | 993
[13 empty] | 77506 | 77506 | TX | ERCT | 498.3333 | 993
[13 empty] | 77507 | 77507 | TX | ERCT | 498.3333 | 993
[13 empty] | 77508 | 77508 | TX | ERCT | 498.3333 | 993
[13 empty] | 77510 | 77510 | TX | ERCT | 498.3333 | 993
[13 empty] | 77511 | 77511 | TX | ERCT | 498.3333 | 993
[13 empty] | 77512 | 77512 | TX | ERCT | 498.3333 | 993
[13 empty] | 77514 | 77514 | TX | SRMV | 498.3333 | 993
[13 empty] | 77515 | 77515 | TX | ERCT | 498.3333 | 993
[13 empty] | 77516 | 77516 | TX | ERCT | 498.3333 | 993
[13 empty] | 77517 | 77517 | TX | ERCT | 498.3333 | 993
[13 empty] | 77518 | 77518 | TX | ERCT | 498.3333 | 993
[13 empty] | 77519 | 77519 | TX | SRMV | 498.3333 | 993
[13 empty] | 77520 | 77520 | TX | ERCT | 498.3333 | 993
[13 empty] | 77521 | 77521 | TX | ERCT | 498.3333 | 993
[13 empty] | 77522 | 77522 | TX | ERCT | 498.3333 | 993
[13 empty] | 77523 | 77523 | TX | SRMV | 498.3333 | 993
[13 empty] | 77530 | 77530 | TX | ERCT | 498.3333 | 993
[13 empty] | 77531 | 77531 | TX | ERCT | 498.3333 | 993
[13 empty] | 77532 | 77532 | TX | ERCT | 498.3333 | 993
[13 empty] | 77533 | 77533 | TX | SRMV | 498.3333 | 993
[13 empty] | 77534 | 77534 | TX | ERCT | 498.3333 | 993
[13 empty] | 77535 | 77535 | TX | SRMV | 498.3333 | 993
[13 empty] | 77536 | 77536 | TX | ERCT | 498.3333 | 993
[13 empty] | 77538 | 77538 | TX | SRMV | 498.3333 | 993
[13 empty] | 77539 | 77539 | TX | ERCT | 498.3333 | 993
[13 empty] | 77541 | 77541 | TX | ERCT | 498.3333 | 993
[13 empty] | 77542 | 77542 | TX | ERCT | 498.3333 | 993
[13 empty] | 77545 | 77545 | TX | ERCT | 498.3333 | 993
[13 empty] | 77546 | 77546 | TX | ERCT | 498.3333 | 993
[13 empty] | 77547 | 77547 | TX | ERCT | 498.3333 | 993
[13 empty] | 77549 | 77549 | TX | ERCT | 498.3333 | 993
[13 empty] | 77550 | 77550 | TX | ERCT | 498.3333 | 993
[13 empty] | 77551 | 77551 | TX | ERCT | 498.3333 | 993
[13 empty] | 77552 | 77552 | TX | ERCT | 498.3333 | 993
[13 empty] | 77553 | 77553 | TX | ERCT | 498.3333 | 993
[13 empty] | 77554 | 77554 | TX | ERCT | 498.3333 | 993
[13 empty] | 77555 | 77555 | TX | ERCT | 498.3333 | 993
[13 empty] | 77560 | 77560 | TX | SRMV | 498.3333 | 993
[13 empty] | 77561 | 77561 | TX | SRMV | 498.3333 | 993
[13 empty] | 77562 | 77562 | TX | ERCT | 498.3333 | 993
[13 empty] | 77563 | 77563 | TX | ERCT | 498.3333 | 993
[13 empty] | 77564 | 77564 | TX | SRMV | 498.3333 | 993
[13 empty] | 77565 | 77565 | TX | ERCT | 498.3333 | 993
[13 empty] | 77566 | 77566 | TX | ERCT | 498.3333 | 993
[13 empty] | 77568 | 77568 | TX | ERCT | 498.3333 | 993
[13 empty] | 77571 | 77571 | TX | ERCT | 498.3333 | 993
[13 empty] | 77572 | 77572 | TX | ERCT | 498.3333 | 993
[13 empty] | 77573 | 77573 | TX | ERCT | 498.3333 | 993
[13 empty] | 77574 | 77574 | TX | ERCT | 498.3333 | 993
[13 empty] | 77575 | 77575 | TX | SRMV | 498.3333 | 993
[13 empty] | 77577 | 77577 | TX | ERCT | 498.3333 | 993
[13 empty] | 77578 | 77578 | TX | ERCT | 498.3333 | 993
[13 empty] | 77580 | 77580 | TX | SRMV | 498.3333 | 993
[13 empty] | 77581 | 77581 | TX | ERCT | 498.3333 | 993
[13 empty] | 77582 | 77582 | TX | SRMV | 498.3333 | 993
[13 empty] | 77583 | 77583 | TX | ERCT | 498.3333 | 993
[13 empty] | 77584 | 77584 | TX | ERCT | 498.3333 | 993
[13 empty] | 77585 | 77585 | TX | SRMV | 498.3333 | 993
[13 empty] | 77586 | 77586 | TX | ERCT | 498.3333 | 993
[13 empty] | 77587 | 77587 | TX | ERCT | 498.3333 | 993
[13 empty] | 77588 | 77588 | TX | ERCT | 498.3333 | 993
[13 empty] | 77590 | 77590 | TX | ERCT | 498.3333 | 993
[13 empty] | 77591 | 77591 | TX | ERCT | 498.3333 | 993
[13 empty] | 77592 | 77592 | TX | ERCT | 498.3333 | 993
[13 empty] | 77597 | 77597 | TX | SRMV | 498.3333 | 993
[13 empty] | 77598 | 77598 | TX | ERCT | 498.3333 | 993
[13 empty] | 77611 | 77611 | TX | SRMV | 498.3333 | 993
[13 empty] | 77612 | 77612 | TX | SRMV | 498.3333 | 993
[13 empty] | 77613 | 77613 | TX | SRMV | 498.3333 | 993
[13 empty] | 77614 | 77614 | TX | SRMV | 498.3333 | 993
[13 empty] | 77615 | 77615 | TX | SRMV | 498.3333 | 993
[13 empty] | 77616 | 77616 | TX | SRMV | 498.3333 | 993
[13 empty] | 77617 | 77617 | TX | SRMV | 498.3333 | 993
[13 empty] | 77619 | 77619 | TX | SRMV | 498.3333 | 993
[13 empty] | 77622 | 77622 | TX | SRMV | 498.3333 | 993
[13 empty] | 77623 | 77623 | TX | SRMV | 498.3333 | 993
[13 empty] | 77624 | 77624 | TX | SRMV | 498.3333 | 993
[13 empty] | 77625 | 77625 | TX | SRMV | 498.3333 | 993
[13 empty] | 77626 | 77626 | TX | SRMV | 498.3333 | 993
[13 empty] | 77627 | 77627 | TX | SRMV | 498.3333 | 993
[13 empty] | 77629 | 77629 | TX | SRMV | 498.3333 | 993
[13 empty] | 77630 | 77630 | TX | SRMV | 498.3333 | 993
[13 empty] | 77631 | 77631 | TX | SRMV | 498.3333 | 993
[13 empty] | 77632 | 77632 | TX | SRMV | 498.3333 | 993
[13 empty] | 77639 | 77639 | TX | SRMV | 498.3333 | 993
[13 empty] | 77640 | 77640 | TX | SRMV | 498.3333 | 993
[13 empty] | 77641 | 77641 | TX | SRMV | 498.3333 | 993
[13 empty] | 77642 | 77642 | TX | SRMV | 498.3333 | 993
[13 empty] | 77643 | 77643 | TX | SRMV | 498.3333 | 993
[13 empty] | 77650 | 77650 | TX | SRMV | 498.3333 | 993
[13 empty] | 77651 | 77651 | TX | SRMV | 498.3333 | 993
[13 empty] | 77655 | 77655 | TX | SRMV | 498.3333 | 993
[13 empty] | 77656 | 77656 | TX | SRMV | 498.3333 | 993
[13 empty] | 77657 | 77657 | TX | SRMV | 498.3333 | 993
[13 empty] | 77659 | 77659 | TX | SRMV | 498.3333 | 993
[13 empty] | 77660 | 77660 | TX | SRMV | 498.3333 | 993
[13 empty] | 77661 | 77661 | TX | SRMV | 498.3333 | 993
[13 empty] | 77662 | 77662 | TX | SRMV | 498.3333 | 993
[13 empty] | 77663 | 77663 | TX | SRMV | 498.3333 | 993
[13 empty] | 77664 | 77664 | TX | SRMV | 498.3333 | 993
[13 empty] | 77665 | 77665 | TX | SRMV | 498.3333 | 993
[13 empty] | 77670 | 77670 | TX | SRMV | 498.3333 | 993
[13 empty] | 77701 | 77701 | TX | SRMV | 498.3333 | 993
[13 empty] | 77702 | 77702 | TX | SRMV | 498.3333 | 993
[13 empty] | 77703 | 77703 | TX | SRMV | 498.3333 | 993
[13 empty] | 77704 | 77704 | TX | SRMV | 498.3333 | 993
[13 empty] | 77705 | 77705 | TX | SRMV | 498.3333 | 993
[13 empty] | 77706 | 77706 | TX | SRMV | 498.3333 | 993
[13 empty] | 77707 | 77707 | TX | SRMV | 498.3333 | 993
[13 empty] | 77708 | 77708 | TX | SRMV | 498.3333 | 993
[13 empty] | 77709 | 77709 | TX | SRMV | 498.3333 | 993
[13 empty] | 77710 | 77710 | TX | SRMV | 498.3333 | 993
[13 empty] | 77713 | 77713 | TX | SRMV | 498.3333 | 993
[13 empty] | 77720 | 77720 | TX | SRMV | 498.3333 | 993
[13 empty] | 77725 | 77725 | TX | SRMV | 498.3333 | 993
[13 empty] | 77726 | 77726 | TX | SRMV | 498.3333 | 993
[13 empty] | 77801 | 77801 | TX | SRMV | 498.3333 | 993
[13 empty] | 77802 | 77802 | TX | SRMV | 498.3333 | 993
[13 empty] | 77803 | 77803 | TX | SRMV | 498.3333 | 993
[13 empty] | 77805 | 77805 | TX | SRMV | 498.3333 | 993
[13 empty] | 77806 | 77806 | TX | SRMV | 498.3333 | 993
[13 empty] | 77807 | 77807 | TX | SRMV | 498.3333 | 993
[13 empty] | 77808 | 77808 | TX | SRMV | 498.3333 | 993
[13 empty] | 77830 | 77830 | TX | ERCT | 498.3333 | 993
[13 empty] | 77831 | 77831 | TX | ERCT | 498.3333 | 993
[13 empty] | 77833 | 77833 | TX | ERCT | 498.3333 | 993
[13 empty] | 77834 | 77834 | TX | ERCT | 498.3333 | 993
[13 empty] | 77835 | 77835 | TX | ERCT | 498.3333 | 993
[13 empty] | 77836 | 77836 | TX | SRMV | 498.3333 | 993
[13 empty] | 77837 | 77837 | TX | ERCT | 498.3333 | 993
[13 empty] | 77838 | 77838 | TX | SRMV | 498.3333 | 993
[13 empty] | 77840 | 77840 | TX | SRMV | 498.3333 | 993
[13 empty] | 77841 | 77841 | TX | SRMV | 498.3333 | 993
[13 empty] | 77842 | 77842 | TX | SRMV | 498.3333 | 993
[13 empty] | 77843 | 77843 | TX | SRMV | 498.3333 | 993
[13 empty] | 77844 | 77844 | TX | SRMV | 498.3333 | 993
[13 empty] | 77845 | 77845 | TX | SRMV | 498.3333 | 993
[13 empty] | 77850 | 77850 | TX | ERCT | 498.3333 | 993
[13 empty] | 77852 | 77852 | TX | SRMV | 498.3333 | 993
[13 empty] | 77853 | 77853 | TX | ERCT | 498.3333 | 993
[13 empty] | 77855 | 77855 | TX | ERCT | 498.3333 | 993
[13 empty] | 77856 | 77856 | TX | SRMV | 498.3333 | 993
[13 empty] | 77857 | 77857 | TX | ERCT | 498.3333 | 993
[13 empty] | 77859 | 77859 | TX | SRMV | 498.3333 | 993
[13 empty] | 77861 | 77861 | TX | ERCT | 498.3333 | 993
[13 empty] | 77862 | 77862 | TX | SRMV | 498.3333 | 993
[13 empty] | 77863 | 77863 | TX | SRMV | 498.3333 | 993
[13 empty] | 77864 | 77864 | TX | SRMV | 498.3333 | 993
[13 empty] | 77865 | 77865 | TX | ERCT | 498.3333 | 993
[13 empty] | 77866 | 77866 | TX | SRMV | 498.3333 | 993
[13 empty] | 77867 | 77867 | TX | SRMV | 498.3333 | 993
[13 empty] | 77868 | 77868 | TX | SRMV | 498.3333 | 993
[13 empty] | 77870 | 77870 | TX | SRMV | 498.3333 | 993
[13 empty] | 77871 | 77871 | TX | ERCT | 498.3333 | 993
[13 empty] | 77872 | 77872 | TX | ERCT | 498.3333 | 993
[13 empty] | 77873 | 77873 | TX | ERCT | 498.3333 | 993
[13 empty] | 77875 | 77875 | TX | ERCT | 498.3333 | 993
[13 empty] | 77876 | 77876 | TX | ERCT | 498.3333 | 993
[13 empty] | 77878 | 77878 | TX | SRMV | 498.3333 | 993
[13 empty] | 77879 | 77879 | TX | SRMV | 498.3333 | 993
[13 empty] | 77880 | 77880 | TX | SRMV | 498.3333 | 993
[13 empty] | 77881 | 77881 | TX | SRMV | 498.3333 | 993
[13 empty] | 77882 | 77882 | TX | SRMV | 498.3333 | 993
[13 empty] | 77901 | 77901 | TX | ERCT | 498.3333 | 993
[13 empty] | 77902 | 77902 | TX | ERCT | 498.3333 | 993
[13 empty] | 77903 | 77903 | TX | ERCT | 498.3333 | 993
[13 empty] | 77904 | 77904 | TX | ERCT | 498.3333 | 993
[13 empty] | 77905 | 77905 | TX | ERCT | 498.3333 | 993
[13 empty] | 77950 | 77950 | TX | ERCT | 498.3333 | 993
[13 empty] | 77951 | 77951 | TX | ERCT | 498.3333 | 993
[13 empty] | 77954 | 77954 | TX | ERCT | 498.3333 | 993
[13 empty] | 77957 | 77957 | TX | ERCT | 498.3333 | 993
[13 empty] | 77960 | 77960 | TX | ERCT | 498.3333 | 993
[13 empty] | 77961 | 77961 | TX | ERCT | 498.3333 | 993
[13 empty] | 77962 | 77962 | TX | ERCT | 498.3333 | 993
[13 empty] | 77963 | 77963 | TX | ERCT | 498.3333 | 993
[13 empty] | 77964 | 77964 | TX | ERCT | 498.3333 | 993
[13 empty] | 77967 | 77967 | TX | ERCT | 498.3333 | 993
[13 empty] | 77968 | 77968 | TX | ERCT | 498.3333 | 993
[13 empty] | 77969 | 77969 | TX | ERCT | 498.3333 | 993
[13 empty] | 77970 | 77970 | TX | ERCT | 498.3333 | 993
[13 empty] | 77971 | 77971 | TX | ERCT | 498.3333 | 993
[13 empty] | 77973 | 77973 | TX | ERCT | 498.3333 | 993
[13 empty] | 77974 | 77974 | TX | ERCT | 498.3333 | 993
[13 empty] | 77975 | 77975 | TX | ERCT | 498.3333 | 993
[13 empty] | 77976 | 77976 | TX | ERCT | 498.3333 | 993
[13 empty] | 77977 | 77977 | TX | ERCT | 498.3333 | 993
[13 empty] | 77978 | 77978 | TX | ERCT | 498.3333 | 993
[13 empty] | 77979 | 77979 | TX | ERCT | 498.3333 | 993
[13 empty] | 77982 | 77982 | TX | ERCT | 498.3333 | 993
[13 empty] | 77983 | 77983 | TX | ERCT | 498.3333 | 993
[13 empty] | 77984 | 77984 | TX | ERCT | 498.3333 | 993
[13 empty] | 77986 | 77986 | TX | ERCT | 498.3333 | 993
[13 empty] | 77987 | 77987 | TX | ERCT | 498.3333 | 993
[13 empty] | 77988 | 77988 | TX | ERCT | 498.3333 | 993
[13 empty] | 77989 | 77989 | TX | ERCT | 498.3333 | 993
[13 empty] | 77990 | 77990 | TX | ERCT | 498.3333 | 993
[13 empty] | 77991 | 77991 | TX | ERCT | 498.3333 | 993
[13 empty] | 77993 | 77993 | TX | ERCT | 498.3333 | 993
[13 empty] | 77994 | 77994 | TX | ERCT | 498.3333 | 993
[13 empty] | 77995 | 77995 | TX | ERCT | 498.3333 | 993
[13 empty] | 78001 | 78001 | TX | ERCT | 498.3333 | 993
[13 empty] | 78002 | 78002 | TX | ERCT | 498.3333 | 993
[13 empty] | 78003 | 78003 | TX | ERCT | 498.3333 | 993
[13 empty] | 78004 | 78004 | TX | ERCT | 498.3333 | 993
[13 empty] | 78005 | 78005 | TX | ERCT | 498.3333 | 993
[13 empty] | 78006 | 78006 | TX | ERCT | 498.3333 | 993
[13 empty] | 78007 | 78007 | TX | ERCT | 498.3333 | 993
[13 empty] | 78008 | 78008 | TX | ERCT | 498.3333 | 993
[13 empty] | 78009 | 78009 | TX | ERCT | 498.3333 | 993
[13 empty] | 78010 | 78010 | TX | ERCT | 498.3333 | 993
[13 empty] | 78011 | 78011 | TX | ERCT | 498.3333 | 993
[13 empty] | 78012 | 78012 | TX | ERCT | 498.3333 | 993
[13 empty] | 78013 | 78013 | TX | ERCT | 498.3333 | 993
[13 empty] | 78014 | 78014 | TX | ERCT | 498.3333 | 993
[13 empty] | 78015 | 78015 | TX | ERCT | 498.3333 | 993
[13 empty] | 78016 | 78016 | TX | ERCT | 498.3333 | 993
[13 empty] | 78017 | 78017 | TX | ERCT | 498.3333 | 993
[13 empty] | 78019 | 78019 | TX | ERCT | 498.3333 | 993
[13 empty] | 78021 | 78021 | TX | ERCT | 498.3333 | 993
[13 empty] | 78022 | 78022 | TX | ERCT | 498.3333 | 993
[13 empty] | 78023 | 78023 | TX | ERCT | 498.3333 | 993
[13 empty] | 78024 | 78024 | TX | ERCT | 498.3333 | 993
[13 empty] | 78025 | 78025 | TX | ERCT | 498.3333 | 993
[13 empty] | 78026 | 78026 | TX | ERCT | 498.3333 | 993
[13 empty] | 78027 | 78027 | TX | ERCT | 498.3333 | 993
[13 empty] | 78028 | 78028 | TX | ERCT | 498.3333 | 993
[13 empty] | 78029 | 78029 | TX | ERCT | 498.3333 | 993
[13 empty] | 78039 | 78039 | TX | ERCT | 498.3333 | 993
[13 empty] | 78040 | 78040 | TX | ERCT | 498.3333 | 993
[13 empty] | 78041 | 78041 | TX | ERCT | 498.3333 | 993
[13 empty] | 78042 | 78042 | TX | ERCT | 498.3333 | 993
[13 empty] | 78043 | 78043 | TX | ERCT | 498.3333 | 993
[13 empty] | 78044 | 78044 | TX | ERCT | 498.3333 | 993
[13 empty] | 78045 | 78045 | TX | ERCT | 498.3333 | 993
[13 empty] | 78046 | 78046 | TX | ERCT | 498.3333 | 993
[13 empty] | 78049 | 78049 | TX | ERCT | 498.3333 | 993
[13 empty] | 78050 | 78050 | TX | ERCT | 498.3333 | 993
[13 empty] | 78052 | 78052 | TX | ERCT | 498.3333 | 993
[13 empty] | 78054 | 78054 | TX | ERCT | 498.3333 | 993
[13 empty] | 78055 | 78055 | TX | ERCT | 498.3333 | 993
[13 empty] | 78056 | 78056 | TX | ERCT | 498.3333 | 993
[13 empty] | 78057 | 78057 | TX | ERCT | 498.3333 | 993
[13 empty] | 78058 | 78058 | TX | ERCT | 498.3333 | 993
[13 empty] | 78059 | 78059 | TX | ERCT | 498.3333 | 993
[13 empty] | 78060 | 78060 | TX | ERCT | 498.3333 | 993
[13 empty] | 78061 | 78061 | TX | ERCT | 498.3333 | 993
[13 empty] | 78062 | 78062 | TX | ERCT | 498.3333 | 993
[13 empty] | 78063 | 78063 | TX | ERCT | 498.3333 | 993
[13 empty] | 78064 | 78064 | TX | ERCT | 498.3333 | 993
[13 empty] | 78065 | 78065 | TX | ERCT | 498.3333 | 993
[13 empty] | 78066 | 78066 | TX | ERCT | 498.3333 | 993
[13 empty] | 78067 | 78067 | TX | ERCT | 498.3333 | 993
[13 empty] | 78069 | 78069 | TX | ERCT | 498.3333 | 993
[13 empty] | 78070 | 78070 | TX | ERCT | 498.3333 | 993
[13 empty] | 78071 | 78071 | TX | ERCT | 498.3333 | 993
[13 empty] | 78072 | 78072 | TX | ERCT | 498.3333 | 993
[13 empty] | 78073 | 78073 | TX | ERCT | 498.3333 | 993
[13 empty] | 78074 | 78074 | TX | ERCT | 498.3333 | 993
[13 empty] | 78075 | 78075 | TX | ERCT | 498.3333 | 993
[13 empty] | 78076 | 78076 | TX | ERCT | 498.3333 | 993
[13 empty] | 78101 | 78101 | TX | ERCT | 498.3333 | 993
[13 empty] | 78102 | 78102 | TX | ERCT | 498.3333 | 993
[13 empty] | 78104 | 78104 | TX | ERCT | 498.3333 | 993
[13 empty] | 78107 | 78107 | TX | ERCT | 498.3333 | 993
[13 empty] | 78108 | 78108 | TX | ERCT | 498.3333 | 993
[13 empty] | 78109 | 78109 | TX | ERCT | 498.3333 | 993
[13 empty] | 78111 | 78111 | TX | ERCT | 498.3333 | 993
[13 empty] | 78112 | 78112 | TX | ERCT | 498.3333 | 993
[13 empty] | 78113 | 78113 | TX | ERCT | 498.3333 | 993
[13 empty] | 78114 | 78114 | TX | ERCT | 498.3333 | 993
[13 empty] | 78115 | 78115 | TX | ERCT | 498.3333 | 993
[13 empty] | 78116 | 78116 | TX | ERCT | 498.3333 | 993
[13 empty] | 78117 | 78117 | TX | ERCT | 498.3333 | 993
[13 empty] | 78118 | 78118 | TX | ERCT | 498.3333 | 993
[13 empty] | 78119 | 78119 | TX | ERCT | 498.3333 | 993
[13 empty] | 78121 | 78121 | TX | ERCT | 498.3333 | 993
[13 empty] | 78122 | 78122 | TX | ERCT | 498.3333 | 993
[13 empty] | 78123 | 78123 | TX | ERCT | 498.3333 | 993
[13 empty] | 78124 | 78124 | TX | ERCT | 498.3333 | 993
[13 empty] | 78125 | 78125 | TX | ERCT | 498.3333 | 993
[13 empty] | 78130 | 78130 | TX | ERCT | 498.3333 | 993
[13 empty] | 78131 | 78131 | TX | ERCT | 498.3333 | 993
[13 empty] | 78132 | 78132 | TX | ERCT | 498.3333 | 993
[13 empty] | 78133 | 78133 | TX | ERCT | 498.3333 | 993
[13 empty] | 78135 | 78135 | TX | ERCT | 498.3333 | 993
[13 empty] | 78140 | 78140 | TX | ERCT | 498.3333 | 993
[13 empty] | 78141 | 78141 | TX | ERCT | 498.3333 | 993
[13 empty] | 78142 | 78142 | TX | ERCT | 498.3333 | 993
[13 empty] | 78143 | 78143 | TX | ERCT | 498.3333 | 993
[13 empty] | 78144 | 78144 | TX | ERCT | 498.3333 | 993
[13 empty] | 78145 | 78145 | TX | ERCT | 498.3333 | 993
[13 empty] | 78146 | 78146 | TX | ERCT | 498.3333 | 993
[13 empty] | 78147 | 78147 | TX | ERCT | 498.3333 | 993
[13 empty] | 78148 | 78148 | TX | ERCT | 498.3333 | 993
[13 empty] | 78150 | 78150 | TX | ERCT | 498.3333 | 993
[13 empty] | 78151 | 78151 | TX | ERCT | 498.3333 | 993
[13 empty] | 78152 | 78152 | TX | ERCT | 498.3333 | 993
[13 empty] | 78154 | 78154 | TX | ERCT | 498.3333 | 993
[13 empty] | 78155 | 78155 | TX | ERCT | 498.3333 | 993
[13 empty] | 78156 | 78156 | TX | ERCT | 498.3333 | 993
[13 empty] | 78159 | 78159 | TX | ERCT | 498.3333 | 993
[13 empty] | 78160 | 78160 | TX | ERCT | 498.3333 | 993
[13 empty] | 78161 | 78161 | TX | ERCT | 498.3333 | 993
[13 empty] | 78162 | 78162 | TX | ERCT | 498.3333 | 993
[13 empty] | 78163 | 78163 | TX | ERCT | 498.3333 | 993
[13 empty] | 78164 | 78164 | TX | ERCT | 498.3333 | 993
[13 empty] | 78201 | 78201 | TX | ERCT | 591 | 1100.6667
[13 empty] | 78202 | 78202 | TX | ERCT | 591 | 1100.6667
[13 empty] | 78203 | 78203 | TX | ERCT | 591 | 1100.6667
[13 empty] | 78204 | 78204 | TX | ERCT | 591 | 1100.6667
[13 empty] | 78205 | 78205 | TX | ERCT | 591 | 1100.6667
[13 empty] | 78206 | 78206 | TX | ERCT | 591 | 1100.6667
[13 empty] | 78207 | 78207 | TX | ERCT | 591 | 1100.6667
[13 empty] | 78208 | 78208 | TX | ERCT | 591 | 1100.6667
[13 empty] | 78209 | 78209 | TX | ERCT | 591 | 1100.6667
[13 empty] | 78210 | 78210 | TX | ERCT | 591 | 1100.6667
[13 empty] | 78211 | 78211 | TX | ERCT | 591 | 1100.6667
[13 empty] | 78212 | 78212 | TX | ERCT | 591 | 1100.6667
[13 empty] | 78213 | 78213 | TX | ERCT | 591 | 1100.6667
[13 empty] | 78214 | 78214 | TX | ERCT | 591 | 1100.6667
[13 empty] | 78215 | 78215 | TX | ERCT | 591 | 1100.6667
[13 empty] | 78216 | 78216 | TX | ERCT | 591 | 1100.6667
[13 empty] | 78217 | 78217 | TX | ERCT | 591 | 1100.6667
[13 empty] | 78218 | 78218 | TX | ERCT | 591 | 1100.6667
[13 empty] | 78219 | 78219 | TX | ERCT | 591 | 1100.6667
[13 empty] | 78220 | 78220 | TX | ERCT | 591 | 1100.6667
[13 empty] | 78221 | 78221 | TX | ERCT | 591 | 1100.6667
[13 empty] | 78222 | 78222 | TX | ERCT | 591 | 1100.6667
[13 empty] | 78223 | 78223 | TX | ERCT | 591 | 1100.6667
[13 empty] | 78224 | 78224 | TX | ERCT | 591 | 1100.6667
[13 empty] | 78225 | 78225 | TX | ERCT | 591 | 1100.6667
[13 empty] | 78226 | 78226 | TX | ERCT | 591 | 1100.6667
[13 empty] | 78227 | 78227 | TX | ERCT | 591 | 1100.6667
[13 empty] | 78228 | 78228 | TX | ERCT | 591 | 1100.6667
[13 empty] | 78229 | 78229 | TX | ERCT | 591 | 1100.6667
[13 empty] | 78230 | 78230 | TX | ERCT | 591 | 1100.6667
[13 empty] | 78231 | 78231 | TX | ERCT | 591 | 1100.6667
[13 empty] | 78232 | 78232 | TX | ERCT | 591 | 1100.6667
[13 empty] | 78233 | 78233 | TX | ERCT | 591 | 1100.6667
[13 empty] | 78234 | 78234 | TX | ERCT | 591 | 1100.6667
[13 empty] | 78235 | 78235 | TX | ERCT | 591 | 1100.6667
[13 empty] | 78236 | 78236 | TX | ERCT | 591 | 1100.6667
[13 empty] | 78237 | 78237 | TX | ERCT | 591 | 1100.6667
[13 empty] | 78238 | 78238 | TX | ERCT | 591 | 1100.6667
[13 empty] | 78239 | 78239 | TX | ERCT | 591 | 1100.6667
[13 empty] | 78240 | 78240 | TX | ERCT | 591 | 1100.6667
[13 empty] | 78241 | 78241 | TX | ERCT | 591 | 1100.6667
[13 empty] | 78242 | 78242 | TX | ERCT | 591 | 1100.6667
[13 empty] | 78243 | 78243 | TX | ERCT | 591 | 1100.6667
[13 empty] | 78244 | 78244 | TX | ERCT | 591 | 1100.6667
[13 empty] | 78245 | 78245 | TX | ERCT | 591 | 1100.6667
[13 empty] | 78246 | 78246 | TX | ERCT | 591 | 1100.6667
[13 empty] | 78247 | 78247 | TX | ERCT | 591 | 1100.6667
[13 empty] | 78248 | 78248 | TX | ERCT | 591 | 1100.6667
[13 empty] | 78249 | 78249 | TX | ERCT | 591 | 1100.6667
[13 empty] | 78250 | 78250 | TX | ERCT | 591 | 1100.6667
[13 empty] | 78251 | 78251 | TX | ERCT | 591 | 1100.6667
[13 empty] | 78252 | 78252 | TX | ERCT | 591 | 1100.6667
[13 empty] | 78253 | 78253 | TX | ERCT | 591 | 1100.6667
[13 empty] | 78254 | 78254 | TX | ERCT | 591 | 1100.6667
[13 empty] | 78255 | 78255 | TX | ERCT | 591 | 1100.6667
[13 empty] | 78256 | 78256 | TX | ERCT | 591 | 1100.6667
[13 empty] | 78257 | 78257 | TX | ERCT | 591 | 1100.6667
[13 empty] | 78258 | 78258 | TX | ERCT | 591 | 1100.6667
[13 empty] | 78259 | 78259 | TX | ERCT | 591 | 1100.6667
[13 empty] | 78260 | 78260 | TX | ERCT | 591 | 1100.6667
[13 empty] | 78261 | 78261 | TX | ERCT | 591 | 1100.6667
[13 empty] | 78263 | 78263 | TX | ERCT | 591 | 1100.6667
[13 empty] | 78264 | 78264 | TX | ERCT | 591 | 1100.6667
[13 empty] | 78265 | 78265 | TX | ERCT | 591 | 1100.6667
[13 empty] | 78266 | 78266 | TX | ERCT | 591 | 1100.6667
[13 empty] | 78268 | 78268 | TX | ERCT | 591 | 1100.6667
[13 empty] | 78269 | 78269 | TX | ERCT | 591 | 1100.6667
[13 empty] | 78270 | 78270 | TX | ERCT | 591 | 1100.6667
[13 empty] | 78278 | 78278 | TX | ERCT | 591 | 1100.6667
[13 empty] | 78279 | 78279 | TX | ERCT | 591 | 1100.6667
[13 empty] | 78280 | 78280 | TX | ERCT | 591 | 1100.6667
[13 empty] | 78283 | 78283 | TX | ERCT | 591 | 1100.6667
[13 empty] | 78284 | 78284 | TX | ERCT | 591 | 1100.6667
[13 empty] | 78285 | 78285 | TX | ERCT | 591 | 1100.6667
[13 empty] | 78287 | 78287 | TX | ERCT | 591 | 1100.6667
[13 empty] | 78288 | 78288 | TX | ERCT | 591 | 1100.6667
[13 empty] | 78289 | 78289 | TX | ERCT | 591 | 1100.6667
[13 empty] | 78291 | 78291 | TX | ERCT | 591 | 1100.6667
[13 empty] | 78292 | 78292 | TX | ERCT | 591 | 1100.6667
[13 empty] | 78293 | 78293 | TX | ERCT | 591 | 1100.6667
[13 empty] | 78294 | 78294 | TX | ERCT | 591 | 1100.6667
[13 empty] | 78295 | 78295 | TX | ERCT | 591 | 1100.6667
[13 empty] | 78296 | 78296 | TX | ERCT | 591 | 1100.6667
[13 empty] | 78297 | 78297 | TX | ERCT | 591 | 1100.6667
[13 empty] | 78298 | 78298 | TX | ERCT | 591 | 1100.6667
[13 empty] | 78299 | 78299 | TX | ERCT | 591 | 1100.6667
[13 empty] | 78330 | 78330 | TX | ERCT | 591 | 1100.6667
[13 empty] | 78332 | 78332 | TX | ERCT | 591 | 1100.6667
[13 empty] | 78333 | 78333 | TX | ERCT | 591 | 1100.6667
[13 empty] | 78335 | 78335 | TX | ERCT | 591 | 1100.6667
[13 empty] | 78336 | 78336 | TX | ERCT | 591 | 1100.6667
[13 empty] | 78338 | 78338 | TX | ERCT | 591 | 1100.6667
[13 empty] | 78339 | 78339 | TX | ERCT | 591 | 1100.6667
[13 empty] | 78340 | 78340 | TX | ERCT | 591 | 1100.6667
[13 empty] | 78341 | 78341 | TX | ERCT | 591 | 1100.6667
[13 empty] | 78342 | 78342 | TX | ERCT | 591 | 1100.6667
[13 empty] | 78343 | 78343 | TX | ERCT | 591 | 1100.6667
[13 empty] | 78344 | 78344 | TX | ERCT | 591 | 1100.6667
[13 empty] | 78347 | 78347 | TX | ERCT | 591 | 1100.6667
[13 empty] | 78349 | 78349 | TX | ERCT | 591 | 1100.6667
[13 empty] | 78350 | 78350 | TX | ERCT | 591 | 1100.6667
[13 empty] | 78351 | 78351 | TX | ERCT | 591 | 1100.6667
[13 empty] | 78352 | 78352 | TX | ERCT | 591 | 1100.6667
[13 empty] | 78353 | 78353 | TX | ERCT | 591 | 1100.6667
[13 empty] | 78355 | 78355 | TX | ERCT | 591 | 1100.6667
[13 empty] | 78357 | 78357 | TX | ERCT | 591 | 1100.6667
[13 empty] | 78358 | 78358 | TX | ERCT | 591 | 1100.6667
[13 empty] | 78359 | 78359 | TX | ERCT | 591 | 1100.6667
[13 empty] | 78360 | 78360 | TX | ERCT | 591 | 1100.6667
[13 empty] | 78361 | 78361 | TX | ERCT | 591 | 1100.6667
[13 empty] | 78362 | 78362 | TX | ERCT | 591 | 1100.6667
[13 empty] | 78363 | 78363 | TX | ERCT | 591 | 1100.6667
[13 empty] | 78364 | 78364 | TX | ERCT | 591 | 1100.6667
[13 empty] | 78368 | 78368 | TX | ERCT | 591 | 1100.6667
[13 empty] | 78369 | 78369 | TX | ERCT | 591 | 1100.6667
[13 empty] | 78370 | 78370 | TX | ERCT | 591 | 1100.6667
[13 empty] | 78371 | 78371 | TX | ERCT | 591 | 1100.6667
[13 empty] | 78372 | 78372 | TX | ERCT | 591 | 1100.6667
[13 empty] | 78373 | 78373 | TX | ERCT | 591 | 1100.6667
[13 empty] | 78374 | 78374 | TX | ERCT | 591 | 1100.6667
[13 empty] | 78375 | 78375 | TX | ERCT | 591 | 1100.6667
[13 empty] | 78376 | 78376 | TX | ERCT | 591 | 1100.6667
[13 empty] | 78377 | 78377 | TX | ERCT | 591 | 1100.6667
[13 empty] | 78379 | 78379 | TX | ERCT | 591 | 1100.6667
[13 empty] | 78380 | 78380 | TX | ERCT | 591 | 1100.6667
[13 empty] | 78381 | 78381 | TX | ERCT | 591 | 1100.6667
[13 empty] | 78382 | 78382 | TX | ERCT | 591 | 1100.6667
[13 empty] | 78383 | 78383 | TX | ERCT | 591 | 1100.6667
[13 empty] | 78384 | 78384 | TX | ERCT | 591 | 1100.6667
[13 empty] | 78385 | 78385 | TX | ERCT | 591 | 1100.6667
[13 empty] | 78387 | 78387 | TX | ERCT | 591 | 1100.6667
[13 empty] | 78389 | 78389 | TX | ERCT | 591 | 1100.6667
[13 empty] | 78390 | 78390 | TX | ERCT | 591 | 1100.6667
[13 empty] | 78391 | 78391 | TX | ERCT | 591 | 1100.6667
[13 empty] | 78393 | 78393 | TX | ERCT | 591 | 1100.6667
[13 empty] | 78401 | 78401 | TX | ERCT | 591 | 1100.6667
[13 empty] | 78402 | 78402 | TX | ERCT | 591 | 1100.6667
[13 empty] | 78403 | 78403 | TX | ERCT | 591 | 1100.6667
[13 empty] | 78404 | 78404 | TX | ERCT | 591 | 1100.6667
[13 empty] | 78405 | 78405 | TX | ERCT | 591 | 1100.6667
[13 empty] | 78406 | 78406 | TX | ERCT | 591 | 1100.6667
[13 empty] | 78407 | 78407 | TX | ERCT | 591 | 1100.6667
[13 empty] | 78408 | 78408 | TX | ERCT | 591 | 1100.6667
[13 empty] | 78409 | 78409 | TX | ERCT | 591 | 1100.6667
[13 empty] | 78410 | 78410 | TX | ERCT | 591 | 1100.6667
[13 empty] | 78411 | 78411 | TX | ERCT | 591 | 1100.6667
[13 empty] | 78412 | 78412 | TX | ERCT | 591 | 1100.6667
[13 empty] | 78413 | 78413 | TX | ERCT | 591 | 1100.6667
[13 empty] | 78414 | 78414 | TX | ERCT | 591 | 1100.6667
[13 empty] | 78415 | 78415 | TX | ERCT | 591 | 1100.6667
[13 empty] | 78416 | 78416 | TX | ERCT | 591 | 1100.6667
[13 empty] | 78417 | 78417 | TX | ERCT | 591 | 1100.6667
[13 empty] | 78418 | 78418 | TX | ERCT | 591 | 1100.6667
[13 empty] | 78419 | 78419 | TX | ERCT | 591 | 1100.6667
[13 empty] | 78426 | 78426 | TX | ERCT | 591 | 1100.6667
[13 empty] | 78427 | 78427 | TX | ERCT | 591 | 1100.6667
[13 empty] | 78460 | 78460 | TX | ERCT | 591 | 1100.6667
[13 empty] | 78463 | 78463 | TX | ERCT | 591 | 1100.6667
[13 empty] | 78465 | 78465 | TX | ERCT | 591 | 1100.6667
[13 empty] | 78466 | 78466 | TX | ERCT | 591 | 1100.6667
[13 empty] | 78467 | 78467 | TX | ERCT | 591 | 1100.6667
[13 empty] | 78468 | 78468 | TX | ERCT | 591 | 1100.6667
[13 empty] | 78469 | 78469 | TX | ERCT | 591 | 1100.6667
[13 empty] | 78470 | 78470 | TX | ERCT | 591 | 1100.6667
[13 empty] | 78471 | 78471 | TX | ERCT | 591 | 1100.6667
[13 empty] | 78472 | 78472 | TX | ERCT | 591 | 1100.6667
[13 empty] | 78473 | 78473 | TX | ERCT | 591 | 1100.6667
[13 empty] | 78474 | 78474 | TX | ERCT | 591 | 1100.6667
[13 empty] | 78475 | 78475 | TX | ERCT | 591 | 1100.6667
[13 empty] | 78476 | 78476 | TX | ERCT | 591 | 1100.6667
[13 empty] | 78477 | 78477 | TX | ERCT | 591 | 1100.6667
[13 empty] | 78478 | 78478 | TX | ERCT | 591 | 1100.6667
[13 empty] | 78480 | 78480 | TX | ERCT | 591 | 1100.6667
[13 empty] | 78501 | 78501 | TX | ERCT | 591 | 1100.6667
[13 empty] | 78502 | 78502 | TX | ERCT | 591 | 1100.6667
[13 empty] | 78503 | 78503 | TX | ERCT | 591 | 1100.6667
[13 empty] | 78504 | 78504 | TX | ERCT | 591 | 1100.6667
[13 empty] | 78505 | 78505 | TX | ERCT | 591 | 1100.6667
[13 empty] | 78516 | 78516 | TX | ERCT | 591 | 1100.6667
[13 empty] | 78520 | 78520 | TX | ERCT | 591 | 1100.6667
[13 empty] | 78521 | 78521 | TX | ERCT | 591 | 1100.6667
[13 empty] | 78522 | 78522 | TX | ERCT | 591 | 1100.6667
[13 empty] | 78523 | 78523 | TX | ERCT | 591 | 1100.6667
[13 empty] | 78526 | 78526 | TX | ERCT | 591 | 1100.6667
[13 empty] | 78535 | 78535 | TX | ERCT | 591 | 1100.6667
[13 empty] | 78536 | 78536 | TX | ERCT | 591 | 1100.6667
[13 empty] | 78537 | 78537 | TX | ERCT | 591 | 1100.6667
[13 empty] | 78538 | 78538 | TX | ERCT | 591 | 1100.6667
[13 empty] | 78539 | 78539 | TX | ERCT | 591 | 1100.6667
[13 empty] | 78540 | 78540 | TX | ERCT | 591 | 1100.6667
[13 empty] | 78541 | 78541 | TX | ERCT | 591 | 1100.6667
[13 empty] | 78542 | 78542 | TX | ERCT | 591 | 1100.6667
[13 empty] | 78543 | 78543 | TX | ERCT | 591 | 1100.6667
[13 empty] | 78545 | 78545 | TX | ERCT | 591 | 1100.6667
[13 empty] | 78547 | 78547 | TX | ERCT | 591 | 1100.6667
[13 empty] | 78548 | 78548 | TX | ERCT | 591 | 1100.6667
[13 empty] | 78549 | 78549 | TX | ERCT | 591 | 1100.6667
[13 empty] | 78550 | 78550 | TX | ERCT | 591 | 1100.6667
[13 empty] | 78551 | 78551 | TX | ERCT | 591 | 1100.6667
[13 empty] | 78552 | 78552 | TX | ERCT | 591 | 1100.6667
[13 empty] | 78553 | 78553 | TX | ERCT | 591 | 1100.6667
[13 empty] | 78557 | 78557 | TX | ERCT | 591 | 1100.6667
[13 empty] | 78558 | 78558 | TX | ERCT | 591 | 1100.6667
[13 empty] | 78559 | 78559 | TX | ERCT | 591 | 1100.6667
[13 empty] | 78560 | 78560 | TX | ERCT | 591 | 1100.6667
[13 empty] | 78561 | 78561 | TX | ERCT | 591 | 1100.6667
[13 empty] | 78562 | 78562 | TX | ERCT | 591 | 1100.6667
[13 empty] | 78563 | 78563 | TX | ERCT | 591 | 1100.6667
[13 empty] | 78564 | 78564 | TX | ERCT | 591 | 1100.6667
[13 empty] | 78565 | 78565 | TX | ERCT | 591 | 1100.6667
[13 empty] | 78566 | 78566 | TX | ERCT | 591 | 1100.6667
[13 empty] | 78567 | 78567 | TX | ERCT | 591 | 1100.6667
[13 empty] | 78568 | 78568 | TX | ERCT | 591 | 1100.6667
[13 empty] | 78569 | 78569 | TX | ERCT | 591 | 1100.6667
[13 empty] | 78570 | 78570 | TX | ERCT | 591 | 1100.6667
[13 empty] | 78572 | 78572 | TX | ERCT | 591 | 1100.6667
[13 empty] | 78573 | 78573 | TX | ERCT | 591 | 1100.6667
[13 empty] | 78574 | 78574 | TX | ERCT | 591 | 1100.6667
[13 empty] | 78575 | 78575 | TX | ERCT | 591 | 1100.6667
[13 empty] | 78576 | 78576 | TX | ERCT | 591 | 1100.6667
[13 empty] | 78577 | 78577 | TX | ERCT | 591 | 1100.6667
[13 empty] | 78578 | 78578 | TX | ERCT | 591 | 1100.6667
[13 empty] | 78579 | 78579 | TX | ERCT | 591 | 1100.6667
[13 empty] | 78580 | 78580 | TX | ERCT | 591 | 1100.6667
[13 empty] | 78582 | 78582 | TX | ERCT | 591 | 1100.6667
[13 empty] | 78583 | 78583 | TX | ERCT | 591 | 1100.6667
[13 empty] | 78584 | 78584 | TX | ERCT | 591 | 1100.6667
[13 empty] | 78585 | 78585 | TX | ERCT | 591 | 1100.6667
[13 empty] | 78586 | 78586 | TX | ERCT | 591 | 1100.6667
[13 empty] | 78588 | 78588 | TX | ERCT | 591 | 1100.6667
[13 empty] | 78589 | 78589 | TX | ERCT | 591 | 1100.6667
[13 empty] | 78590 | 78590 | TX | ERCT | 591 | 1100.6667
[13 empty] | 78591 | 78591 | TX | ERCT | 591 | 1100.6667
[13 empty] | 78592 | 78592 | TX | ERCT | 591 | 1100.6667
[13 empty] | 78593 | 78593 | TX | ERCT | 591 | 1100.6667
[13 empty] | 78594 | 78594 | TX | ERCT | 591 | 1100.6667
[13 empty] | 78595 | 78595 | TX | ERCT | 591 | 1100.6667
[13 empty] | 78596 | 78596 | TX | ERCT | 591 | 1100.6667
[13 empty] | 78597 | 78597 | TX | ERCT | 591 | 1100.6667
[13 empty] | 78598 | 78598 | TX | ERCT | 591 | 1100.6667
[13 empty] | 78599 | 78599 | TX | ERCT | 591 | 1100.6667
[13 empty] | 78602 | 78602 | TX | ERCT | 591 | 1100.6667
[13 empty] | 78604 | 78604 | TX | ERCT | 591 | 1100.6667
[13 empty] | 78605 | 78605 | TX | ERCT | 591 | 1100.6667
[13 empty] | 78606 | 78606 | TX | ERCT | 591 | 1100.6667
[13 empty] | 78607 | 78607 | TX | ERCT | 591 | 1100.6667
[13 empty] | 78608 | 78608 | TX | ERCT | 591 | 1100.6667
[13 empty] | 78609 | 78609 | TX | ERCT | 591 | 1100.6667
[13 empty] | 78610 | 78610 | TX | ERCT | 591 | 1100.6667
[13 empty] | 78611 | 78611 | TX | ERCT | 591 | 1100.6667
[13 empty] | 78612 | 78612 | TX | ERCT | 591 | 1100.6667
[13 empty] | 78613 | 78613 | TX | ERCT | 591 | 1100.6667
[13 empty] | 78614 | 78614 | TX | ERCT | 591 | 1100.6667
[13 empty] | 78615 | 78615 | TX | ERCT | 591 | 1100.6667
[13 empty] | 78616 | 78616 | TX | ERCT | 591 | 1100.6667
[13 empty] | 78617 | 78617 | TX | ERCT | 591 | 1100.6667
[13 empty] | 78618 | 78618 | TX | ERCT | 591 | 1100.6667
[13 empty] | 78619 | 78619 | TX | ERCT | 591 | 1100.6667
[13 empty] | 78620 | 78620 | TX | ERCT | 591 | 1100.6667
[13 empty] | 78621 | 78621 | TX | ERCT | 591 | 1100.6667
[13 empty] | 78622 | 78622 | TX | ERCT | 591 | 1100.6667
[13 empty] | 78623 | 78623 | TX | ERCT | 591 | 1100.6667
[13 empty] | 78624 | 78624 | TX | ERCT | 591 | 1100.6667
[13 empty] | 78626 | 78626 | TX | ERCT | 591 | 1100.6667
[13 empty] | 78627 | 78627 | TX | ERCT | 591 | 1100.6667
[13 empty] | 78628 | 78628 | TX | ERCT | 591 | 1100.6667
[13 empty] | 78629 | 78629 | TX | ERCT | 591 | 1100.6667
[13 empty] | 78630 | 78630 | TX | ERCT | 591 | 1100.6667
[13 empty] | 78631 | 78631 | TX | ERCT | 591 | 1100.6667
[13 empty] | 78632 | 78632 | TX | ERCT | 591 | 1100.6667
[13 empty] | 78633 | 78633 | TX | ERCT | 591 | 1100.6667
[13 empty] | 78634 | 78634 | TX | ERCT | 591 | 1100.6667
[13 empty] | 78635 | 78635 | TX | ERCT | 591 | 1100.6667
[13 empty] | 78636 | 78636 | TX | ERCT | 591 | 1100.6667
[13 empty] | 78638 | 78638 | TX | ERCT | 591 | 1100.6667
[13 empty] | 78639 | 78639 | TX | ERCT | 591 | 1100.6667
[13 empty] | 78640 | 78640 | TX | ERCT | 591 | 1100.6667
[13 empty] | 78641 | 78641 | TX | ERCT | 591 | 1100.6667
[13 empty] | 78642 | 78642 | TX | ERCT | 591 | 1100.6667
[13 empty] | 78643 | 78643 | TX | ERCT | 591 | 1100.6667
[13 empty] | 78644 | 78644 | TX | ERCT | 591 | 1100.6667
[13 empty] | 78645 | 78645 | TX | ERCT | 591 | 1100.6667
[13 empty] | 78646 | 78646 | TX | ERCT | 591 | 1100.6667
[13 empty] | 78648 | 78648 | TX | ERCT | 591 | 1100.6667
[13 empty] | 78650 | 78650 | TX | ERCT | 591 | 1100.6667
[13 empty] | 78651 | 78651 | TX | ERCT | 591 | 1100.6667
[13 empty] | 78652 | 78652 | TX | ERCT | 591 | 1100.6667
[13 empty] | 78653 | 78653 | TX | ERCT | 591 | 1100.6667
[13 empty] | 78654 | 78654 | TX | ERCT | 591 | 1100.6667
[13 empty] | 78655 | 78655 | TX | ERCT | 591 | 1100.6667
[13 empty] | 78656 | 78656 | TX | ERCT | 591 | 1100.6667
[13 empty] | 78657 | 78657 | TX | ERCT | 591 | 1100.6667
[13 empty] | 78658 | 78658 | TX | ERCT | 591 | 1100.6667
[13 empty] | 78659 | 78659 | TX | ERCT | 591 | 1100.6667
[13 empty] | 78660 | 78660 | TX | ERCT | 591 | 1100.6667
[13 empty] | 78661 | 78661 | TX | ERCT | 591 | 1100.6667
[13 empty] | 78662 | 78662 | TX | ERCT | 591 | 1100.6667
[13 empty] | 78663 | 78663 | TX | ERCT | 591 | 1100.6667
[13 empty] | 78664 | 78664 | TX | ERCT | 591 | 1100.6667
[13 empty] | 78665 | 78665 | TX | ERCT | 591 | 1100.6667
[13 empty] | 78666 | 78666 | TX | ERCT | 591 | 1100.6667
[13 empty] | 78667 | 78667 | TX | ERCT | 591 | 1100.6667
[13 empty] | 78669 | 78669 | TX | ERCT | 591 | 1100.6667
[13 empty] | 78670 | 78670 | TX | ERCT | 591 | 1100.6667
[13 empty] | 78671 | 78671 | TX | ERCT | 591 | 1100.6667
[13 empty] | 78672 | 78672 | TX | ERCT | 591 | 1100.6667
[13 empty] | 78673 | 78673 | TX | ERCT | 591 | 1100.6667
[13 empty] | 78674 | 78674 | TX | ERCT | 591 | 1100.6667
[13 empty] | 78675 | 78675 | TX | ERCT | 591 | 1100.6667
[13 empty] | 78676 | 78676 | TX | ERCT | 591 | 1100.6667
[13 empty] | 78677 | 78677 | TX | ERCT | 591 | 1100.6667
[13 empty] | 78680 | 78680 | TX | ERCT | 591 | 1100.6667
[13 empty] | 78681 | 78681 | TX | ERCT | 682.3333 | 1044
[13 empty] | 78682 | 78682 | TX | ERCT | 682.3333 | 1044
[13 empty] | 78683 | 78683 | TX | ERCT | 682.3333 | 1044
[13 empty] | 78691 | 78691 | TX | ERCT | 682.3333 | 1044
[13 empty] | 78701 | 78701 | TX | ERCT | 682.3333 | 1044
[13 empty] | 78702 | 78702 | TX | ERCT | 682.3333 | 1044
[13 empty] | 78703 | 78703 | TX | ERCT | 682.3333 | 1044
[13 empty] | 78704 | 78704 | TX | ERCT | 682.3333 | 1044
[13 empty] | 78705 | 78705 | TX | ERCT | 682.3333 | 1044
[13 empty] | 78708 | 78708 | TX | ERCT | 682.3333 | 1044
[13 empty] | 78709 | 78709 | TX | ERCT | 682.3333 | 1044
[13 empty] | 78710 | 78710 | TX | ERCT | 682.3333 | 1044
[13 empty] | 78711 | 78711 | TX | ERCT | 682.3333 | 1044
[13 empty] | 78712 | 78712 | TX | ERCT | 682.3333 | 1044
[13 empty] | 78713 | 78713 | TX | ERCT | 682.3333 | 1044
[13 empty] | 78714 | 78714 | TX | ERCT | 682.3333 | 1044
[13 empty] | 78715 | 78715 | TX | ERCT | 682.3333 | 1044
[13 empty] | 78716 | 78716 | TX | ERCT | 682.3333 | 1044
[13 empty] | 78717 | 78717 | TX | ERCT | 682.3333 | 1044
[13 empty] | 78718 | 78718 | TX | ERCT | 682.3333 | 1044
[13 empty] | 78719 | 78719 | TX | ERCT | 682.3333 | 1044
[13 empty] | 78720 | 78720 | TX | ERCT | 682.3333 | 1044
[13 empty] | 78721 | 78721 | TX | ERCT | 682.3333 | 1044
[13 empty] | 78722 | 78722 | TX | ERCT | 682.3333 | 1044
[13 empty] | 78723 | 78723 | TX | ERCT | 682.3333 | 1044
[13 empty] | 78724 | 78724 | TX | ERCT | 682.3333 | 1044
[13 empty] | 78725 | 78725 | TX | ERCT | 682.3333 | 1044
[13 empty] | 78726 | 78726 | TX | ERCT | 682.3333 | 1044
[13 empty] | 78727 | 78727 | TX | ERCT | 682.3333 | 1044
[13 empty] | 78728 | 78728 | TX | ERCT | 682.3333 | 1044
[13 empty] | 78729 | 78729 | TX | ERCT | 682.3333 | 1044
[13 empty] | 78730 | 78730 | TX | ERCT | 682.3333 | 1044
[13 empty] | 78731 | 78731 | TX | ERCT | 682.3333 | 1044
[13 empty] | 78732 | 78732 | TX | ERCT | 682.3333 | 1044
[13 empty] | 78733 | 78733 | TX | ERCT | 682.3333 | 1044
[13 empty] | 78734 | 78734 | TX | ERCT | 682.3333 | 1044
[13 empty] | 78735 | 78735 | TX | ERCT | 682.3333 | 1044
[13 empty] | 78736 | 78736 | TX | ERCT | 682.3333 | 1044
[13 empty] | 78737 | 78737 | TX | ERCT | 682.3333 | 1044
[13 empty] | 78738 | 78738 | TX | ERCT | 682.3333 | 1044
[13 empty] | 78739 | 78739 | TX | ERCT | 682.3333 | 1044
[13 empty] | 78741 | 78741 | TX | ERCT | 682.3333 | 1044
[13 empty] | 78742 | 78742 | TX | ERCT | 682.3333 | 1044
[13 empty] | 78744 | 78744 | TX | ERCT | 682.3333 | 1044
[13 empty] | 78745 | 78745 | TX | ERCT | 682.3333 | 1044
[13 empty] | 78746 | 78746 | TX | ERCT | 682.3333 | 1044
[13 empty] | 78747 | 78747 | TX | ERCT | 682.3333 | 1044
[13 empty] | 78748 | 78748 | TX | ERCT | 682.3333 | 1044
[13 empty] | 78749 | 78749 | TX | ERCT | 682.3333 | 1044
[13 empty] | 78750 | 78750 | TX | ERCT | 682.3333 | 1044
[13 empty] | 78751 | 78751 | TX | ERCT | 682.3333 | 1044
[13 empty] | 78752 | 78752 | TX | ERCT | 682.3333 | 1044
[13 empty] | 78753 | 78753 | TX | ERCT | 682.3333 | 1044
[13 empty] | 78754 | 78754 | TX | ERCT | 682.3333 | 1044
[13 empty] | 78755 | 78755 | TX | ERCT | 682.3333 | 1044
[13 empty] | 78756 | 78756 | TX | ERCT | 682.3333 | 1044
[13 empty] | 78757 | 78757 | TX | ERCT | 682.3333 | 1044
[13 empty] | 78758 | 78758 | TX | ERCT | 682.3333 | 1044
[13 empty] | 78759 | 78759 | TX | ERCT | 682.3333 | 1044
[13 empty] | 78760 | 78760 | TX | ERCT | 682.3333 | 1044
[13 empty] | 78761 | 78761 | TX | ERCT | 682.3333 | 1044
[13 empty] | 78762 | 78762 | TX | ERCT | 682.3333 | 1044
[13 empty] | 78763 | 78763 | TX | ERCT | 682.3333 | 1044
[13 empty] | 78764 | 78764 | TX | ERCT | 682.3333 | 1044
[13 empty] | 78765 | 78765 | TX | ERCT | 682.3333 | 1044
[13 empty] | 78766 | 78766 | TX | ERCT | 682.3333 | 1044
[13 empty] | 78767 | 78767 | TX | ERCT | 682.3333 | 1044
[13 empty] | 78768 | 78768 | TX | ERCT | 682.3333 | 1044
[13 empty] | 78769 | 78769 | TX | ERCT | 682.3333 | 1044
[13 empty] | 78772 | 78772 | TX | ERCT | 682.3333 | 1044
[13 empty] | 78773 | 78773 | TX | ERCT | 682.3333 | 1044
[13 empty] | 78774 | 78774 | TX | ERCT | 682.3333 | 1044
[13 empty] | 78778 | 78778 | TX | ERCT | 682.3333 | 1044
[13 empty] | 78779 | 78779 | TX | ERCT | 682.3333 | 1044
[13 empty] | 78780 | 78780 | TX | ERCT | 682.3333 | 1044
[13 empty] | 78781 | 78781 | TX | ERCT | 682.3333 | 1044
[13 empty] | 78783 | 78783 | TX | ERCT | 682.3333 | 1044
[13 empty] | 78785 | 78785 | TX | ERCT | 682.3333 | 1044
[13 empty] | 78789 | 78789 | TX | ERCT | 682.3333 | 1044
[13 empty] | 78799 | 78799 | TX | ERCT | 682.3333 | 1044
[13 empty] | 78801 | 78801 | TX | ERCT | 682.3333 | 1044
[13 empty] | 78802 | 78802 | TX | ERCT | 682.3333 | 1044
[13 empty] | 78827 | 78827 | TX | ERCT | 682.3333 | 1044
[13 empty] | 78828 | 78828 | TX | ERCT | 682.3333 | 1044
[13 empty] | 78829 | 78829 | TX | ERCT | 682.3333 | 1044
[13 empty] | 78830 | 78830 | TX | ERCT | 682.3333 | 1044
[13 empty] | 78832 | 78832 | TX | ERCT | 682.3333 | 1044
[13 empty] | 78833 | 78833 | TX | ERCT | 682.3333 | 1044
[13 empty] | 78834 | 78834 | TX | ERCT | 682.3333 | 1044
[13 empty] | 78836 | 78836 | TX | ERCT | 682.3333 | 1044
[13 empty] | 78837 | 78837 | TX | ERCT | 682.3333 | 1044
[13 empty] | 78838 | 78838 | TX | ERCT | 682.3333 | 1044
[13 empty] | 78839 | 78839 | TX | ERCT | 682.3333 | 1044
[13 empty] | 78840 | 78840 | TX | ERCT | 682.3333 | 1044
[13 empty] | 78841 | 78841 | TX | ERCT | 682.3333 | 1044
[13 empty] | 78842 | 78842 | TX | ERCT | 682.3333 | 1044
[13 empty] | 78843 | 78843 | TX | ERCT | 682.3333 | 1044
[13 empty] | 78847 | 78847 | TX | ERCT | 682.3333 | 1044
[13 empty] | 78850 | 78850 | TX | ERCT | 682.3333 | 1044
[13 empty] | 78851 | 78851 | TX | ERCT | 682.3333 | 1044
[13 empty] | 78852 | 78852 | TX | ERCT | 682.3333 | 1044
[13 empty] | 78853 | 78853 | TX | ERCT | 682.3333 | 1044
[13 empty] | 78860 | 78860 | TX | ERCT | 682.3333 | 1044
[13 empty] | 78861 | 78861 | TX | ERCT | 682.3333 | 1044
[13 empty] | 78870 | 78870 | TX | ERCT | 682.3333 | 1044
[13 empty] | 78871 | 78871 | TX | ERCT | 682.3333 | 1044
[13 empty] | 78872 | 78872 | TX | ERCT | 682.3333 | 1044
[13 empty] | 78873 | 78873 | TX | ERCT | 682.3333 | 1044
[13 empty] | 78877 | 78877 | TX | ERCT | 682.3333 | 1044
[13 empty] | 78879 | 78879 | TX | ERCT | 682.3333 | 1044
[13 empty] | 78880 | 78880 | TX | ERCT | 682.3333 | 1044
[13 empty] | 78881 | 78881 | TX | ERCT | 682.3333 | 1044
[13 empty] | 78883 | 78883 | TX | ERCT | 682.3333 | 1044
[13 empty] | 78884 | 78884 | TX | ERCT | 682.3333 | 1044
[13 empty] | 78885 | 78885 | TX | ERCT | 682.3333 | 1044
[13 empty] | 78886 | 78886 | TX | ERCT | 682.3333 | 1044
[13 empty] | 78931 | 78931 | TX | ERCT | 682.3333 | 1044
[13 empty] | 78932 | 78932 | TX | ERCT | 682.3333 | 1044
[13 empty] | 78933 | 78933 | TX | ERCT | 682.3333 | 1044
[13 empty] | 78934 | 78934 | TX | ERCT | 682.3333 | 1044
[13 empty] | 78935 | 78935 | TX | ERCT | 682.3333 | 1044
[13 empty] | 78938 | 78938 | TX | ERCT | 682.3333 | 1044
[13 empty] | 78940 | 78940 | TX | ERCT | 682.3333 | 1044
[13 empty] | 78941 | 78941 | TX | ERCT | 682.3333 | 1044
[13 empty] | 78942 | 78942 | TX | ERCT | 682.3333 | 1044
[13 empty] | 78943 | 78943 | TX | ERCT | 682.3333 | 1044
[13 empty] | 78944 | 78944 | TX | ERCT | 682.3333 | 1044
[13 empty] | 78945 | 78945 | TX | ERCT | 682.3333 | 1044
[13 empty] | 78946 | 78946 | TX | ERCT | 682.3333 | 1044
[13 empty] | 78947 | 78947 | TX | ERCT | 682.3333 | 1044
[13 empty] | 78948 | 78948 | TX | ERCT | 682.3333 | 1044
[13 empty] | 78949 | 78949 | TX | ERCT | 682.3333 | 1044
[13 empty] | 78950 | 78950 | TX | ERCT | 682.3333 | 1044
[13 empty] | 78951 | 78951 | TX | ERCT | 682.3333 | 1044
[13 empty] | 78952 | 78952 | TX | ERCT | 682.3333 | 1044
[13 empty] | 78953 | 78953 | TX | ERCT | 682.3333 | 1044
[13 empty] | 78954 | 78954 | TX | ERCT | 682.3333 | 1044
[13 empty] | 78956 | 78956 | TX | ERCT | 682.3333 | 1044
[13 empty] | 78957 | 78957 | TX | ERCT | 682.3333 | 1044
[13 empty] | 78959 | 78959 | TX | ERCT | 682.3333 | 1044
[13 empty] | 78960 | 78960 | TX | ERCT | 682.3333 | 1044
[13 empty] | 78961 | 78961 | TX | ERCT | 682.3333 | 1044
[13 empty] | 78962 | 78962 | TX | ERCT | 682.3333 | 1044
[13 empty] | 78963 | 78963 | TX | ERCT | 682.3333 | 1044
[13 empty] | 79001 | 79001 | TX | SPSO | 682.3333 | 1044
[13 empty] | 79002 | 79002 | TX | SPSO | 682.3333 | 1044
[13 empty] | 79003 | 79003 | TX | SPSO | 682.3333 | 1044
[13 empty] | 79005 | 79005 | TX | SPSO | 682.3333 | 1044
[13 empty] | 79007 | 79007 | TX | SPSO | 682.3333 | 1044
[13 empty] | 79008 | 79008 | TX | SPSO | 682.3333 | 1044
[13 empty] | 79009 | 79009 | TX | SPSO | 682.3333 | 1044
[13 empty] | 79010 | 79010 | TX | SPSO | 682.3333 | 1044
[13 empty] | 79011 | 79011 | TX | SPSO | 682.3333 | 1044
[13 empty] | 79012 | 79012 | TX | SPSO | 682.3333 | 1044
[13 empty] | 79013 | 79013 | TX | SPSO | 682.3333 | 1044
[13 empty] | 79014 | 79014 | TX | SPSO | 682.3333 | 1044
[13 empty] | 79015 | 79015 | TX | SPSO | 682.3333 | 1044
[13 empty] | 79016 | 79016 | TX | SPSO | 682.3333 | 1044
[13 empty] | 79018 | 79018 | TX | SPSO | 682.3333 | 1044
[13 empty] | 79019 | 79019 | TX | ERCT | 682.3333 | 1044
[13 empty] | 79021 | 79021 | TX | SPSO | 682.3333 | 1044
[13 empty] | 79022 | 79022 | TX | SPSO | 682.3333 | 1044
[13 empty] | 79024 | 79024 | TX | SPSO | 682.3333 | 1044
[13 empty] | 79025 | 79025 | TX | SPSO | 682.3333 | 1044
[13 empty] | 79027 | 79027 | TX | SPSO | 682.3333 | 1044
[13 empty] | 79029 | 79029 | TX | SPSO | 682.3333 | 1044
[13 empty] | 79031 | 79031 | TX | SPSO | 682.3333 | 1044
[13 empty] | 79032 | 79032 | TX | SPSO | 682.3333 | 1044
[13 empty] | 79033 | 79033 | TX | SPSO | 682.3333 | 1044
[13 empty] | 79034 | 79034 | TX | SPSO | 682.3333 | 1044
[13 empty] | 79035 | 79035 | TX | SPSO | 682.3333 | 1044
[13 empty] | 79036 | 79036 | TX | SPSO | 682.3333 | 1044
[13 empty] | 79039 | 79039 | TX | SPSO | 682.3333 | 1044
[13 empty] | 79040 | 79040 | TX | SPSO | 682.3333 | 1044
[13 empty] | 79041 | 79041 | TX | SPSO | 682.3333 | 1044
[13 empty] | 79042 | 79042 | TX | SPSO | 682.3333 | 1044
[13 empty] | 79043 | 79043 | TX | SPSO | 682.3333 | 1044
[13 empty] | 79044 | 79044 | TX | SPSO | 682.3333 | 1044
[13 empty] | 79045 | 79045 | TX | SPSO | 682.3333 | 1044
[13 empty] | 79046 | 79046 | TX | SPSO | 682.3333 | 1044
[13 empty] | 79051 | 79051 | TX | SPSO | 682.3333 | 1044
[13 empty] | 79052 | 79052 | TX | SPSO | 682.3333 | 1044
[13 empty] | 79053 | 79053 | TX | SPSO | 682.3333 | 1044
[13 empty] | 79054 | 79054 | TX | SPSO | 682.3333 | 1044
[13 empty] | 79056 | 79056 | TX | SPSO | 682.3333 | 1044
[13 empty] | 79057 | 79057 | TX | SPSO | 682.3333 | 1044
[13 empty] | 79058 | 79058 | TX | SPSO | 682.3333 | 1044
[13 empty] | 79059 | 79059 | TX | SPSO | 682.3333 | 1044
[13 empty] | 79061 | 79061 | TX | SPSO | 682.3333 | 1044
[13 empty] | 79062 | 79062 | TX | SPSO | 682.3333 | 1044
[13 empty] | 79063 | 79063 | TX | SPSO | 682.3333 | 1044
[13 empty] | 79064 | 79064 | TX | SPSO | 682.3333 | 1044
[13 empty] | 79065 | 79065 | TX | SPSO | 682.3333 | 1044
[13 empty] | 79066 | 79066 | TX | SPSO | 682.3333 | 1044
[13 empty] | 79068 | 79068 | TX | SPSO | 682.3333 | 1044
[13 empty] | 79070 | 79070 | TX | SPSO | 682.3333 | 1044
[13 empty] | 79072 | 79072 | TX | SPSO | 682.3333 | 1044
[13 empty] | 79073 | 79073 | TX | SPSO | 682.3333 | 1044
[13 empty] | 79077 | 79077 | TX | SPSO | 682.3333 | 1044
[13 empty] | 79078 | 79078 | TX | SPSO | 682.3333 | 1044
[13 empty] | 79079 | 79079 | TX | SPSO | 682.3333 | 1044
[13 empty] | 79080 | 79080 | TX | SPSO | 682.3333 | 1044
[13 empty] | 79081 | 79081 | TX | SPSO | 682.3333 | 1044
[13 empty] | 79082 | 79082 | TX | SPSO | 682.3333 | 1044
[13 empty] | 79083 | 79083 | TX | SPSO | 682.3333 | 1044
[13 empty] | 79084 | 79084 | TX | SPSO | 682.3333 | 1044
[13 empty] | 79085 | 79085 | TX | SPSO | 682.3333 | 1044
[13 empty] | 79086 | 79086 | TX | SPSO | 682.3333 | 1044
[13 empty] | 79087 | 79087 | TX | SPSO | 682.3333 | 1044
[13 empty] | 79088 | 79088 | TX | SPSO | 682.3333 | 1044
[13 empty] | 79091 | 79091 | TX | SPSO | 682.3333 | 1044
[13 empty] | 79092 | 79092 | TX | SPSO | 682.3333 | 1044
[13 empty] | 79093 | 79093 | TX | SPSO | 682.3333 | 1044
[13 empty] | 79094 | 79094 | TX | ERCT | 682.3333 | 1044
[13 empty] | 79095 | 79095 | TX | SPSO | 682.3333 | 1044
[13 empty] | 79096 | 79096 | TX | SPSO | 682.3333 | 1044
[13 empty] | 79097 | 79097 | TX | SPSO | 682.3333 | 1044
[13 empty] | 79098 | 79098 | TX | SPSO | 682.3333 | 1044
[13 empty] | 79101 | 79101 | TX | SPSO | 682.3333 | 1044
[13 empty] | 79102 | 79102 | TX | SPSO | 682.3333 | 1044
[13 empty] | 79103 | 79103 | TX | SPSO | 682.3333 | 1044
[13 empty] | 79104 | 79104 | TX | SPSO | 682.3333 | 1044
[13 empty] | 79105 | 79105 | TX | SPSO | 682.3333 | 1044
[13 empty] | 79106 | 79106 | TX | SPSO | 682.3333 | 1044
[13 empty] | 79107 | 79107 | TX | SPSO | 682.3333 | 1044
[13 empty] | 79108 | 79108 | TX | SPSO | 682.3333 | 1044
[13 empty] | 79109 | 79109 | TX | SPSO | 682.3333 | 1044
[13 empty] | 79110 | 79110 | TX | SPSO | 682.3333 | 1044
[13 empty] | 79111 | 79111 | TX | SPSO | 682.3333 | 1044
[13 empty] | 79114 | 79114 | TX | SPSO | 682.3333 | 1044
[13 empty] | 79116 | 79116 | TX | SPSO | 682.3333 | 1044
[13 empty] | 79117 | 79117 | TX | SPSO | 682.3333 | 1044
[13 empty] | 79118 | 79118 | TX | SPSO | 682.3333 | 1044
[13 empty] | 79119 | 79119 | TX | SPSO | 682.3333 | 1044
[13 empty] | 79120 | 79120 | TX | SPSO | 682.3333 | 1044
[13 empty] | 79121 | 79121 | TX | SPSO | 682.3333 | 1044
[13 empty] | 79124 | 79124 | TX | SPSO | 682.3333 | 1044
[13 empty] | 79159 | 79159 | TX | SPSO | 682.3333 | 1044
[13 empty] | 79166 | 79166 | TX | SPSO | 682.3333 | 1044
[13 empty] | 79168 | 79168 | TX | SPSO | 682.3333 | 1044
[13 empty] | 79172 | 79172 | TX | SPSO | 682.3333 | 1044
[13 empty] | 79174 | 79174 | TX | SPSO | 682.3333 | 1044
[13 empty] | 79178 | 79178 | TX | SPSO | 682.3333 | 1044
[13 empty] | 79185 | 79185 | TX | SPSO | 682.3333 | 1044
[13 empty] | 79189 | 79189 | TX | SPSO | 682.3333 | 1044
[13 empty] | 79201 | 79201 | TX | ERCT | 682.3333 | 1044
[13 empty] | 79220 | 79220 | TX | ERCT | 682.3333 | 1044
[13 empty] | 79221 | 79221 | TX | SPSO | 682.3333 | 1044
[13 empty] | 79223 | 79223 | TX | ERCT | 682.3333 | 1044
[13 empty] | 79225 | 79225 | TX | ERCT | 682.3333 | 1044
[13 empty] | 79226 | 79226 | TX | ERCT | 682.3333 | 1044
[13 empty] | 79227 | 79227 | TX | ERCT | 682.3333 | 1044
[13 empty] | 79229 | 79229 | TX | ERCT | 682.3333 | 1044
[13 empty] | 79230 | 79230 | TX | ERCT | 682.3333 | 1044
[13 empty] | 79231 | 79231 | TX | SPSO | 682.3333 | 1044
[13 empty] | 79233 | 79233 | TX | SPSO | 682.3333 | 1044
[13 empty] | 79234 | 79234 | TX | ERCT | 682.3333 | 1044
[13 empty] | 79235 | 79235 | TX | SPSO | 682.3333 | 1044
[13 empty] | 79236 | 79236 | TX | ERCT | 682.3333 | 1044
[13 empty] | 79237 | 79237 | TX | SPSO | 682.3333 | 1044
[13 empty] | 79239 | 79239 | TX | SPSO | 682.3333 | 1044
[13 empty] | 79240 | 79240 | TX | SPSO | 682.3333 | 1044
[13 empty] | 79241 | 79241 | TX | SPSO | 682.3333 | 1044
[13 empty] | 79243 | 79243 | TX | ERCT | 682.3333 | 1044
[13 empty] | 79244 | 79244 | TX | ERCT | 682.3333 | 1044
[13 empty] | 79245 | 79245 | TX | SPSO | 682.3333 | 1044
[13 empty] | 79247 | 79247 | TX | ERCT | 682.3333 | 1044
[13 empty] | 79248 | 79248 | TX | ERCT | 682.3333 | 1044
[13 empty] | 79250 | 79250 | TX | SPSO | 682.3333 | 1044
[13 empty] | 79251 | 79251 | TX | SPSO | 682.3333 | 1044
[13 empty] | 79252 | 79252 | TX | ERCT | 682.3333 | 1044
[13 empty] | 79255 | 79255 | TX | ERCT | 682.3333 | 1044
[13 empty] | 79256 | 79256 | TX | ERCT | 682.3333 | 1044
[13 empty] | 79257 | 79257 | TX | SPSO | 682.3333 | 1044
[13 empty] | 79258 | 79258 | TX | SPSO | 682.3333 | 1044
[13 empty] | 79259 | 79259 | TX | ERCT | 682.3333 | 1044
[13 empty] | 79261 | 79261 | TX | SPSO | 682.3333 | 1044
[13 empty] | 79311 | 79311 | TX | SPSO | 682.3333 | 1044
[13 empty] | 79312 | 79312 | TX | SPSO | 682.3333 | 1044
[13 empty] | 79313 | 79313 | TX | SPSO | 682.3333 | 1044
[13 empty] | 79314 | 79314 | TX | SPSO | 682.3333 | 1044
[13 empty] | 79316 | 79316 | TX | SPSO | 682.3333 | 1044
[13 empty] | 79322 | 79322 | TX | SPSO | 682.3333 | 1044
[13 empty] | 79323 | 79323 | TX | SPSO | 682.3333 | 1044
[13 empty] | 79324 | 79324 | TX | SPSO | 682.3333 | 1044
[13 empty] | 79325 | 79325 | TX | SPSO | 682.3333 | 1044
[13 empty] | 79326 | 79326 | TX | SPSO | 682.3333 | 1044
[13 empty] | 79329 | 79329 | TX | SPSO | 682.3333 | 1044
[13 empty] | 79330 | 79330 | TX | ERCT | 682.3333 | 1044
[13 empty] | 79331 | 79331 | TX | ERCT | 682.3333 | 1044
[13 empty] | 79336 | 79336 | TX | SPSO | 682.3333 | 1044
[13 empty] | 79338 | 79338 | TX | SPSO | 682.3333 | 1044
[13 empty] | 79339 | 79339 | TX | SPSO | 682.3333 | 1044
[13 empty] | 79342 | 79342 | TX | SPSO | 682.3333 | 1044
[13 empty] | 79343 | 79343 | TX | SPSO | 682.3333 | 1044
[13 empty] | 79344 | 79344 | TX | SPSO | 682.3333 | 1044
[13 empty] | 79345 | 79345 | TX | SPSO | 682.3333 | 1044
[13 empty] | 79346 | 79346 | TX | SPSO | 682.3333 | 1044
[13 empty] | 79347 | 79347 | TX | SPSO | 682.3333 | 1044
[13 empty] | 79350 | 79350 | TX | SPSO | 682.3333 | 1044
[13 empty] | 79351 | 79351 | TX | SPSO | 682.3333 | 1044
[13 empty] | 79353 | 79353 | TX | SPSO | 682.3333 | 1044
[13 empty] | 79355 | 79355 | TX | SPSO | 682.3333 | 1044
[13 empty] | 79356 | 79356 | TX | SPSO | 682.3333 | 1044
[13 empty] | 79357 | 79357 | TX | SPSO | 682.3333 | 1044
[13 empty] | 79358 | 79358 | TX | SPSO | 682.3333 | 1044
[13 empty] | 79359 | 79359 | TX | SPSO | 682.3333 | 1044
[13 empty] | 79360 | 79360 | TX | SPSO | 682.3333 | 1044
[13 empty] | 79363 | 79363 | TX | SPSO | 682.3333 | 1044
[13 empty] | 79364 | 79364 | TX | SPSO | 682.3333 | 1044
[13 empty] | 79366 | 79366 | TX | SPSO | 682.3333 | 1044
[13 empty] | 79367 | 79367 | TX | SPSO | 682.3333 | 1044
[13 empty] | 79369 | 79369 | TX | SPSO | 682.3333 | 1044
[13 empty] | 79370 | 79370 | TX | ERCT | 682.3333 | 1044
[13 empty] | 79371 | 79371 | TX | SPSO | 682.3333 | 1044
[13 empty] | 79372 | 79372 | TX | SPSO | 682.3333 | 1044
[13 empty] | 79373 | 79373 | TX | SPSO | 682.3333 | 1044
[13 empty] | 79376 | 79376 | TX | SPSO | 682.3333 | 1044
[13 empty] | 79377 | 79377 | TX | ERCT | 682.3333 | 1044
[13 empty] | 79378 | 79378 | TX | SPSO | 682.3333 | 1044
[13 empty] | 79379 | 79379 | TX | SPSO | 682.3333 | 1044
[13 empty] | 79380 | 79380 | TX | SPSO | 682.3333 | 1044
[13 empty] | 79381 | 79381 | TX | SPSO | 682.3333 | 1044
[13 empty] | 79382 | 79382 | TX | SPSO | 682.3333 | 1044
[13 empty] | 79383 | 79383 | TX | SPSO | 682.3333 | 1044
[13 empty] | 79401 | 79401 | TX | SPSO | 682.3333 | 1044
[13 empty] | 79402 | 79402 | TX | SPSO | 682.3333 | 1044
[13 empty] | 79403 | 79403 | TX | SPSO | 682.3333 | 1044
[13 empty] | 79404 | 79404 | TX | SPSO | 682.3333 | 1044
[13 empty] | 79406 | 79406 | TX | SPSO | 682.3333 | 1044
[13 empty] | 79407 | 79407 | TX | SPSO | 682.3333 | 1044
[13 empty] | 79408 | 79408 | TX | SPSO | 682.3333 | 1044
[13 empty] | 79409 | 79409 | TX | SPSO | 682.3333 | 1044
[13 empty] | 79410 | 79410 | TX | SPSO | 682.3333 | 1044
[13 empty] | 79411 | 79411 | TX | SPSO | 682.3333 | 1044
[13 empty] | 79412 | 79412 | TX | SPSO | 682.3333 | 1044
[13 empty] | 79413 | 79413 | TX | SPSO | 682.3333 | 1044
[13 empty] | 79414 | 79414 | TX | SPSO | 682.3333 | 1044
[13 empty] | 79415 | 79415 | TX | SPSO | 682.3333 | 1044
[13 empty] | 79416 | 79416 | TX | SPSO | 682.3333 | 1044
[13 empty] | 79423 | 79423 | TX | SPSO | 682.3333 | 1044
[13 empty] | 79424 | 79424 | TX | SPSO | 682.3333 | 1044
[13 empty] | 79430 | 79430 | TX | SPSO | 682.3333 | 1044
[13 empty] | 79452 | 79452 | TX | SPSO | 682.3333 | 1044
[13 empty] | 79453 | 79453 | TX | SPSO | 682.3333 | 1044
[13 empty] | 79457 | 79457 | TX | SPSO | 682.3333 | 1044
[13 empty] | 79464 | 79464 | TX | SPSO | 682.3333 | 1044
[13 empty] | 79490 | 79490 | TX | SPSO | 682.3333 | 1044
[13 empty] | 79491 | 79491 | TX | SPSO | 682.3333 | 1044
[13 empty] | 79493 | 79493 | TX | SPSO | 682.3333 | 1044
[13 empty] | 79499 | 79499 | TX | SPSO | 682.3333 | 1044
[13 empty] | 79501 | 79501 | TX | ERCT | 682.3333 | 1044
[13 empty] | 79502 | 79502 | TX | ERCT | 682.3333 | 1044
[13 empty] | 79503 | 79503 | TX | ERCT | 682.3333 | 1044
[13 empty] | 79504 | 79504 | TX | ERCT | 682.3333 | 1044
[13 empty] | 79505 | 79505 | TX | ERCT | 682.3333 | 1044
[13 empty] | 79506 | 79506 | TX | ERCT | 682.3333 | 1044
[13 empty] | 79508 | 79508 | TX | ERCT | 682.3333 | 1044
[13 empty] | 79510 | 79510 | TX | ERCT | 682.3333 | 1044
[13 empty] | 79511 | 79511 | TX | ERCT | 682.3333 | 1044
[13 empty] | 79512 | 79512 | TX | ERCT | 682.3333 | 1044
[13 empty] | 79516 | 79516 | TX | ERCT | 682.3333 | 1044
[13 empty] | 79517 | 79517 | TX | ERCT | 682.3333 | 1044
[13 empty] | 79518 | 79518 | TX | ERCT | 682.3333 | 1044
[13 empty] | 79519 | 79519 | TX | ERCT | 682.3333 | 1044
[13 empty] | 79520 | 79520 | TX | ERCT | 682.3333 | 1044
[13 empty] | 79521 | 79521 | TX | ERCT | 682.3333 | 1044
[13 empty] | 79525 | 79525 | TX | ERCT | 682.3333 | 1044
[13 empty] | 79526 | 79526 | TX | ERCT | 682.3333 | 1044
[13 empty] | 79527 | 79527 | TX | ERCT | 682.3333 | 1044
[13 empty] | 79528 | 79528 | TX | ERCT | 682.3333 | 1044
[13 empty] | 79529 | 79529 | TX | ERCT | 682.3333 | 1044
[13 empty] | 79530 | 79530 | TX | ERCT | 682.3333 | 1044
[13 empty] | 79532 | 79532 | TX | ERCT | 682.3333 | 1044
[13 empty] | 79533 | 79533 | TX | ERCT | 682.3333 | 1044
[13 empty] | 79534 | 79534 | TX | ERCT | 682.3333 | 1044
[13 empty] | 79535 | 79535 | TX | ERCT | 682.3333 | 1044
[13 empty] | 79536 | 79536 | TX | ERCT | 682.3333 | 1044
[13 empty] | 79537 | 79537 | TX | ERCT | 682.3333 | 1044
[13 empty] | 79538 | 79538 | TX | ERCT | 682.3333 | 1044
[13 empty] | 79539 | 79539 | TX | ERCT | 682.3333 | 1044
[13 empty] | 79540 | 79540 | TX | ERCT | 682.3333 | 1044
[13 empty] | 79541 | 79541 | TX | ERCT | 682.3333 | 1044
[13 empty] | 79543 | 79543 | TX | ERCT | 682.3333 | 1044
[13 empty] | 79544 | 79544 | TX | ERCT | 682.3333 | 1044
[13 empty] | 79545 | 79545 | TX | ERCT | 682.3333 | 1044
[13 empty] | 79546 | 79546 | TX | ERCT | 682.3333 | 1044
[13 empty] | 79547 | 79547 | TX | ERCT | 682.3333 | 1044
[13 empty] | 79548 | 79548 | TX | ERCT | 682.3333 | 1044
[13 empty] | 79549 | 79549 | TX | ERCT | 682.3333 | 1044
[13 empty] | 79550 | 79550 | TX | ERCT | 682.3333 | 1044
[13 empty] | 79553 | 79553 | TX | ERCT | 682.3333 | 1044
[13 empty] | 79556 | 79556 | TX | ERCT | 682.3333 | 1044
[13 empty] | 79560 | 79560 | TX | ERCT | 682.3333 | 1044
[13 empty] | 79561 | 79561 | TX | ERCT | 682.3333 | 1044
[13 empty] | 79562 | 79562 | TX | ERCT | 682.3333 | 1044
[13 empty] | 79563 | 79563 | TX | ERCT | 682.3333 | 1044
[13 empty] | 79565 | 79565 | TX | ERCT | 682.3333 | 1044
[13 empty] | 79566 | 79566 | TX | ERCT | 682.3333 | 1044
[13 empty] | 79567 | 79567 | TX | ERCT | 682.3333 | 1044
[13 empty] | 79601 | 79601 | TX | ERCT | 682.3333 | 1044
[13 empty] | 79602 | 79602 | TX | ERCT | 682.3333 | 1044
[13 empty] | 79603 | 79603 | TX | ERCT | 682.3333 | 1044
[13 empty] | 79604 | 79604 | TX | ERCT | 682.3333 | 1044
[13 empty] | 79605 | 79605 | TX | ERCT | 682.3333 | 1044
[13 empty] | 79606 | 79606 | TX | ERCT | 682.3333 | 1044
[13 empty] | 79607 | 79607 | TX | ERCT | 682.3333 | 1044
[13 empty] | 79608 | 79608 | TX | ERCT | 682.3333 | 1044
[13 empty] | 79697 | 79697 | TX | ERCT | 682.3333 | 1044
[13 empty] | 79698 | 79698 | TX | ERCT | 682.3333 | 1044
[13 empty] | 79699 | 79699 | TX | ERCT | 682.3333 | 1044
[13 empty] | 79701 | 79701 | TX | ERCT | 682.3333 | 1044
[13 empty] | 79702 | 79702 | TX | ERCT | 682.3333 | 1044
[13 empty] | 79703 | 79703 | TX | ERCT | 682.3333 | 1044
[13 empty] | 79704 | 79704 | TX | ERCT | 682.3333 | 1044
[13 empty] | 79705 | 79705 | TX | ERCT | 682.3333 | 1044
[13 empty] | 79706 | 79706 | TX | ERCT | 682.3333 | 1044
[13 empty] | 79707 | 79707 | TX | ERCT | 682.3333 | 1044
[13 empty] | 79708 | 79708 | TX | ERCT | 682.3333 | 1044
[13 empty] | 79710 | 79710 | TX | ERCT | 682.3333 | 1044
[13 empty] | 79711 | 79711 | TX | ERCT | 682.3333 | 1044
[13 empty] | 79712 | 79712 | TX | ERCT | 682.3333 | 1044
[13 empty] | 79713 | 79713 | TX | ERCT | 682.3333 | 1044
[13 empty] | 79714 | 79714 | TX | ERCT | 682.3333 | 1044
[13 empty] | 79718 | 79718 | TX | ERCT | 682.3333 | 1044
[13 empty] | 79719 | 79719 | TX | ERCT | 682.3333 | 1044
[13 empty] | 79720 | 79720 | TX | ERCT | 682.3333 | 1044
[13 empty] | 79721 | 79721 | TX | ERCT | 682.3333 | 1044
[13 empty] | 79730 | 79730 | TX | ERCT | 682.3333 | 1044
[13 empty] | 79731 | 79731 | TX | ERCT | 682.3333 | 1044
[13 empty] | 79733 | 79733 | TX | ERCT | 682.3333 | 1044
[13 empty] | 79734 | 79734 | TX | ERCT | 682.3333 | 1044
[13 empty] | 79735 | 79735 | TX | ERCT | 682.3333 | 1044
[13 empty] | 79738 | 79738 | TX | ERCT | 682.3333 | 1044
[13 empty] | 79739 | 79739 | TX | ERCT | 682.3333 | 1044
[13 empty] | 79740 | 79740 | TX | ERCT | 682.3333 | 1044
[13 empty] | 79741 | 79741 | TX | ERCT | 682.3333 | 1044
[13 empty] | 79742 | 79742 | TX | ERCT | 682.3333 | 1044
[13 empty] | 79743 | 79743 | TX | ERCT | 682.3333 | 1044
[13 empty] | 79744 | 79744 | TX | ERCT | 682.3333 | 1044
[13 empty] | 79745 | 79745 | TX | ERCT | 682.3333 | 1044
[13 empty] | 79748 | 79748 | TX | ERCT | 682.3333 | 1044
[13 empty] | 79749 | 79749 | TX | ERCT | 682.3333 | 1044
[13 empty] | 79752 | 79752 | TX | ERCT | 682.3333 | 1044
[13 empty] | 79754 | 79754 | TX | ERCT | 682.3333 | 1044
[13 empty] | 79755 | 79755 | TX | ERCT | 682.3333 | 1044
[13 empty] | 79756 | 79756 | TX | ERCT | 682.3333 | 1044
[13 empty] | 79758 | 79758 | TX | ERCT | 682.3333 | 1044
[13 empty] | 79759 | 79759 | TX | ERCT | 682.3333 | 1044
[13 empty] | 79760 | 79760 | TX | ERCT | 682.3333 | 1044
[13 empty] | 79761 | 79761 | TX | ERCT | 682.3333 | 1044
[13 empty] | 79762 | 79762 | TX | ERCT | 682.3333 | 1044
[13 empty] | 79763 | 79763 | TX | ERCT | 682.3333 | 1044
[13 empty] | 79764 | 79764 | TX | ERCT | 682.3333 | 1044
[13 empty] | 79765 | 79765 | TX | ERCT | 682.3333 | 1044
[13 empty] | 79766 | 79766 | TX | ERCT | 682.3333 | 1044
[13 empty] | 79768 | 79768 | TX | ERCT | 682.3333 | 1044
[13 empty] | 79769 | 79769 | TX | ERCT | 682.3333 | 1044
[13 empty] | 79770 | 79770 | TX | ERCT | 682.3333 | 1044
[13 empty] | 79772 | 79772 | TX | ERCT | 682.3333 | 1044
[13 empty] | 79776 | 79776 | TX | ERCT | 682.3333 | 1044
[13 empty] | 79777 | 79777 | TX | ERCT | 682.3333 | 1044
[13 empty] | 79778 | 79778 | TX | ERCT | 682.3333 | 1044
[13 empty] | 79780 | 79780 | TX | ERCT | 682.3333 | 1044
[13 empty] | 79781 | 79781 | TX | ERCT | 682.3333 | 1044
[13 empty] | 79782 | 79782 | TX | ERCT | 682.3333 | 1044
[13 empty] | 79783 | 79783 | TX | ERCT | 682.3333 | 1044
[13 empty] | 79785 | 79785 | TX | ERCT | 682.3333 | 1044
[13 empty] | 79786 | 79786 | TX | ERCT | 682.3333 | 1044
[13 empty] | 79788 | 79788 | TX | ERCT | 682.3333 | 1044
[13 empty] | 79789 | 79789 | TX | ERCT | 682.3333 | 1044
[13 empty] | 79821 | 79821 | TX | AZNM | 682.3333 | 1044
[13 empty] | 79830 | 79830 | TX | ERCT | 682.3333 | 1044
[13 empty] | 79831 | 79831 | TX | ERCT | 682.3333 | 1044
[13 empty] | 79832 | 79832 | TX | ERCT | 682.3333 | 1044
[13 empty] | 79834 | 79834 | TX | ERCT | 682.3333 | 1044
[13 empty] | 79835 | 79835 | TX | AZNM | 870.6667 | 965
[13 empty] | 79836 | 79836 | TX | AZNM | 870.6667 | 965
[13 empty] | 79837 | 79837 | TX | ERCT | 870.6667 | 965
[13 empty] | 79838 | 79838 | TX | AZNM | 870.6667 | 965
[13 empty] | 79839 | 79839 | TX | AZNM | 870.6667 | 965
[13 empty] | 79842 | 79842 | TX | ERCT | 870.6667 | 965
[13 empty] | 79843 | 79843 | TX | ERCT | 870.6667 | 965
[13 empty] | 79845 | 79845 | TX | ERCT | 870.6667 | 965
[13 empty] | 79846 | 79846 | TX | ERCT | 870.6667 | 965
[13 empty] | 79847 | 79847 | TX | ERCT | 870.6667 | 965
[13 empty] | 79848 | 79848 | TX | ERCT | 870.6667 | 965
[13 empty] | 79849 | 79849 | TX | AZNM | 870.6667 | 965
[13 empty] | 79851 | 79851 | TX | ERCT | 870.6667 | 965
[13 empty] | 79852 | 79852 | TX | ERCT | 870.6667 | 965
[13 empty] | 79853 | 79853 | TX | AZNM | 870.6667 | 965
[13 empty] | 79854 | 79854 | TX | ERCT | 870.6667 | 965
[13 empty] | 79855 | 79855 | TX | ERCT | 870.6667 | 965
[13 empty] | 79901 | 79901 | TX | AZNM | 870.6667 | 965
[13 empty] | 79902 | 79902 | TX | AZNM | 870.6667 | 965
[13 empty] | 79903 | 79903 | TX | AZNM | 870.6667 | 965
[13 empty] | 79904 | 79904 | TX | AZNM | 870.6667 | 965
[13 empty] | 79905 | 79905 | TX | AZNM | 870.6667 | 965
[13 empty] | 79906 | 79906 | TX | AZNM | 870.6667 | 965
[13 empty] | 79907 | 79907 | TX | AZNM | 870.6667 | 965
[13 empty] | 79908 | 79908 | TX | AZNM | 870.6667 | 965
[13 empty] | 79910 | 79910 | TX | AZNM | 870.6667 | 965
[13 empty] | 79911 | 79911 | TX | AZNM | 870.6667 | 965
[13 empty] | 79912 | 79912 | TX | AZNM | 870.6667 | 965
[13 empty] | 79913 | 79913 | TX | AZNM | 870.6667 | 965
[13 empty] | 79914 | 79914 | TX | AZNM | 870.6667 | 965
[13 empty] | 79915 | 79915 | TX | AZNM | 870.6667 | 965
[13 empty] | 79916 | 79916 | TX | AZNM | 870.6667 | 965
[13 empty] | 79917 | 79917 | TX | AZNM | 870.6667 | 965
[13 empty] | 79918 | 79918 | TX | AZNM | 870.6667 | 965
[13 empty] | 79920 | 79920 | TX | AZNM | 870.6667 | 965
[13 empty] | 79922 | 79922 | TX | AZNM | 870.6667 | 965
[13 empty] | 79923 | 79923 | TX | AZNM | 870.6667 | 965
[13 empty] | 79924 | 79924 | TX | AZNM | 870.6667 | 965
[13 empty] | 79925 | 79925 | TX | AZNM | 870.6667 | 965
[13 empty] | 79926 | 79926 | TX | AZNM | 870.6667 | 965
[13 empty] | 79927 | 79927 | TX | AZNM | 870.6667 | 965
[13 empty] | 79928 | 79928 | TX | AZNM | 870.6667 | 965
[13 empty] | 79929 | 79929 | TX | AZNM | 870.6667 | 965
[13 empty] | 79930 | 79930 | TX | AZNM | 870.6667 | 965
[13 empty] | 79931 | 79931 | TX | AZNM | 870.6667 | 965
[13 empty] | 79932 | 79932 | TX | AZNM | 870.6667 | 965
[13 empty] | 79934 | 79934 | TX | AZNM | 870.6667 | 965
[13 empty] | 79935 | 79935 | TX | AZNM | 870.6667 | 965
[13 empty] | 79936 | 79936 | TX | AZNM | 870.6667 | 965
[13 empty] | 79937 | 79937 | TX | AZNM | 870.6667 | 965
[13 empty] | 79938 | 79938 | TX | AZNM | 870.6667 | 965
[13 empty] | 79940 | 79940 | TX | AZNM | 870.6667 | 965
[13 empty] | 79941 | 79941 | TX | AZNM | 870.6667 | 965
[13 empty] | 79942 | 79942 | TX | AZNM | 870.6667 | 965
[13 empty] | 79943 | 79943 | TX | AZNM | 870.6667 | 965
[13 empty] | 79944 | 79944 | TX | AZNM | 870.6667 | 965
[13 empty] | 79945 | 79945 | TX | AZNM | 870.6667 | 965
[13 empty] | 79946 | 79946 | TX | AZNM | 870.6667 | 965
[13 empty] | 79947 | 79947 | TX | AZNM | 870.6667 | 965
[13 empty] | 79948 | 79948 | TX | AZNM | 870.6667 | 965
[13 empty] | 79949 | 79949 | TX | AZNM | 870.6667 | 965
[13 empty] | 79950 | 79950 | TX | AZNM | 870.6667 | 965
[13 empty] | 79951 | 79951 | TX | AZNM | 870.6667 | 965
[13 empty] | 79952 | 79952 | TX | AZNM | 870.6667 | 965
[13 empty] | 79953 | 79953 | TX | AZNM | 870.6667 | 965
[13 empty] | 79954 | 79954 | TX | AZNM | 870.6667 | 965
[13 empty] | 79955 | 79955 | TX | AZNM | 870.6667 | 965
[13 empty] | 79958 | 79958 | TX | AZNM | 870.6667 | 965
[13 empty] | 79960 | 79960 | TX | AZNM | 870.6667 | 965
[13 empty] | 79961 | 79961 | TX | AZNM | 870.6667 | 965
[13 empty] | 79968 | 79968 | TX | AZNM | 870.6667 | 965
[13 empty] | 79976 | 79976 | TX | AZNM | 870.6667 | 965
[13 empty] | 79978 | 79978 | TX | AZNM | 870.6667 | 965
[13 empty] | 79980 | 79980 | TX | AZNM | 870.6667 | 965
[13 empty] | 79990 | 79990 | TX | AZNM | 870.6667 | 965
[13 empty] | 79995 | 79995 | TX | AZNM | 870.6667 | 965
[13 empty] | 79996 | 79996 | TX | AZNM | 870.6667 | 965
[13 empty] | 79997 | 79997 | TX | AZNM | 870.6667 | 965
[13 empty] | 79998 | 79998 | TX | AZNM | 870.6667 | 965
[13 empty] | 79999 | 79999 | TX | AZNM | 870.6667 | 965
[13 empty] | 80001 | 80001 | CO | RMPA | 870.6667 | 965
[13 empty] | 80002 | 80002 | CO | RMPA | 870.6667 | 965
[13 empty] | 80003 | 80003 | CO | RMPA | 870.6667 | 965
[13 empty] | 80004 | 80004 | CO | RMPA | 870.6667 | 965
[13 empty] | 80005 | 80005 | CO | RMPA | 870.6667 | 965
[13 empty] | 80006 | 80006 | CO | RMPA | 870.6667 | 965
[13 empty] | 80007 | 80007 | CO | RMPA | 870.6667 | 965
[13 empty] | 80010 | 80010 | CO | RMPA | 870.6667 | 965
[13 empty] | 80011 | 80011 | CO | RMPA | 870.6667 | 965
[13 empty] | 80012 | 80012 | CO | RMPA | 2717.6667 | 240.6667
[13 empty] | 80013 | 80013 | CO | RMPA | 2717.6667 | 240.6667
[13 empty] | 80014 | 80014 | CO | RMPA | 2717.6667 | 240.6667
[13 empty] | 80015 | 80015 | CO | RMPA | 2717.6667 | 240.6667
[13 empty] | 80016 | 80016 | CO | RMPA | 2717.6667 | 240.6667
[13 empty] | 80017 | 80017 | CO | RMPA | 2717.6667 | 240.6667
[13 empty] | 80018 | 80018 | CO | RMPA | 2717.6667 | 240.6667
[13 empty] | 80019 | 80019 | CO | RMPA | 2717.6667 | 240.6667
[13 empty] | 80020 | 80020 | CO | RMPA | 2717.6667 | 240.6667
[13 empty] | 80021 | 80021 | CO | RMPA | 2717.6667 | 240.6667
[13 empty] | 80022 | 80022 | CO | RMPA | 2717.6667 | 240.6667
[13 empty] | 80023 | 80023 | CO | RMPA | 2717.6667 | 240.6667
[13 empty] | 80024 | 80024 | CO | RMPA | 2717.6667 | 240.6667
[13 empty] | 80025 | 80025 | CO | RMPA | 2717.6667 | 240.6667
[13 empty] | 80026 | 80026 | CO | RMPA | 2717.6667 | 240.6667
[13 empty] | 80027 | 80027 | CO | RMPA | 2717.6667 | 240.6667
[13 empty] | 80030 | 80030 | CO | RMPA | 2717.6667 | 240.6667
[13 empty] | 80031 | 80031 | CO | RMPA | 2717.6667 | 240.6667
[13 empty] | 80033 | 80033 | CO | RMPA | 2717.6667 | 240.6667
[13 empty] | 80034 | 80034 | CO | RMPA | 2717.6667 | 240.6667
[13 empty] | 80035 | 80035 | CO | RMPA | 2717.6667 | 240.6667
[13 empty] | 80036 | 80036 | CO | RMPA | 2717.6667 | 240.6667
[13 empty] | 80037 | 80037 | CO | RMPA | 2717.6667 | 240.6667
[13 empty] | 80038 | 80038 | CO | RMPA | 2717.6667 | 240.6667
[13 empty] | 80040 | 80040 | CO | RMPA | 2717.6667 | 240.6667
[13 empty] | 80041 | 80041 | CO | RMPA | 2717.6667 | 240.6667
[13 empty] | 80042 | 80042 | CO | RMPA | 2717.6667 | 240.6667
[13 empty] | 80044 | 80044 | CO | RMPA | 2717.6667 | 240.6667
[13 empty] | 80045 | 80045 | CO | RMPA | 2717.6667 | 240.6667
[13 empty] | 80046 | 80046 | CO | RMPA | 2717.6667 | 240.6667
[13 empty] | 80047 | 80047 | CO | RMPA | 2717.6667 | 240.6667
[13 empty] | 80101 | 80101 | CO | RMPA | 2717.6667 | 240.6667
[13 empty] | 80102 | 80102 | CO | RMPA | 2717.6667 | 240.6667
[13 empty] | 80103 | 80103 | CO | RMPA | 2717.6667 | 240.6667
[13 empty] | 80104 | 80104 | CO | RMPA | 2717.6667 | 240.6667
[13 empty] | 80105 | 80105 | CO | RMPA | 2717.6667 | 240.6667
[13 empty] | 80106 | 80106 | CO | RMPA | 2717.6667 | 240.6667
[13 empty] | 80107 | 80107 | CO | RMPA | 2717.6667 | 240.6667
[13 empty] | 80108 | 80108 | CO | RMPA | 2717.6667 | 240.6667
[13 empty] | 80109 | 80109 | CO | RMPA | 2717.6667 | 240.6667
[13 empty] | 80110 | 80110 | CO | RMPA | 2717.6667 | 240.6667
[13 empty] | 80111 | 80111 | CO | RMPA | 2717.6667 | 240.6667
[13 empty] | 80112 | 80112 | CO | RMPA | 2717.6667 | 240.6667
[13 empty] | 80113 | 80113 | CO | RMPA | 2717.6667 | 240.6667
[13 empty] | 80116 | 80116 | CO | RMPA | 2717.6667 | 240.6667
[13 empty] | 80117 | 80117 | CO | RMPA | 2717.6667 | 240.6667
[13 empty] | 80118 | 80118 | CO | RMPA | 2717.6667 | 240.6667
[13 empty] | 80120 | 80120 | CO | RMPA | 2717.6667 | 240.6667
[13 empty] | 80121 | 80121 | CO | RMPA | 2717.6667 | 240.6667
[13 empty] | 80122 | 80122 | CO | RMPA | 2717.6667 | 240.6667
[13 empty] | 80123 | 80123 | CO | RMPA | 2717.6667 | 240.6667
[13 empty] | 80124 | 80124 | CO | RMPA | 2717.6667 | 240.6667
[13 empty] | 80125 | 80125 | CO | RMPA | 2717.6667 | 240.6667
[13 empty] | 80126 | 80126 | CO | RMPA | 2717.6667 | 240.6667
[13 empty] | 80127 | 80127 | CO | RMPA | 2717.6667 | 240.6667
[13 empty] | 80128 | 80128 | CO | RMPA | 2717.6667 | 240.6667
[13 empty] | 80129 | 80129 | CO | RMPA | 2717.6667 | 240.6667
[13 empty] | 80130 | 80130 | CO | RMPA | 2717.6667 | 240.6667
[13 empty] | 80131 | 80131 | CO | RMPA | 2717.6667 | 240.6667
[13 empty] | 80132 | 80132 | CO | RMPA | 2717.6667 | 240.6667
[13 empty] | 80133 | 80133 | CO | RMPA | 2717.6667 | 240.6667
[13 empty] | 80134 | 80134 | CO | RMPA | 2717.6667 | 240.6667
[13 empty] | 80135 | 80135 | CO | RMPA | 2717.6667 | 240.6667
[13 empty] | 80136 | 80136 | CO | RMPA | 2717.6667 | 240.6667
[13 empty] | 80137 | 80137 | CO | RMPA | 2717.6667 | 240.6667
[13 empty] | 80138 | 80138 | CO | RMPA | 2717.6667 | 240.6667
[13 empty] | 80150 | 80150 | CO | RMPA | 2717.6667 | 240.6667
[13 empty] | 80151 | 80151 | CO | RMPA | 2717.6667 | 240.6667
[13 empty] | 80155 | 80155 | CO | RMPA | 2717.6667 | 240.6667
[13 empty] | 80160 | 80160 | CO | RMPA | 2717.6667 | 240.6667
[13 empty] | 80161 | 80161 | CO | RMPA | 2717.6667 | 240.6667
[13 empty] | 80162 | 80162 | CO | RMPA | 2717.6667 | 240.6667
[13 empty] | 80163 | 80163 | CO | RMPA | 2717.6667 | 240.6667
[13 empty] | 80165 | 80165 | CO | RMPA | 2717.6667 | 240.6667
[13 empty] | 80166 | 80166 | CO | RMPA | 2717.6667 | 240.6667
[13 empty] | 80201 | 80201 | CO | RMPA | 2717.6667 | 240.6667
[13 empty] | 80202 | 80202 | CO | RMPA | 2717.6667 | 240.6667
[13 empty] | 80203 | 80203 | CO | RMPA | 2717.6667 | 240.6667
[13 empty] | 80204 | 80204 | CO | RMPA | 2717.6667 | 240.6667
[13 empty] | 80205 | 80205 | CO | RMPA | 2717.6667 | 240.6667
[13 empty] | 80206 | 80206 | CO | RMPA | 2717.6667 | 240.6667
[13 empty] | 80207 | 80207 | CO | RMPA | 2717.6667 | 240.6667
[13 empty] | 80208 | 80208 | CO | RMPA | 2717.6667 | 240.6667
[13 empty] | 80209 | 80209 | CO | RMPA | 2717.6667 | 240.6667
[13 empty] | 80210 | 80210 | CO | RMPA | 2717.6667 | 240.6667
[13 empty] | 80211 | 80211 | CO | RMPA | 2717.6667 | 240.6667
[13 empty] | 80212 | 80212 | CO | RMPA | 2717.6667 | 240.6667
[13 empty] | 80214 | 80214 | CO | RMPA | 2717.6667 | 240.6667
[13 empty] | 80215 | 80215 | CO | RMPA | 2717.6667 | 240.6667
[13 empty] | 80216 | 80216 | CO | RMPA | 2717.6667 | 240.6667
[13 empty] | 80217 | 80217 | CO | RMPA | 2717.6667 | 240.6667
[13 empty] | 80218 | 80218 | CO | RMPA | 2717.6667 | 240.6667
[13 empty] | 80219 | 80219 | CO | RMPA | 2717.6667 | 240.6667
[13 empty] | 80220 | 80220 | CO | RMPA | 2717.6667 | 240.6667
[13 empty] | 80221 | 80221 | CO | RMPA | 2717.6667 | 240.6667
[13 empty] | 80222 | 80222 | CO | RMPA | 2717.6667 | 240.6667
[13 empty] | 80223 | 80223 | CO | RMPA | 2717.6667 | 240.6667
[13 empty] | 80224 | 80224 | CO | RMPA | 2717.6667 | 240.6667
[13 empty] | 80225 | 80225 | CO | RMPA | 2717.6667 | 240.6667
[13 empty] | 80226 | 80226 | CO | RMPA | 2717.6667 | 240.6667
[13 empty] | 80227 | 80227 | CO | RMPA | 2717.6667 | 240.6667
[13 empty] | 80228 | 80228 | CO | RMPA | 2717.6667 | 240.6667
[13 empty] | 80229 | 80229 | CO | RMPA | 2717.6667 | 240.6667
[13 empty] | 80230 | 80230 | CO | RMPA | 2717.6667 | 240.6667
[13 empty] | 80231 | 80231 | CO | RMPA | 2717.6667 | 240.6667
[13 empty] | 80232 | 80232 | CO | RMPA | 2717.6667 | 240.6667
[13 empty] | 80233 | 80233 | CO | RMPA | 2717.6667 | 240.6667
[13 empty] | 80234 | 80234 | CO | RMPA | 2717.6667 | 240.6667
[13 empty] | 80235 | 80235 | CO | RMPA | 2717.6667 | 240.6667
[13 empty] | 80236 | 80236 | CO | RMPA | 2717.6667 | 240.6667
[13 empty] | 80237 | 80237 | CO | RMPA | 2717.6667 | 240.6667
[13 empty] | 80238 | 80238 | CO | RMPA | 2717.6667 | 240.6667
[13 empty] | 80239 | 80239 | CO | RMPA | 2717.6667 | 240.6667
[13 empty] | 80241 | 80241 | CO | RMPA | 2717.6667 | 240.6667
[13 empty] | 80243 | 80243 | CO | RMPA | 2717.6667 | 240.6667
[13 empty] | 80244 | 80244 | CO | RMPA | 2717.6667 | 240.6667
[13 empty] | 80246 | 80246 | CO | RMPA | 2717.6667 | 240.6667
[13 empty] | 80247 | 80247 | CO | RMPA | 2717.6667 | 240.6667
[13 empty] | 80248 | 80248 | CO | RMPA | 2717.6667 | 240.6667
[13 empty] | 80249 | 80249 | CO | RMPA | 2717.6667 | 240.6667
[13 empty] | 80250 | 80250 | CO | RMPA | 2717.6667 | 240.6667
[13 empty] | 80251 | 80251 | CO | RMPA | 2717.6667 | 240.6667
[13 empty] | 80252 | 80252 | CO | RMPA | 2717.6667 | 240.6667
[13 empty] | 80256 | 80256 | CO | RMPA | 2717.6667 | 240.6667
[13 empty] | 80257 | 80257 | CO | RMPA | 2717.6667 | 240.6667
[13 empty] | 80259 | 80259 | CO | RMPA | 2717.6667 | 240.6667
[13 empty] | 80260 | 80260 | CO | RMPA | 2717.6667 | 240.6667
[13 empty] | 80261 | 80261 | CO | RMPA | 2717.6667 | 240.6667
[13 empty] | 80262 | 80262 | CO | RMPA | 2717.6667 | 240.6667
[13 empty] | 80263 | 80263 | CO | RMPA | 2717.6667 | 240.6667
[13 empty] | 80264 | 80264 | CO | RMPA | 2717.6667 | 240.6667
[13 empty] | 80265 | 80265 | CO | RMPA | 2717.6667 | 240.6667
[13 empty] | 80266 | 80266 | CO | RMPA | 2717.6667 | 240.6667
[13 empty] | 80271 | 80271 | CO | RMPA | 2717.6667 | 240.6667
[13 empty] | 80273 | 80273 | CO | RMPA | 2717.6667 | 240.6667
[13 empty] | 80274 | 80274 | CO | RMPA | 2717.6667 | 240.6667
[13 empty] | 80279 | 80279 | CO | RMPA | 2717.6667 | 240.6667
[13 empty] | 80280 | 80280 | CO | RMPA | 2717.6667 | 240.6667
[13 empty] | 80281 | 80281 | CO | RMPA | 2717.6667 | 240.6667
[13 empty] | 80290 | 80290 | CO | RMPA | 2717.6667 | 240.6667
[13 empty] | 80291 | 80291 | CO | RMPA | 2717.6667 | 240.6667
[13 empty] | 80293 | 80293 | CO | RMPA | 2717.6667 | 240.6667
[13 empty] | 80294 | 80294 | CO | RMPA | 2717.6667 | 240.6667
[13 empty] | 80295 | 80295 | CO | RMPA | 2717.6667 | 240.6667
[13 empty] | 80299 | 80299 | CO | RMPA | 2717.6667 | 240.6667
[13 empty] | 80301 | 80301 | CO | RMPA | 2717.6667 | 240.6667
[13 empty] | 80302 | 80302 | CO | RMPA | 2717.6667 | 240.6667
[13 empty] | 80303 | 80303 | CO | RMPA | 2717.6667 | 240.6667
[13 empty] | 80304 | 80304 | CO | RMPA | 2717.6667 | 240.6667
[13 empty] | 80305 | 80305 | CO | RMPA | 2717.6667 | 240.6667
[13 empty] | 80306 | 80306 | CO | RMPA | 2717.6667 | 240.6667
[13 empty] | 80307 | 80307 | CO | RMPA | 2717.6667 | 240.6667
[13 empty] | 80308 | 80308 | CO | RMPA | 2717.6667 | 240.6667
[13 empty] | 80309 | 80309 | CO | RMPA | 2717.6667 | 240.6667
[13 empty] | 80310 | 80310 | CO | RMPA | 2717.6667 | 240.6667
[13 empty] | 80314 | 80314 | CO | RMPA | 2717.6667 | 240.6667
[13 empty] | 80321 | 80321 | CO | RMPA | 2717.6667 | 240.6667
[13 empty] | 80322 | 80322 | CO | RMPA | 2717.6667 | 240.6667
[13 empty] | 80323 | 80323 | CO | RMPA | 2717.6667 | 240.6667
[13 empty] | 80328 | 80328 | CO | RMPA | 2717.6667 | 240.6667
[13 empty] | 80329 | 80329 | CO | RMPA | 2717.6667 | 240.6667
[13 empty] | 80401 | 80401 | CO | RMPA | 2717.6667 | 240.6667
[13 empty] | 80402 | 80402 | CO | RMPA | 2717.6667 | 240.6667
[13 empty] | 80403 | 80403 | CO | RMPA | 2717.6667 | 240.6667
[13 empty] | 80419 | 80419 | CO | RMPA | 2717.6667 | 240.6667
[13 empty] | 80420 | 80420 | CO | RMPA | 2717.6667 | 240.6667
[13 empty] | 80421 | 80421 | CO | RMPA | 2717.6667 | 240.6667
[13 empty] | 80422 | 80422 | CO | RMPA | 2717.6667 | 240.6667
[13 empty] | 80423 | 80423 | CO | RMPA | 2717.6667 | 240.6667
[13 empty] | 80424 | 80424 | CO | RMPA | 2717.6667 | 240.6667
[13 empty] | 80425 | 80425 | CO | RMPA | 2717.6667 | 240.6667
[13 empty] | 80426 | 80426 | CO | RMPA | 2717.6667 | 240.6667
[13 empty] | 80427 | 80427 | CO | RMPA | 2717.6667 | 240.6667
[13 empty] | 80428 | 80428 | CO | RMPA | 2717.6667 | 240.6667
[13 empty] | 80429 | 80429 | CO | RMPA | 2717.6667 | 240.6667
[13 empty] | 80430 | 80430 | CO | RMPA | 2717.6667 | 240.6667
[13 empty] | 80432 | 80432 | CO | RMPA | 2717.6667 | 240.6667
[13 empty] | 80433 | 80433 | CO | RMPA | 2717.6667 | 240.6667
[13 empty] | 80434 | 80434 | CO | RMPA | 2717.6667 | 240.6667
[13 empty] | 80435 | 80435 | CO | RMPA | 2717.6667 | 240.6667
[13 empty] | 80436 | 80436 | CO | RMPA | 2717.6667 | 240.6667
[13 empty] | 80437 | 80437 | CO | RMPA | 2717.6667 | 240.6667
[13 empty] | 80438 | 80438 | CO | RMPA | 2717.6667 | 240.6667
[13 empty] | 80439 | 80439 | CO | RMPA | 2717.6667 | 240.6667
[13 empty] | 80440 | 80440 | CO | RMPA | 2717.6667 | 240.6667
[13 empty] | 80442 | 80442 | CO | RMPA | 2717.6667 | 240.6667
[13 empty] | 80443 | 80443 | CO | RMPA | 2717.6667 | 240.6667
[13 empty] | 80444 | 80444 | CO | RMPA | 2717.6667 | 240.6667
[13 empty] | 80446 | 80446 | CO | RMPA | 2717.6667 | 240.6667
[13 empty] | 80447 | 80447 | CO | RMPA | 2717.6667 | 240.6667
[13 empty] | 80448 | 80448 | CO | RMPA | 2717.6667 | 240.6667
[13 empty] | 80449 | 80449 | CO | RMPA | 2717.6667 | 240.6667
[13 empty] | 80451 | 80451 | CO | RMPA | 2717.6667 | 240.6667
[13 empty] | 80452 | 80452 | CO | RMPA | 2717.6667 | 240.6667
[13 empty] | 80453 | 80453 | CO | RMPA | 2717.6667 | 240.6667
[13 empty] | 80454 | 80454 | CO | RMPA | 2717.6667 | 240.6667
[13 empty] | 80455 | 80455 | CO | RMPA | 2717.6667 | 240.6667
[13 empty] | 80456 | 80456 | CO | RMPA | 2717.6667 | 240.6667
[13 empty] | 80457 | 80457 | CO | RMPA | 2717.6667 | 240.6667
[13 empty] | 80459 | 80459 | CO | RMPA | 2717.6667 | 240.6667
[13 empty] | 80461 | 80461 | CO | RMPA | 2717.6667 | 240.6667
[13 empty] | 80463 | 80463 | CO | RMPA | 2717.6667 | 240.6667
[13 empty] | 80465 | 80465 | CO | RMPA | 2717.6667 | 240.6667
[13 empty] | 80466 | 80466 | CO | RMPA | 2717.6667 | 240.6667
[13 empty] | 80467 | 80467 | CO | RMPA | 2717.6667 | 240.6667
[13 empty] | 80468 | 80468 | CO | RMPA | 2717.6667 | 240.6667
[13 empty] | 80469 | 80469 | CO | RMPA | 2717.6667 | 240.6667
[13 empty] | 80470 | 80470 | CO | RMPA | 2717.6667 | 240.6667
[13 empty] | 80471 | 80471 | CO | RMPA | 2717.6667 | 240.6667
[13 empty] | 80473 | 80473 | CO | RMPA | 2717.6667 | 240.6667
[13 empty] | 80474 | 80474 | CO | RMPA | 2717.6667 | 240.6667
[13 empty] | 80475 | 80475 | CO | RMPA | 2717.6667 | 240.6667
[13 empty] | 80476 | 80476 | CO | RMPA | 2717.6667 | 240.6667
[13 empty] | 80477 | 80477 | CO | RMPA | 2717.6667 | 240.6667
[13 empty] | 80478 | 80478 | CO | RMPA | 2717.6667 | 240.6667
[13 empty] | 80479 | 80479 | CO | RMPA | 2717.6667 | 240.6667
[13 empty] | 80480 | 80480 | CO | RMPA | 2717.6667 | 240.6667
[13 empty] | 80481 | 80481 | CO | RMPA | 2717.6667 | 240.6667
[13 empty] | 80482 | 80482 | CO | RMPA | 2717.6667 | 240.6667
[13 empty] | 80483 | 80483 | CO | RMPA | 2717.6667 | 240.6667
[13 empty] | 80487 | 80487 | CO | RMPA | 2717.6667 | 240.6667
[13 empty] | 80488 | 80488 | CO | RMPA | 2717.6667 | 240.6667
[13 empty] | 80497 | 80497 | CO | RMPA | 2717.6667 | 240.6667
[13 empty] | 80498 | 80498 | CO | RMPA | 2717.6667 | 240.6667
[13 empty] | 80501 | 80501 | CO | RMPA | 2717.6667 | 240.6667
[13 empty] | 80502 | 80502 | CO | RMPA | 2717.6667 | 240.6667
[13 empty] | 80503 | 80503 | CO | RMPA | 2717.6667 | 240.6667
[13 empty] | 80504 | 80504 | CO | RMPA | 2717.6667 | 240.6667
[13 empty] | 80510 | 80510 | CO | RMPA | 2717.6667 | 240.6667
[13 empty] | 80511 | 80511 | CO | RMPA | 2717.6667 | 240.6667
[13 empty] | 80512 | 80512 | CO | RMPA | 2717.6667 | 240.6667
[13 empty] | 80513 | 80513 | CO | RMPA | 2717.6667 | 240.6667
[13 empty] | 80514 | 80514 | CO | RMPA | 2717.6667 | 240.6667
[13 empty] | 80515 | 80515 | CO | RMPA | 2717.6667 | 240.6667
[13 empty] | 80516 | 80516 | CO | RMPA | 2717.6667 | 240.6667
[13 empty] | 80517 | 80517 | CO | RMPA | 2717.6667 | 240.6667
[13 empty] | 80520 | 80520 | CO | RMPA | 2717.6667 | 240.6667
[13 empty] | 80521 | 80521 | CO | RMPA | 2717.6667 | 240.6667
[13 empty] | 80522 | 80522 | CO | RMPA | 2717.6667 | 240.6667
[13 empty] | 80523 | 80523 | CO | RMPA | 2717.6667 | 240.6667
[13 empty] | 80524 | 80524 | CO | RMPA | 2717.6667 | 240.6667
[13 empty] | 80525 | 80525 | CO | RMPA | 2717.6667 | 240.6667
[13 empty] | 80526 | 80526 | CO | RMPA | 2717.6667 | 240.6667
[13 empty] | 80527 | 80527 | CO | RMPA | 2717.6667 | 240.6667
[13 empty] | 80528 | 80528 | CO | RMPA | 2717.6667 | 240.6667
[13 empty] | 80530 | 80530 | CO | RMPA | 2717.6667 | 240.6667
[13 empty] | 80532 | 80532 | CO | RMPA | 2717.6667 | 240.6667
[13 empty] | 80533 | 80533 | CO | RMPA | 2717.6667 | 240.6667
[13 empty] | 80534 | 80534 | CO | RMPA | 2717.6667 | 240.6667
[13 empty] | 80535 | 80535 | CO | RMPA | 2717.6667 | 240.6667
[13 empty] | 80536 | 80536 | CO | RMPA | 2717.6667 | 240.6667
[13 empty] | 80537 | 80537 | CO | RMPA | 2717.6667 | 240.6667
[13 empty] | 80538 | 80538 | CO | RMPA | 2717.6667 | 240.6667
[13 empty] | 80539 | 80539 | CO | RMPA | 2717.6667 | 240.6667
[13 empty] | 80540 | 80540 | CO | RMPA | 2717.6667 | 240.6667
[13 empty] | 80541 | 80541 | CO | RMPA | 2717.6667 | 240.6667
[13 empty] | 80542 | 80542 | CO | RMPA | 2717.6667 | 240.6667
[13 empty] | 80543 | 80543 | CO | RMPA | 2717.6667 | 240.6667
[13 empty] | 80544 | 80544 | CO | RMPA | 2717.6667 | 240.6667
[13 empty] | 80545 | 80545 | CO | RMPA | 2717.6667 | 240.6667
[13 empty] | 80546 | 80546 | CO | RMPA | 2717.6667 | 240.6667
[13 empty] | 80547 | 80547 | CO | RMPA | 2717.6667 | 240.6667
[13 empty] | 80549 | 80549 | CO | RMPA | 2717.6667 | 240.6667
[13 empty] | 80550 | 80550 | CO | RMPA | 2717.6667 | 240.6667
[13 empty] | 80551 | 80551 | CO | RMPA | 2717.6667 | 240.6667
[13 empty] | 80553 | 80553 | CO | RMPA | 2717.6667 | 240.6667
[13 empty] | 80601 | 80601 | CO | RMPA | 2717.6667 | 240.6667
[13 empty] | 80602 | 80602 | CO | RMPA | 2717.6667 | 240.6667
[13 empty] | 80603 | 80603 | CO | RMPA | 2717.6667 | 240.6667
[13 empty] | 80610 | 80610 | CO | RMPA | 2717.6667 | 240.6667
[13 empty] | 80611 | 80611 | CO | RMPA | 2717.6667 | 240.6667
[13 empty] | 80612 | 80612 | CO | RMPA | 2717.6667 | 240.6667
[13 empty] | 80614 | 80614 | CO | RMPA | 2717.6667 | 240.6667
[13 empty] | 80615 | 80615 | CO | RMPA | 2717.6667 | 240.6667
[13 empty] | 80620 | 80620 | CO | RMPA | 2717.6667 | 240.6667
[13 empty] | 80621 | 80621 | CO | RMPA | 2717.6667 | 240.6667
[13 empty] | 80622 | 80622 | CO | RMPA | 2717.6667 | 240.6667
[13 empty] | 80623 | 80623 | CO | RMPA | 2717.6667 | 240.6667
[13 empty] | 80624 | 80624 | CO | RMPA | 2717.6667 | 240.6667
[13 empty] | 80631 | 80631 | CO | RMPA | 2717.6667 | 240.6667
[13 empty] | 80632 | 80632 | CO | RMPA | 2717.6667 | 240.6667
[13 empty] | 80633 | 80633 | CO | RMPA | 2717.6667 | 240.6667
[13 empty] | 80634 | 80634 | CO | RMPA | 2717.6667 | 240.6667
[13 empty] | 80638 | 80638 | CO | RMPA | 2717.6667 | 240.6667
[13 empty] | 80639 | 80639 | CO | RMPA | 2717.6667 | 240.6667
[13 empty] | 80640 | 80640 | CO | RMPA | 2717.6667 | 240.6667
[13 empty] | 80642 | 80642 | CO | RMPA | 2717.6667 | 240.6667
[13 empty] | 80643 | 80643 | CO | RMPA | 2717.6667 | 240.6667
[13 empty] | 80644 | 80644 | CO | RMPA | 2717.6667 | 240.6667
[13 empty] | 80645 | 80645 | CO | RMPA | 2717.6667 | 240.6667
[13 empty] | 80646 | 80646 | CO | RMPA | 2717.6667 | 240.6667
[13 empty] | 80648 | 80648 | CO | RMPA | 2717.6667 | 240.6667
[13 empty] | 80649 | 80649 | CO | RMPA | 2717.6667 | 240.6667
[13 empty] | 80650 | 80650 | CO | RMPA | 2717.6667 | 240.6667
[13 empty] | 80651 | 80651 | CO | RMPA | 2717.6667 | 240.6667
[13 empty] | 80652 | 80652 | CO | RMPA | 2717.6667 | 240.6667
[13 empty] | 80653 | 80653 | CO | RMPA | 2717.6667 | 240.6667
[13 empty] | 80654 | 80654 | CO | RMPA | 2717.6667 | 240.6667
[13 empty] | 80701 | 80701 | CO | RMPA | 2717.6667 | 240.6667
[13 empty] | 80705 | 80705 | CO | RMPA | 2717.6667 | 240.6667
[13 empty] | 80720 | 80720 | CO | RMPA | 2717.6667 | 240.6667
[13 empty] | 80721 | 80721 | CO | RMPA | 2717.6667 | 240.6667
[13 empty] | 80722 | 80722 | CO | RMPA | 2717.6667 | 240.6667
[13 empty] | 80723 | 80723 | CO | RMPA | 2717.6667 | 240.6667
[13 empty] | 80726 | 80726 | CO | RMPA | 2717.6667 | 240.6667
[13 empty] | 80727 | 80727 | CO | RMPA | 2717.6667 | 240.6667
[13 empty] | 80728 | 80728 | CO | RMPA | 2717.6667 | 240.6667
[13 empty] | 80729 | 80729 | CO | RMPA | 2717.6667 | 240.6667
[13 empty] | 80731 | 80731 | CO | RMPA | 2717.6667 | 240.6667
[13 empty] | 80732 | 80732 | CO | RMPA | 2717.6667 | 240.6667
[13 empty] | 80733 | 80733 | CO | RMPA | 2717.6667 | 240.6667
[13 empty] | 80734 | 80734 | CO | RMPA | 2717.6667 | 240.6667
[13 empty] | 80735 | 80735 | CO | RMPA | 2717.6667 | 240.6667
[13 empty] | 80736 | 80736 | CO | RMPA | 2717.6667 | 240.6667
[13 empty] | 80737 | 80737 | CO | RMPA | 2717.6667 | 240.6667
[13 empty] | 80740 | 80740 | CO | RMPA | 2717.6667 | 240.6667
[13 empty] | 80741 | 80741 | CO | RMPA | 2717.6667 | 240.6667
[13 empty] | 80742 | 80742 | CO | RMPA | 2717.6667 | 240.6667
[13 empty] | 80743 | 80743 | CO | RMPA | 2717.6667 | 240.6667
[13 empty] | 80744 | 80744 | CO | RMPA | 2717.6667 | 240.6667
[13 empty] | 80745 | 80745 | CO | RMPA | 2717.6667 | 240.6667
[13 empty] | 80746 | 80746 | CO | RMPA | 2717.6667 | 240.6667
[13 empty] | 80747 | 80747 | CO | RMPA | 2717.6667 | 240.6667
[13 empty] | 80749 | 80749 | CO | RMPA | 2717.6667 | 240.6667
[13 empty] | 80750 | 80750 | CO | RMPA | 2717.6667 | 240.6667
[13 empty] | 80751 | 80751 | CO | RMPA | 2717.6667 | 240.6667
[13 empty] | 80754 | 80754 | CO | RMPA | 2717.6667 | 240.6667
[13 empty] | 80755 | 80755 | CO | RMPA | 2717.6667 | 240.6667
[13 empty] | 80757 | 80757 | CO | RMPA | 2717.6667 | 240.6667
[13 empty] | 80758 | 80758 | CO | RMPA | 2717.6667 | 240.6667
[13 empty] | 80759 | 80759 | CO | RMPA | 2717.6667 | 240.6667
[13 empty] | 80801 | 80801 | CO | RMPA | 2717.6667 | 240.6667
[13 empty] | 80802 | 80802 | CO | RMPA | 2717.6667 | 240.6667
[13 empty] | 80804 | 80804 | CO | RMPA | 2717.6667 | 240.6667
[13 empty] | 80805 | 80805 | CO | RMPA | 2717.6667 | 240.6667
[13 empty] | 80807 | 80807 | CO | RMPA | 2717.6667 | 240.6667
[13 empty] | 80808 | 80808 | CO | RMPA | 2717.6667 | 240.6667
[13 empty] | 80809 | 80809 | CO | RMPA | 2717.6667 | 240.6667
[13 empty] | 80810 | 80810 | CO | RMPA | 2717.6667 | 240.6667
[13 empty] | 80812 | 80812 | CO | RMPA | 2717.6667 | 240.6667
[13 empty] | 80813 | 80813 | CO | RMPA | 2717.6667 | 240.6667
[13 empty] | 80814 | 80814 | CO | RMPA | 2717.6667 | 240.6667
[13 empty] | 80815 | 80815 | CO | RMPA | 2717.6667 | 240.6667
[13 empty] | 80816 | 80816 | CO | RMPA | 2717.6667 | 240.6667
[13 empty] | 80817 | 80817 | CO | RMPA | 2717.6667 | 240.6667
[13 empty] | 80818 | 80818 | CO | RMPA | 2717.6667 | 240.6667
[13 empty] | 80819 | 80819 | CO | RMPA | 2717.6667 | 240.6667
[13 empty] | 80820 | 80820 | CO | RMPA | 2717.6667 | 240.6667
[13 empty] | 80821 | 80821 | CO | RMPA | 2717.6667 | 240.6667
[13 empty] | 80822 | 80822 | CO | RMPA | 2717.6667 | 240.6667
[13 empty] | 80823 | 80823 | CO | RMPA | 2717.6667 | 240.6667
[13 empty] | 80824 | 80824 | CO | RMPA | 2717.6667 | 240.6667
[13 empty] | 80825 | 80825 | CO | RMPA | 2717.6667 | 240.6667
[13 empty] | 80826 | 80826 | CO | RMPA | 2717.6667 | 240.6667
[13 empty] | 80827 | 80827 | CO | RMPA | 2717.6667 | 240.6667
[13 empty] | 80828 | 80828 | CO | RMPA | 2717.6667 | 240.6667
[13 empty] | 80829 | 80829 | CO | RMPA | 2717.6667 | 240.6667
[13 empty] | 80830 | 80830 | CO | RMPA | 2717.6667 | 240.6667
[13 empty] | 80831 | 80831 | CO | RMPA | 2717.6667 | 240.6667
[13 empty] | 80832 | 80832 | CO | RMPA | 2717.6667 | 240.6667
[13 empty] | 80833 | 80833 | CO | RMPA | 2717.6667 | 240.6667
[13 empty] | 80834 | 80834 | CO | RMPA | 2717.6667 | 240.6667
[13 empty] | 80835 | 80835 | CO | RMPA | 2717.6667 | 240.6667
[13 empty] | 80836 | 80836 | CO | RMPA | 2717.6667 | 240.6667
[13 empty] | 80840 | 80840 | CO | RMPA | 2717.6667 | 240.6667
[13 empty] | 80841 | 80841 | CO | RMPA | 2717.6667 | 240.6667
[13 empty] | 80860 | 80860 | CO | RMPA | 2717.6667 | 240.6667
[13 empty] | 80861 | 80861 | CO | RMPA | 2717.6667 | 240.6667
[13 empty] | 80862 | 80862 | CO | RMPA | 2717.6667 | 240.6667
[13 empty] | 80863 | 80863 | CO | RMPA | 2717.6667 | 240.6667
[13 empty] | 80864 | 80864 | CO | RMPA | 2717.6667 | 240.6667
[13 empty] | 80866 | 80866 | CO | RMPA | 2717.6667 | 240.6667
[13 empty] | 80901 | 80901 | CO | RMPA | 2717.6667 | 240.6667
[13 empty] | 80902 | 80902 | CO | RMPA | 2717.6667 | 240.6667
[13 empty] | 80903 | 80903 | CO | RMPA | 2717.6667 | 240.6667
[13 empty] | 80904 | 80904 | CO | RMPA | 2717.6667 | 240.6667
[13 empty] | 80905 | 80905 | CO | RMPA | 2717.6667 | 240.6667
[13 empty] | 80906 | 80906 | CO | RMPA | 2717.6667 | 240.6667
[13 empty] | 80907 | 80907 | CO | RMPA | 2717.6667 | 240.6667
[13 empty] | 80908 | 80908 | CO | RMPA | 2717.6667 | 240.6667
[13 empty] | 80909 | 80909 | CO | RMPA | 2717.6667 | 240.6667
[13 empty] | 80910 | 80910 | CO | RMPA | 2717.6667 | 240.6667
[13 empty] | 80911 | 80911 | CO | RMPA | 2717.6667 | 240.6667
[13 empty] | 80912 | 80912 | CO | RMPA | 2717.6667 | 240.6667
[13 empty] | 80913 | 80913 | CO | RMPA | 2717.6667 | 240.6667
[13 empty] | 80914 | 80914 | CO | RMPA | 2717.6667 | 240.6667
[13 empty] | 80915 | 80915 | CO | RMPA | 2717.6667 | 240.6667
[13 empty] | 80916 | 80916 | CO | RMPA | 2717.6667 | 240.6667
[13 empty] | 80917 | 80917 | CO | RMPA | 2717.6667 | 240.6667
[13 empty] | 80918 | 80918 | CO | RMPA | 2717.6667 | 240.6667
[13 empty] | 80919 | 80919 | CO | RMPA | 2717.6667 | 240.6667
[13 empty] | 80920 | 80920 | CO | RMPA | 2717.6667 | 240.6667
[13 empty] | 80921 | 80921 | CO | RMPA | 2717.6667 | 240.6667
[13 empty] | 80922 | 80922 | CO | RMPA | 2717.6667 | 240.6667
[13 empty] | 80923 | 80923 | CO | RMPA | 2717.6667 | 240.6667
[13 empty] | 80924 | 80924 | CO | RMPA | 2717.6667 | 240.6667
[13 empty] | 80925 | 80925 | CO | RMPA | 2717.6667 | 240.6667
[13 empty] | 80926 | 80926 | CO | RMPA | 2717.6667 | 240.6667
[13 empty] | 80927 | 80927 | CO | RMPA | 2717.6667 | 240.6667
[13 empty] | 80928 | 80928 | CO | RMPA | 2717.6667 | 240.6667
[13 empty] | 80929 | 80929 | CO | RMPA | 2717.6667 | 240.6667
[13 empty] | 80930 | 80930 | CO | RMPA | 2717.6667 | 240.6667
[13 empty] | 80931 | 80931 | CO | RMPA | 2717.6667 | 240.6667
[13 empty] | 80932 | 80932 | CO | RMPA | 2717.6667 | 240.6667
[13 empty] | 80933 | 80933 | CO | RMPA | 2717.6667 | 240.6667
[13 empty] | 80934 | 80934 | CO | RMPA | 2717.6667 | 240.6667
[13 empty] | 80935 | 80935 | CO | RMPA | 2717.6667 | 240.6667
[13 empty] | 80936 | 80936 | CO | RMPA | 2717.6667 | 240.6667
[13 empty] | 80937 | 80937 | CO | RMPA | 2717.6667 | 240.6667
[13 empty] | 80938 | 80938 | CO | RMPA | 2717.6667 | 240.6667
[13 empty] | 80939 | 80939 | CO | RMPA | 2717.6667 | 240.6667
[13 empty] | 80941 | 80941 | CO | RMPA | 2717.6667 | 240.6667
[13 empty] | 80942 | 80942 | CO | RMPA | 2717.6667 | 240.6667
[13 empty] | 80943 | 80943 | CO | RMPA | 2717.6667 | 240.6667
[13 empty] | 80944 | 80944 | CO | RMPA | 2717.6667 | 240.6667
[13 empty] | 80945 | 80945 | CO | RMPA | 2717.6667 | 240.6667
[13 empty] | 80946 | 80946 | CO | RMPA | 2717.6667 | 240.6667
[13 empty] | 80947 | 80947 | CO | RMPA | 2717.6667 | 240.6667
[13 empty] | 80949 | 80949 | CO | RMPA | 2717.6667 | 240.6667
[13 empty] | 80950 | 80950 | CO | RMPA | 2717.6667 | 240.6667
[13 empty] | 80951 | 80951 | CO | RMPA | 2717.6667 | 240.6667
[13 empty] | 80960 | 80960 | CO | RMPA | 2717.6667 | 240.6667
[13 empty] | 80962 | 80962 | CO | RMPA | 2717.6667 | 240.6667
[13 empty] | 80970 | 80970 | CO | RMPA | 2717.6667 | 240.6667
[13 empty] | 80977 | 80977 | CO | RMPA | 2717.6667 | 240.6667
[13 empty] | 80995 | 80995 | CO | RMPA | 2717.6667 | 240.6667
[13 empty] | 80997 | 80997 | CO | RMPA | 2717.6667 | 240.6667
[13 empty] | 81001 | 81001 | CO | RMPA | 2717.6667 | 240.6667
[13 empty] | 81002 | 81002 | CO | RMPA | 2717.6667 | 240.6667
[13 empty] | 81003 | 81003 | CO | RMPA | 2717.6667 | 240.6667
[13 empty] | 81004 | 81004 | CO | RMPA | 2717.6667 | 240.6667
[13 empty] | 81005 | 81005 | CO | RMPA | 2717.6667 | 240.6667
[13 empty] | 81006 | 81006 | CO | RMPA | 2717.6667 | 240.6667
[13 empty] | 81007 | 81007 | CO | RMPA | 2717.6667 | 240.6667
[13 empty] | 81008 | 81008 | CO | RMPA | 2717.6667 | 240.6667
[13 empty] | 81009 | 81009 | CO | RMPA | 2717.6667 | 240.6667
[13 empty] | 81010 | 81010 | CO | RMPA | 2717.6667 | 240.6667
[13 empty] | 81011 | 81011 | CO | RMPA | 2717.6667 | 240.6667
[13 empty] | 81012 | 81012 | CO | RMPA | 2717.6667 | 240.6667
[13 empty] | 81019 | 81019 | CO | RMPA | 2717.6667 | 240.6667
[13 empty] | 81020 | 81020 | CO | RMPA | 2717.6667 | 240.6667
[13 empty] | 81021 | 81021 | CO | RMPA | 2717.6667 | 240.6667
[13 empty] | 81022 | 81022 | CO | RMPA | 2717.6667 | 240.6667
[13 empty] | 81023 | 81023 | CO | RMPA | 2717.6667 | 240.6667
[13 empty] | 81024 | 81024 | CO | RMPA | 2717.6667 | 240.6667
[13 empty] | 81025 | 81025 | CO | RMPA | 2717.6667 | 240.6667
[13 empty] | 81027 | 81027 | CO | RMPA | 2717.6667 | 240.6667
[13 empty] | 81029 | 81029 | CO | RMPA | 2717.6667 | 240.6667
[13 empty] | 81030 | 81030 | CO | RMPA | 2717.6667 | 240.6667
[13 empty] | 81033 | 81033 | CO | RMPA | 2717.6667 | 240.6667
[13 empty] | 81034 | 81034 | CO | RMPA | 2717.6667 | 240.6667
[13 empty] | 81036 | 81036 | CO | RMPA | 2717.6667 | 240.6667
[13 empty] | 81038 | 81038 | CO | RMPA | 2717.6667 | 240.6667
[13 empty] | 81039 | 81039 | CO | RMPA | 2717.6667 | 240.6667
[13 empty] | 81040 | 81040 | CO | RMPA | 2717.6667 | 240.6667
[13 empty] | 81041 | 81041 | CO | RMPA | 2717.6667 | 240.6667
[13 empty] | 81043 | 81043 | CO | RMPA | 2717.6667 | 240.6667
[13 empty] | 81044 | 81044 | CO | RMPA | 2717.6667 | 240.6667
[13 empty] | 81045 | 81045 | CO | RMPA | 2717.6667 | 240.6667
[13 empty] | 81046 | 81046 | CO | RMPA | 2717.6667 | 240.6667
[13 empty] | 81047 | 81047 | CO | RMPA | 2717.6667 | 240.6667
[13 empty] | 81049 | 81049 | CO | RMPA | 2717.6667 | 240.6667
[13 empty] | 81050 | 81050 | CO | RMPA | 2717.6667 | 240.6667
[13 empty] | 81052 | 81052 | CO | RMPA | 2717.6667 | 240.6667
[13 empty] | 81054 | 81054 | CO | RMPA | 2717.6667 | 240.6667
[13 empty] | 81055 | 81055 | CO | RMPA | 2717.6667 | 240.6667
[13 empty] | 81057 | 81057 | CO | RMPA | 2717.6667 | 240.6667
[13 empty] | 81058 | 81058 | CO | RMPA | 2717.6667 | 240.6667
[13 empty] | 81059 | 81059 | CO | RMPA | 2717.6667 | 240.6667
[13 empty] | 81062 | 81062 | CO | RMPA | 2717.6667 | 240.6667
[13 empty] | 81063 | 81063 | CO | RMPA | 2717.6667 | 240.6667
[13 empty] | 81064 | 81064 | CO | RMPA | 2717.6667 | 240.6667
[13 empty] | 81067 | 81067 | CO | RMPA | 2717.6667 | 240.6667
[13 empty] | 81069 | 81069 | CO | RMPA | 2717.6667 | 240.6667
[13 empty] | 81071 | 81071 | CO | RMPA | 2717.6667 | 240.6667
[13 empty] | 81073 | 81073 | CO | RMPA | 2717.6667 | 240.6667
[13 empty] | 81076 | 81076 | CO | RMPA | 2717.6667 | 240.6667
[13 empty] | 81077 | 81077 | CO | RMPA | 2717.6667 | 240.6667
[13 empty] | 81081 | 81081 | CO | RMPA | 2717.6667 | 240.6667
[13 empty] | 81082 | 81082 | CO | RMPA | 2717.6667 | 240.6667
[13 empty] | 81084 | 81084 | CO | RMPA | 2717.6667 | 240.6667
[13 empty] | 81087 | 81087 | CO | RMPA | 2717.6667 | 240.6667
[13 empty] | 81089 | 81089 | CO | RMPA | 2717.6667 | 240.6667
[13 empty] | 81090 | 81090 | CO | RMPA | 2717.6667 | 240.6667
[13 empty] | 81091 | 81091 | CO | RMPA | 2717.6667 | 240.6667
[13 empty] | 81092 | 81092 | CO | RMPA | 2717.6667 | 240.6667
[13 empty] | 81101 | 81101 | CO | RMPA | 2717.6667 | 240.6667
[13 empty] | 81102 | 81102 | CO | RMPA | 2717.6667 | 240.6667
[13 empty] | 81120 | 81120 | CO | RMPA | 2717.6667 | 240.6667
[13 empty] | 81121 | 81121 | CO | RMPA | 2717.6667 | 240.6667
[13 empty] | 81122 | 81122 | CO | RMPA | 2717.6667 | 240.6667
[13 empty] | 81123 | 81123 | CO | RMPA | 2717.6667 | 240.6667
[13 empty] | 81124 | 81124 | CO | RMPA | 2717.6667 | 240.6667
[13 empty] | 81125 | 81125 | CO | RMPA | 2717.6667 | 240.6667
[13 empty] | 81126 | 81126 | CO | RMPA | 2717.6667 | 240.6667
[13 empty] | 81127 | 81127 | CO | RMPA | 2717.6667 | 240.6667
[13 empty] | 81128 | 81128 | CO | RMPA | 2717.6667 | 240.6667
[13 empty] | 81129 | 81129 | CO | RMPA | 2717.6667 | 240.6667
[13 empty] | 81130 | 81130 | CO | RMPA | 2717.6667 | 240.6667
[13 empty] | 81131 | 81131 | CO | RMPA | 2717.6667 | 240.6667
[13 empty] | 81132 | 81132 | CO | RMPA | 2717.6667 | 240.6667
[13 empty] | 81133 | 81133 | CO | RMPA | 2717.6667 | 240.6667
[13 empty] | 81135 | 81135 | CO | RMPA | 2717.6667 | 240.6667
[13 empty] | 81136 | 81136 | CO | RMPA | 2717.6667 | 240.6667
[13 empty] | 81137 | 81137 | CO | RMPA | 2717.6667 | 240.6667
[13 empty] | 81138 | 81138 | CO | RMPA | 2717.6667 | 240.6667
[13 empty] | 81140 | 81140 | CO | RMPA | 2717.6667 | 240.6667
[13 empty] | 81141 | 81141 | CO | RMPA | 2717.6667 | 240.6667
[13 empty] | 81143 | 81143 | CO | RMPA | 2717.6667 | 240.6667
[13 empty] | 81144 | 81144 | CO | RMPA | 2717.6667 | 240.6667
[13 empty] | 81146 | 81146 | CO | RMPA | 2717.6667 | 240.6667
[13 empty] | 81147 | 81147 | CO | RMPA | 2717.6667 | 240.6667
[13 empty] | 81148 | 81148 | CO | RMPA | 2717.6667 | 240.6667
[13 empty] | 81149 | 81149 | CO | RMPA | 2717.6667 | 240.6667
[13 empty] | 81151 | 81151 | CO | RMPA | 2717.6667 | 240.6667
[13 empty] | 81152 | 81152 | CO | RMPA | 2717.6667 | 240.6667
[13 empty] | 81154 | 81154 | CO | RMPA | 2717.6667 | 240.6667
[13 empty] | 81155 | 81155 | CO | RMPA | 2717.6667 | 240.6667
[13 empty] | 81157 | 81157 | CO | RMPA | 2717.6667 | 240.6667
[13 empty] | 81201 | 81201 | CO | RMPA | 2717.6667 | 240.6667
[13 empty] | 81210 | 81210 | CO | RMPA | 2717.6667 | 240.6667
[13 empty] | 81211 | 81211 | CO | RMPA | 2717.6667 | 240.6667
[13 empty] | 81212 | 81212 | CO | RMPA | 2717.6667 | 240.6667
[13 empty] | 81215 | 81215 | CO | RMPA | 2717.6667 | 240.6667
[13 empty] | 81220 | 81220 | CO | RMPA | 2717.6667 | 240.6667
[13 empty] | 81221 | 81221 | CO | RMPA | 2717.6667 | 240.6667
[13 empty] | 81222 | 81222 | CO | RMPA | 2717.6667 | 240.6667
[13 empty] | 81223 | 81223 | CO | RMPA | 2717.6667 | 240.6667
[13 empty] | 81224 | 81224 | CO | RMPA | 2717.6667 | 240.6667
[13 empty] | 81225 | 81225 | CO | RMPA | 2717.6667 | 240.6667
[13 empty] | 81226 | 81226 | CO | RMPA | 2717.6667 | 240.6667
[13 empty] | 81227 | 81227 | CO | RMPA | 2717.6667 | 240.6667
[13 empty] | 81228 | 81228 | CO | RMPA | 2717.6667 | 240.6667
[13 empty] | 81230 | 81230 | CO | RMPA | 2717.6667 | 240.6667
[13 empty] | 81231 | 81231 | CO | RMPA | 2717.6667 | 240.6667
[13 empty] | 81232 | 81232 | CO | RMPA | 2717.6667 | 240.6667
[13 empty] | 81233 | 81233 | CO | RMPA | 2717.6667 | 240.6667
[13 empty] | 81235 | 81235 | CO | RMPA | 2717.6667 | 240.6667
[13 empty] | 81236 | 81236 | CO | RMPA | 2717.6667 | 240.6667
[13 empty] | 81237 | 81237 | CO | RMPA | 2717.6667 | 240.6667
[13 empty] | 81239 | 81239 | CO | RMPA | 2717.6667 | 240.6667
[13 empty] | 81240 | 81240 | CO | RMPA | 2717.6667 | 240.6667
[13 empty] | 81241 | 81241 | CO | RMPA | 2717.6667 | 240.6667
[13 empty] | 81242 | 81242 | CO | RMPA | 2717.6667 | 240.6667
[13 empty] | 81243 | 81243 | CO | RMPA | 2717.6667 | 240.6667
[13 empty] | 81244 | 81244 | CO | RMPA | 2717.6667 | 240.6667
[13 empty] | 81247 | 81247 | CO | RMPA | 2717.6667 | 240.6667
[13 empty] | 81248 | 81248 | CO | RMPA | 2717.6667 | 240.6667
[13 empty] | 81251 | 81251 | CO | RMPA | 2717.6667 | 240.6667
[13 empty] | 81252 | 81252 | CO | RMPA | 2717.6667 | 240.6667
[13 empty] | 81253 | 81253 | CO | RMPA | 2717.6667 | 240.6667
[13 empty] | 81290 | 81290 | CO | RMPA | 2717.6667 | 240.6667
[13 empty] | 81301 | 81301 | CO | RMPA | 2717.6667 | 240.6667
[13 empty] | 81302 | 81302 | CO | RMPA | 2717.6667 | 240.6667
[13 empty] | 81303 | 81303 | CO | RMPA | 2717.6667 | 240.6667
[13 empty] | 81320 | 81320 | CO | RMPA | 2717.6667 | 240.6667
[13 empty] | 81321 | 81321 | CO | RMPA | 2717.6667 | 240.6667
[13 empty] | 81323 | 81323 | CO | RMPA | 2717.6667 | 240.6667
[13 empty] | 81324 | 81324 | CO | RMPA | 2717.6667 | 240.6667
[13 empty] | 81325 | 81325 | CO | RMPA | 2717.6667 | 240.6667
[13 empty] | 81326 | 81326 | CO | RMPA | 2717.6667 | 240.6667
[13 empty] | 81327 | 81327 | CO | RMPA | 2717.6667 | 240.6667
[13 empty] | 81328 | 81328 | CO | RMPA | 2717.6667 | 240.6667
[13 empty] | 81329 | 81329 | CO | RMPA | 2717.6667 | 240.6667
[13 empty] | 81330 | 81330 | CO | RMPA | 2717.6667 | 240.6667
[13 empty] | 81331 | 81331 | CO | RMPA | 2717.6667 | 240.6667
[13 empty] | 81332 | 81332 | CO | RMPA | 2717.6667 | 240.6667
[13 empty] | 81334 | 81334 | CO | RMPA | 2717.6667 | 240.6667
[13 empty] | 81335 | 81335 | CO | RMPA | 2717.6667 | 240.6667
[13 empty] | 81401 | 81401 | CO | RMPA | 2717.6667 | 240.6667
[13 empty] | 81402 | 81402 | CO | RMPA | 2717.6667 | 240.6667
[13 empty] | 81403 | 81403 | CO | RMPA | 2717.6667 | 240.6667
[13 empty] | 81410 | 81410 | CO | RMPA | 2717.6667 | 240.6667
[13 empty] | 81411 | 81411 | CO | RMPA | 2717.6667 | 240.6667
[13 empty] | 81413 | 81413 | CO | RMPA | 2717.6667 | 240.6667
[13 empty] | 81414 | 81414 | CO | RMPA | 2717.6667 | 240.6667
[13 empty] | 81415 | 81415 | CO | RMPA | 2717.6667 | 240.6667
[13 empty] | 81416 | 81416 | CO | RMPA | 2717.6667 | 240.6667
[13 empty] | 81418 | 81418 | CO | RMPA | 2717.6667 | 240.6667
[13 empty] | 81419 | 81419 | CO | RMPA | 2717.6667 | 240.6667
[13 empty] | 81420 | 81420 | CO | RMPA | 2717.6667 | 240.6667
[13 empty] | 81422 | 81422 | CO | RMPA | 2717.6667 | 240.6667
[13 empty] | 81423 | 81423 | CO | RMPA | 2717.6667 | 240.6667
[13 empty] | 81424 | 81424 | CO | RMPA | 2717.6667 | 240.6667
[13 empty] | 81425 | 81425 | CO | RMPA | 2717.6667 | 240.6667
[13 empty] | 81426 | 81426 | CO | RMPA | 2717.6667 | 240.6667
[13 empty] | 81427 | 81427 | CO | RMPA | 2717.6667 | 240.6667
[13 empty] | 81428 | 81428 | CO | RMPA | 2717.6667 | 240.6667
[13 empty] | 81429 | 81429 | CO | RMPA | 2717.6667 | 240.6667
[13 empty] | 81430 | 81430 | CO | RMPA | 2717.6667 | 240.6667
[13 empty] | 81431 | 81431 | CO | RMPA | 2717.6667 | 240.6667
[13 empty] | 81432 | 81432 | CO | RMPA | 2717.6667 | 240.6667
[13 empty] | 81433 | 81433 | CO | RMPA | 2717.6667 | 240.6667
[13 empty] | 81434 | 81434 | CO | RMPA | 2717.6667 | 240.6667
[13 empty] | 81435 | 81435 | CO | RMPA | 2717.6667 | 240.6667
[13 empty] | 81501 | 81501 | CO | RMPA | 2717.6667 | 240.6667
[13 empty] | 81502 | 81502 | CO | RMPA | 2717.6667 | 240.6667
[13 empty] | 81503 | 81503 | CO | RMPA | 2717.6667 | 240.6667
[13 empty] | 81504 | 81504 | CO | RMPA | 2717.6667 | 240.6667
[13 empty] | 81505 | 81505 | CO | RMPA | 2717.6667 | 240.6667
[13 empty] | 81506 | 81506 | CO | RMPA | 2717.6667 | 240.6667
[13 empty] | 81507 | 81507 | CO | RMPA | 2717.6667 | 240.6667
[13 empty] | 81520 | 81520 | CO | RMPA | 2717.6667 | 240.6667
[13 empty] | 81521 | 81521 | CO | RMPA | 2717.6667 | 240.6667
[13 empty] | 81522 | 81522 | CO | RMPA | 2717.6667 | 240.6667
[13 empty] | 81523 | 81523 | CO | RMPA | 2717.6667 | 240.6667
[13 empty] | 81524 | 81524 | CO | RMPA | 2717.6667 | 240.6667
[13 empty] | 81525 | 81525 | CO | RMPA | 2717.6667 | 240.6667
[13 empty] | 81526 | 81526 | CO | RMPA | 2717.6667 | 240.6667
[13 empty] | 81527 | 81527 | CO | RMPA | 2717.6667 | 240.6667
[13 empty] | 81601 | 81601 | CO | RMPA | 2717.6667 | 240.6667
[13 empty] | 81602 | 81602 | CO | RMPA | 2717.6667 | 240.6667
[13 empty] | 81610 | 81610 | CO | NWPP | 2717.6667 | 240.6667
[13 empty] | 81611 | 81611 | CO | RMPA | 2717.6667 | 240.6667
[13 empty] | 81612 | 81612 | CO | RMPA | 2717.6667 | 240.6667
[13 empty] | 81615 | 81615 | CO | RMPA | 2717.6667 | 240.6667
[13 empty] | 81620 | 81620 | CO | RMPA | 2717.6667 | 240.6667
[13 empty] | 81621 | 81621 | CO | RMPA | 2717.6667 | 240.6667
[13 empty] | 81623 | 81623 | CO | RMPA | 2717.6667 | 240.6667
[13 empty] | 81624 | 81624 | CO | RMPA | 2717.6667 | 240.6667
[13 empty] | 81625 | 81625 | CO | RMPA | 2717.6667 | 240.6667
[13 empty] | 81626 | 81626 | CO | RMPA | 2717.6667 | 240.6667
[13 empty] | 81630 | 81630 | CO | RMPA | 2717.6667 | 240.6667
[13 empty] | 81631 | 81631 | CO | RMPA | 2717.6667 | 240.6667
[13 empty] | 81632 | 81632 | CO | RMPA | 2717.6667 | 240.6667
[13 empty] | 81633 | 81633 | CO | RMPA | 2717.6667 | 240.6667
[13 empty] | 81635 | 81635 | CO | RMPA | 2717.6667 | 240.6667
[13 empty] | 81636 | 81636 | CO | RMPA | 2717.6667 | 240.6667
[13 empty] | 81637 | 81637 | CO | RMPA | 2717.6667 | 240.6667
[13 empty] | 81638 | 81638 | CO | RMPA | 2717.6667 | 240.6667
[13 empty] | 81639 | 81639 | CO | RMPA | 2717.6667 | 240.6667
[13 empty] | 81640 | 81640 | CO | RMPA | 2717.6667 | 240.6667
[13 empty] | 81641 | 81641 | CO | RMPA | 2717.6667 | 240.6667
[13 empty] | 81642 | 81642 | CO | RMPA | 2717.6667 | 240.6667
[13 empty] | 81643 | 81643 | CO | RMPA | 2717.6667 | 240.6667
[13 empty] | 81645 | 81645 | CO | RMPA | 2717.6667 | 240.6667
[13 empty] | 81646 | 81646 | CO | RMPA | 2717.6667 | 240.6667
[13 empty] | 81647 | 81647 | CO | RMPA | 2717.6667 | 240.6667
[13 empty] | 81648 | 81648 | CO | NWPP | 2717.6667 | 240.6667
[13 empty] | 81649 | 81649 | CO | RMPA | 2717.6667 | 240.6667
[13 empty] | 81650 | 81650 | CO | RMPA | 2717.6667 | 240.6667
[13 empty] | 81652 | 81652 | CO | RMPA | 2717.6667 | 240.6667
[13 empty] | 81653 | 81653 | CO | RMPA | 2717.6667 | 240.6667
[13 empty] | 81654 | 81654 | CO | RMPA | 2717.6667 | 240.6667
[13 empty] | 81655 | 81655 | CO | RMPA | 2717.6667 | 240.6667
[13 empty] | 81656 | 81656 | CO | RMPA | 2717.6667 | 240.6667
[13 empty] | 81657 | 81657 | CO | RMPA | 2717.6667 | 240.6667
[13 empty] | 81658 | 81658 | CO | RMPA | 2717.6667 | 240.6667
[13 empty] | 82001 | 82001 | WY | NWPP | 3151.6667 | 161
[13 empty] | 82002 | 82002 | WY | NWPP | 3151.6667 | 161
[13 empty] | 82003 | 82003 | WY | NWPP | 3151.6667 | 161
[13 empty] | 82005 | 82005 | WY | NWPP | 3151.6667 | 161
[13 empty] | 82006 | 82006 | WY | NWPP | 3151.6667 | 161
[13 empty] | 82007 | 82007 | WY | RMPA | 3151.6667 | 161
[13 empty] | 82008 | 82008 | WY | NWPP | 3151.6667 | 161
[13 empty] | 82009 | 82009 | WY | NWPP | 3151.6667 | 161
[13 empty] | 82010 | 82010 | WY | NWPP | 3151.6667 | 161
[13 empty] | 82050 | 82050 | WY | RMPA | 3151.6667 | 161
[13 empty] | 82051 | 82051 | WY | RMPA | 3151.6667 | 161
[13 empty] | 82052 | 82052 | WY | RMPA | 3151.6667 | 161
[13 empty] | 82053 | 82053 | WY | RMPA | 3151.6667 | 161
[13 empty] | 82054 | 82054 | WY | RMPA | 3151.6667 | 161
[13 empty] | 82055 | 82055 | WY | RMPA | 3151.6667 | 161
[13 empty] | 82058 | 82058 | WY | RMPA | 3151.6667 | 161
[13 empty] | 82059 | 82059 | WY | RMPA | 3151.6667 | 161
[13 empty] | 82060 | 82060 | WY | RMPA | 3151.6667 | 161
[13 empty] | 82061 | 82061 | WY | NWPP | 3151.6667 | 161
[13 empty] | 82063 | 82063 | WY | RMPA | 3151.6667 | 161
[13 empty] | 82070 | 82070 | WY | RMPA | 3151.6667 | 161
[13 empty] | 82071 | 82071 | WY | NWPP | 3151.6667 | 161
[13 empty] | 82072 | 82072 | WY | RMPA | 3151.6667 | 161
[13 empty] | 82073 | 82073 | WY | NWPP | 3151.6667 | 161
[13 empty] | 82081 | 82081 | WY | RMPA | 3151.6667 | 161
[13 empty] | 82082 | 82082 | WY | RMPA | 3151.6667 | 161
[13 empty] | 82083 | 82083 | WY | RMPA | 3151.6667 | 161
[13 empty] | 82084 | 82084 | WY | RMPA | 3151.6667 | 161
[13 empty] | 82190 | 82190 | WY | NWPP | 3151.6667 | 161
[13 empty] | 82201 | 82201 | WY | RMPA | 3151.6667 | 161
[13 empty] | 82210 | 82210 | WY | RMPA | 3151.6667 | 161
[13 empty] | 82212 | 82212 | WY | RMPA | 3151.6667 | 161
[13 empty] | 82213 | 82213 | WY | RMPA | 3151.6667 | 161
[13 empty] | 82214 | 82214 | WY | RMPA | 3151.6667 | 161
[13 empty] | 82215 | 82215 | WY | RMPA | 3151.6667 | 161
[13 empty] | 82217 | 82217 | WY | RMPA | 3151.6667 | 161
[13 empty] | 82218 | 82218 | WY | RMPA | 3151.6667 | 161
[13 empty] | 82219 | 82219 | WY | RMPA | 3151.6667 | 161
[13 empty] | 82221 | 82221 | WY | RMPA | 3151.6667 | 161
[13 empty] | 82222 | 82222 | WY | RMPA | 3151.6667 | 161
[13 empty] | 82223 | 82223 | WY | RMPA | 3151.6667 | 161
[13 empty] | 82224 | 82224 | WY | RMPA | 3151.6667 | 161
[13 empty] | 82225 | 82225 | WY | RMPA | 3151.6667 | 161
[13 empty] | 82227 | 82227 | WY | RMPA | 3151.6667 | 161
[13 empty] | 82229 | 82229 | WY | RMPA | 3151.6667 | 161
[13 empty] | 82240 | 82240 | WY | RMPA | 3151.6667 | 161
[13 empty] | 82242 | 82242 | WY | RMPA | 3151.6667 | 161
[13 empty] | 82243 | 82243 | WY | RMPA | 3151.6667 | 161
[13 empty] | 82244 | 82244 | WY | RMPA | 3151.6667 | 161
[13 empty] | 82301 | 82301 | WY | NWPP | 3151.6667 | 161
[13 empty] | 82310 | 82310 | WY | NWPP | 3151.6667 | 161
[13 empty] | 82321 | 82321 | WY | RMPA | 3151.6667 | 161
[13 empty] | 82322 | 82322 | WY | NWPP | 3151.6667 | 161
[13 empty] | 82323 | 82323 | WY | RMPA | 3151.6667 | 161
[13 empty] | 82324 | 82324 | WY | RMPA | 3151.6667 | 161
[13 empty] | 82325 | 82325 | WY | RMPA | 3151.6667 | 161
[13 empty] | 82327 | 82327 | WY | RMPA | 3151.6667 | 161
[13 empty] | 82329 | 82329 | WY | RMPA | 3151.6667 | 161
[13 empty] | 82331 | 82331 | WY | RMPA | 3151.6667 | 161
[13 empty] | 82332 | 82332 | WY | RMPA | 3151.6667 | 161
[13 empty] | 82334 | 82334 | WY | NWPP | 3151.6667 | 161
[13 empty] | 82335 | 82335 | WY | RMPA | 3151.6667 | 161
[13 empty] | 82336 | 82336 | WY | NWPP | 3151.6667 | 161
[13 empty] | 82401 | 82401 | WY | NWPP | 3151.6667 | 161
[13 empty] | 82410 | 82410 | WY | RMPA | 3151.6667 | 161
[13 empty] | 82411 | 82411 | WY | RMPA | 3151.6667 | 161
[13 empty] | 82412 | 82412 | WY | RMPA | 3151.6667 | 161
[13 empty] | 82414 | 82414 | WY | NWPP | 3151.6667 | 161
[13 empty] | 82420 | 82420 | WY | NWPP | 3151.6667 | 161
[13 empty] | 82421 | 82421 | WY | RMPA | 3151.6667 | 161
[13 empty] | 82422 | 82422 | WY | RMPA | 3151.6667 | 161
[13 empty] | 82423 | 82423 | WY | RMPA | 3151.6667 | 161
[13 empty] | 82426 | 82426 | WY | RMPA | 3151.6667 | 161
[13 empty] | 82428 | 82428 | WY | RMPA | 3151.6667 | 161
[13 empty] | 82430 | 82430 | WY | NWPP | 3151.6667 | 161
[13 empty] | 82431 | 82431 | WY | NWPP | 3151.6667 | 161
[13 empty] | 82432 | 82432 | WY | RMPA | 3151.6667 | 161
[13 empty] | 82433 | 82433 | WY | NWPP | 3151.6667 | 161
[13 empty] | 82434 | 82434 | WY | RMPA | 3151.6667 | 161
[13 empty] | 82435 | 82435 | WY | NWPP | 3151.6667 | 161
[13 empty] | 82440 | 82440 | WY | RMPA | 3151.6667 | 161
[13 empty] | 82441 | 82441 | WY | RMPA | 3151.6667 | 161
[13 empty] | 82442 | 82442 | WY | RMPA | 3151.6667 | 161
[13 empty] | 82443 | 82443 | WY | NWPP | 3151.6667 | 161
[13 empty] | 82450 | 82450 | WY | NWPP | 3151.6667 | 161
[13 empty] | 82501 | 82501 | WY | RMPA | 3151.6667 | 161
[13 empty] | 82510 | 82510 | WY | RMPA | 3151.6667 | 161
[13 empty] | 82512 | 82512 | WY | RMPA | 3151.6667 | 161
[13 empty] | 82513 | 82513 | WY | RMPA | 3151.6667 | 161
[13 empty] | 82514 | 82514 | WY | RMPA | 3151.6667 | 161
[13 empty] | 82515 | 82515 | WY | RMPA | 3151.6667 | 161
[13 empty] | 82516 | 82516 | WY | RMPA | 3151.6667 | 161
[13 empty] | 82520 | 82520 | WY | NWPP | 3151.6667 | 161
[13 empty] | 82523 | 82523 | WY | RMPA | 3151.6667 | 161
[13 empty] | 82524 | 82524 | WY | NWPP | 3151.6667 | 161
[13 empty] | 82601 | 82601 | WY | NWPP | 3151.6667 | 161
[13 empty] | 82602 | 82602 | WY | NWPP | 3151.6667 | 161
[13 empty] | 82604 | 82604 | WY | RMPA | 3151.6667 | 161
[13 empty] | 82605 | 82605 | WY | NWPP | 3151.6667 | 161
[13 empty] | 82609 | 82609 | WY | NWPP | 3151.6667 | 161
[13 empty] | 82615 | 82615 | WY | NWPP | 3151.6667 | 161
[13 empty] | 82620 | 82620 | WY | RMPA | 3151.6667 | 161
[13 empty] | 82630 | 82630 | WY | RMPA | 3151.6667 | 161
[13 empty] | 82633 | 82633 | WY | NWPP | 3151.6667 | 161
[13 empty] | 82635 | 82635 | WY | NWPP | 3151.6667 | 161
[13 empty] | 82636 | 82636 | WY | NWPP | 3151.6667 | 161
[13 empty] | 82637 | 82637 | WY | NWPP | 3151.6667 | 161
[13 empty] | 82638 | 82638 | WY | RMPA | 3151.6667 | 161
[13 empty] | 82639 | 82639 | WY | RMPA | 3151.6667 | 161
[13 empty] | 82640 | 82640 | WY | NWPP | 3151.6667 | 161
[13 empty] | 82642 | 82642 | WY | RMPA | 3151.6667 | 161
[13 empty] | 82643 | 82643 | WY | NWPP | 3151.6667 | 161
[13 empty] | 82644 | 82644 | WY | NWPP | 3151.6667 | 161
[13 empty] | 82646 | 82646 | WY | RMPA | 3151.6667 | 161
[13 empty] | 82648 | 82648 | WY | RMPA | 3151.6667 | 161
[13 empty] | 82649 | 82649 | WY | NWPP | 3151.6667 | 161
[13 empty] | 82701 | 82701 | WY | RMPA | 3151.6667 | 161
[13 empty] | 82710 | 82710 | WY | RMPA | 3151.6667 | 161
[13 empty] | 82711 | 82711 | WY | RMPA | 3151.6667 | 161
[13 empty] | 82712 | 82712 | WY | RMPA | 3151.6667 | 161
[13 empty] | 82714 | 82714 | WY | RMPA | 3151.6667 | 161
[13 empty] | 82715 | 82715 | WY | RMPA | 3151.6667 | 161
[13 empty] | 82716 | 82716 | WY | RMPA | 3151.6667 | 161
[13 empty] | 82717 | 82717 | WY | NWPP | 3151.6667 | 161
[13 empty] | 82718 | 82718 | WY | RMPA | 3151.6667 | 161
[13 empty] | 82720 | 82720 | WY | RMPA | 3151.6667 | 161
[13 empty] | 82721 | 82721 | WY | RMPA | 3151.6667 | 161
[13 empty] | 82723 | 82723 | WY | RMPA | 3151.6667 | 161
[13 empty] | 82725 | 82725 | WY | RMPA | 3151.6667 | 161
[13 empty] | 82727 | 82727 | WY | RMPA | 3151.6667 | 161
[13 empty] | 82729 | 82729 | WY | RMPA | 3151.6667 | 161
[13 empty] | 82730 | 82730 | WY | RMPA | 3151.6667 | 161
[13 empty] | 82731 | 82731 | WY | RMPA | 3151.6667 | 161
[13 empty] | 82732 | 82732 | WY | RMPA | 3151.6667 | 161
[13 empty] | 82801 | 82801 | WY | RMPA | 3151.6667 | 161
[13 empty] | 82831 | 82831 | WY | RMPA | 3151.6667 | 161
[13 empty] | 82832 | 82832 | WY | RMPA | 3151.6667 | 161
[13 empty] | 82833 | 82833 | WY | MROW | 3151.6667 | 161
[13 empty] | 82834 | 82834 | WY | RMPA | 3151.6667 | 161
[13 empty] | 82835 | 82835 | WY | RMPA | 3151.6667 | 161
[13 empty] | 82836 | 82836 | WY | RMPA | 3151.6667 | 161
[13 empty] | 82837 | 82837 | WY | RMPA | 3151.6667 | 161
[13 empty] | 82838 | 82838 | WY | NWPP | 3151.6667 | 161
[13 empty] | 82839 | 82839 | WY | MROW | 3151.6667 | 161
[13 empty] | 82840 | 82840 | WY | RMPA | 3151.6667 | 161
[13 empty] | 82842 | 82842 | WY | MROW | 3151.6667 | 161
[13 empty] | 82844 | 82844 | WY | RMPA | 3151.6667 | 161
[13 empty] | 82845 | 82845 | WY | RMPA | 3151.6667 | 161
[13 empty] | 82901 | 82901 | WY | NWPP | 3151.6667 | 161
[13 empty] | 82902 | 82902 | WY | NWPP | 3151.6667 | 161
[13 empty] | 82922 | 82922 | WY | NWPP | 3151.6667 | 161
[13 empty] | 82923 | 82923 | WY | NWPP | 3151.6667 | 161
[13 empty] | 82925 | 82925 | WY | NWPP | 3151.6667 | 161
[13 empty] | 82929 | 82929 | WY | NWPP | 3151.6667 | 161
[13 empty] | 82930 | 82930 | WY | NWPP | 3151.6667 | 161
[13 empty] | 82931 | 82931 | WY | NWPP | 3151.6667 | 161
[13 empty] | 82932 | 82932 | WY | RMPA | 3151.6667 | 161
[13 empty] | 82933 | 82933 | WY | RMPA | 3151.6667 | 161
[13 empty] | 82934 | 82934 | WY | RMPA | 3151.6667 | 161
[13 empty] | 82935 | 82935 | WY | NWPP | 3151.6667 | 161
[13 empty] | 82936 | 82936 | WY | RMPA | 3151.6667 | 161
[13 empty] | 82937 | 82937 | WY | RMPA | 3151.6667 | 161
[13 empty] | 82938 | 82938 | WY | NWPP | 3151.6667 | 161
[13 empty] | 82939 | 82939 | WY | RMPA | 3151.6667 | 161
[13 empty] | 82941 | 82941 | WY | NWPP | 3151.6667 | 161
[13 empty] | 82942 | 82942 | WY | NWPP | 3151.6667 | 161
[13 empty] | 82943 | 82943 | WY | NWPP | 3151.6667 | 161
[13 empty] | 82944 | 82944 | WY | RMPA | 3151.6667 | 161
[13 empty] | 82945 | 82945 | WY | NWPP | 3151.6667 | 161
[13 empty] | 83001 | 83001 | WY | NWPP | 3151.6667 | 161
[13 empty] | 83002 | 83002 | WY | NWPP | 3151.6667 | 161
[13 empty] | 83011 | 83011 | WY | NWPP | 3151.6667 | 161
[13 empty] | 83012 | 83012 | WY | NWPP | 3151.6667 | 161
[13 empty] | 83013 | 83013 | WY | NWPP | 3151.6667 | 161
[13 empty] | 83014 | 83014 | WY | NWPP | 3151.6667 | 161
[13 empty] | 83025 | 83025 | WY | NWPP | 3151.6667 | 161
[13 empty] | 83101 | 83101 | WY | NWPP | 3151.6667 | 161
[13 empty] | 83110 | 83110 | WY | NWPP | 3151.6667 | 161
[13 empty] | 83111 | 83111 | WY | NWPP | 3151.6667 | 161
[13 empty] | 83112 | 83112 | WY | NWPP | 3151.6667 | 161
[13 empty] | 83113 | 83113 | WY | NWPP | 3151.6667 | 161
[13 empty] | 83114 | 83114 | WY | NWPP | 3151.6667 | 161
[13 empty] | 83115 | 83115 | WY | NWPP | 3151.6667 | 161
[13 empty] | 83116 | 83116 | WY | NWPP | 3151.6667 | 161
[13 empty] | 83118 | 83118 | WY | NWPP | 3151.6667 | 161
[13 empty] | 83119 | 83119 | WY | NWPP | 3151.6667 | 161
[13 empty] | 83120 | 83120 | WY | NWPP | 3151.6667 | 161
[13 empty] | 83121 | 83121 | WY | NWPP | 3151.6667 | 161
[13 empty] | 83122 | 83122 | WY | NWPP | 3151.6667 | 161
[13 empty] | 83123 | 83123 | WY | NWPP | 3151.6667 | 161
[13 empty] | 83124 | 83124 | WY | NWPP | 3151.6667 | 161
[13 empty] | 83126 | 83126 | WY | NWPP | 3151.6667 | 161
[13 empty] | 83127 | 83127 | WY | NWPP | 3151.6667 | 161
[13 empty] | 83128 | 83128 | WY | NWPP | 3151.6667 | 161
[13 empty] | 83201 | 83201 | ID | NWPP | 3151.6667 | 161
[13 empty] | 83202 | 83202 | ID | NWPP | 3151.6667 | 161
[13 empty] | 83203 | 83203 | ID | NWPP | 3151.6667 | 161
[13 empty] | 83204 | 83204 | ID | NWPP | 3151.6667 | 161
[13 empty] | 83205 | 83205 | ID | NWPP | 3151.6667 | 161
[13 empty] | 83206 | 83206 | ID | NWPP | 3151.6667 | 161
[13 empty] | 83209 | 83209 | ID | NWPP | 3151.6667 | 161
[13 empty] | 83210 | 83210 | ID | NWPP | 3151.6667 | 161
[13 empty] | 83211 | 83211 | ID | NWPP | 3151.6667 | 161
[13 empty] | 83212 | 83212 | ID | NWPP | 3151.6667 | 161
[13 empty] | 83213 | 83213 | ID | NWPP | 3151.6667 | 161
[13 empty] | 83214 | 83214 | ID | NWPP | 3151.6667 | 161
[13 empty] | 83215 | 83215 | ID | NWPP | 3151.6667 | 161
[13 empty] | 83217 | 83217 | ID | NWPP | 3151.6667 | 161
[13 empty] | 83218 | 83218 | ID | NWPP | 3151.6667 | 161
[13 empty] | 83220 | 83220 | ID | NWPP | 3151.6667 | 161
[13 empty] | 83221 | 83221 | ID | NWPP | 3151.6667 | 161
[13 empty] | 83223 | 83223 | ID | NWPP | 3151.6667 | 161
[13 empty] | 83226 | 83226 | ID | NWPP | 3151.6667 | 161
[13 empty] | 83227 | 83227 | ID | NWPP | 3151.6667 | 161
[13 empty] | 83228 | 83228 | ID | NWPP | 3151.6667 | 161
[13 empty] | 83229 | 83229 | ID | NWPP | 3151.6667 | 161
[13 empty] | 83230 | 83230 | ID | NWPP | 3151.6667 | 161
[13 empty] | 83232 | 83232 | ID | NWPP | 3151.6667 | 161
[13 empty] | 83233 | 83233 | ID | NWPP | 3151.6667 | 161
[13 empty] | 83234 | 83234 | ID | NWPP | 3151.6667 | 161
[13 empty] | 83235 | 83235 | ID | NWPP | 3151.6667 | 161
[13 empty] | 83236 | 83236 | ID | NWPP | 3151.6667 | 161
[13 empty] | 83237 | 83237 | ID | NWPP | 3151.6667 | 161
[13 empty] | 83238 | 83238 | ID | NWPP | 3151.6667 | 161
[13 empty] | 83239 | 83239 | ID | NWPP | 3151.6667 | 161
[13 empty] | 83241 | 83241 | ID | NWPP | 3151.6667 | 161
[13 empty] | 83243 | 83243 | ID | NWPP | 3151.6667 | 161
[13 empty] | 83244 | 83244 | ID | NWPP | 3151.6667 | 161
[13 empty] | 83245 | 83245 | ID | NWPP | 3151.6667 | 161
[13 empty] | 83246 | 83246 | ID | NWPP | 3151.6667 | 161
[13 empty] | 83250 | 83250 | ID | NWPP | 3151.6667 | 161
[13 empty] | 83251 | 83251 | ID | NWPP | 3151.6667 | 161
[13 empty] | 83252 | 83252 | ID | NWPP | 3151.6667 | 161
[13 empty] | 83253 | 83253 | ID | NWPP | 3151.6667 | 161
[13 empty] | 83254 | 83254 | ID | NWPP | 3151.6667 | 161
[13 empty] | 83255 | 83255 | ID | NWPP | 3151.6667 | 161
[13 empty] | 83256 | 83256 | ID | NWPP | 3151.6667 | 161
[13 empty] | 83261 | 83261 | ID | NWPP | 3151.6667 | 161
[13 empty] | 83262 | 83262 | ID | NWPP | 3151.6667 | 161
[13 empty] | 83263 | 83263 | ID | NWPP | 3151.6667 | 161
[13 empty] | 83271 | 83271 | ID | NWPP | 3151.6667 | 161
[13 empty] | 83272 | 83272 | ID | NWPP | 3151.6667 | 161
[13 empty] | 83274 | 83274 | ID | NWPP | 3151.6667 | 161
[13 empty] | 83276 | 83276 | ID | NWPP | 3151.6667 | 161
[13 empty] | 83277 | 83277 | ID | NWPP | 3151.6667 | 161
[13 empty] | 83278 | 83278 | ID | NWPP | 3151.6667 | 161
[13 empty] | 83281 | 83281 | ID | NWPP | 3151.6667 | 161
[13 empty] | 83283 | 83283 | ID | NWPP | 3151.6667 | 161
[13 empty] | 83285 | 83285 | ID | NWPP | 3151.6667 | 161
[13 empty] | 83286 | 83286 | ID | NWPP | 3151.6667 | 161
[13 empty] | 83287 | 83287 | ID | NWPP | 3151.6667 | 161
[13 empty] | 83301 | 83301 | ID | NWPP | 3151.6667 | 161
[13 empty] | 83302 | 83302 | ID | NWPP | 3151.6667 | 161
[13 empty] | 83303 | 83303 | ID | NWPP | 3151.6667 | 161
[13 empty] | 83311 | 83311 | ID | NWPP | 3151.6667 | 161
[13 empty] | 83312 | 83312 | ID | NWPP | 3151.6667 | 161
[13 empty] | 83313 | 83313 | ID | NWPP | 3151.6667 | 161
[13 empty] | 83314 | 83314 | ID | NWPP | 3151.6667 | 161
[13 empty] | 83316 | 83316 | ID | NWPP | 3151.6667 | 161
[13 empty] | 83318 | 83318 | ID | NWPP | 3151.6667 | 161
[13 empty] | 83320 | 83320 | ID | NWPP | 3151.6667 | 161
[13 empty] | 83321 | 83321 | ID | NWPP | 3151.6667 | 161
[13 empty] | 83322 | 83322 | ID | NWPP | 3151.6667 | 161
[13 empty] | 83323 | 83323 | ID | NWPP | 3151.6667 | 161
[13 empty] | 83324 | 83324 | ID | NWPP | 3151.6667 | 161
[13 empty] | 83325 | 83325 | ID | NWPP | 3151.6667 | 161
[13 empty] | 83327 | 83327 | ID | NWPP | 3151.6667 | 161
[13 empty] | 83328 | 83328 | ID | NWPP | 3151.6667 | 161
[13 empty] | 83330 | 83330 | ID | NWPP | 3151.6667 | 161
[13 empty] | 83332 | 83332 | ID | NWPP | 3151.6667 | 161
[13 empty] | 83333 | 83333 | ID | NWPP | 3151.6667 | 161
[13 empty] | 83334 | 83334 | ID | NWPP | 3151.6667 | 161
[13 empty] | 83335 | 83335 | ID | NWPP | 3151.6667 | 161
[13 empty] | 83336 | 83336 | ID | NWPP | 3151.6667 | 161
[13 empty] | 83337 | 83337 | ID | NWPP | 3151.6667 | 161
[13 empty] | 83338 | 83338 | ID | NWPP | 3151.6667 | 161
[13 empty] | 83340 | 83340 | ID | NWPP | 3151.6667 | 161
[13 empty] | 83341 | 83341 | ID | NWPP | 3151.6667 | 161
[13 empty] | 83342 | 83342 | ID | NWPP | 3151.6667 | 161
[13 empty] | 83343 | 83343 | ID | NWPP | 3151.6667 | 161
[13 empty] | 83344 | 83344 | ID | NWPP | 3151.6667 | 161
[13 empty] | 83346 | 83346 | ID | NWPP | 3151.6667 | 161
[13 empty] | 83347 | 83347 | ID | NWPP | 3151.6667 | 161
[13 empty] | 83348 | 83348 | ID | NWPP | 3151.6667 | 161
[13 empty] | 83349 | 83349 | ID | NWPP | 3151.6667 | 161
[13 empty] | 83350 | 83350 | ID | NWPP | 3151.6667 | 161
[13 empty] | 83352 | 83352 | ID | NWPP | 3151.6667 | 161
[13 empty] | 83353 | 83353 | ID | NWPP | 3151.6667 | 161
[13 empty] | 83354 | 83354 | ID | NWPP | 3151.6667 | 161
[13 empty] | 83355 | 83355 | ID | NWPP | 3151.6667 | 161
[13 empty] | 83401 | 83401 | ID | NWPP | 3151.6667 | 161
[13 empty] | 83402 | 83402 | ID | NWPP | 3151.6667 | 161
[13 empty] | 83403 | 83403 | ID | NWPP | 3151.6667 | 161
[13 empty] | 83404 | 83404 | ID | NWPP | 3151.6667 | 161
[13 empty] | 83405 | 83405 | ID | NWPP | 3151.6667 | 161
[13 empty] | 83406 | 83406 | ID | NWPP | 3151.6667 | 161
[13 empty] | 83414 | 83414 | WY | NWPP | 3151.6667 | 161
[13 empty] | 83415 | 83415 | ID | NWPP | 3151.6667 | 161
[13 empty] | 83420 | 83420 | ID | NWPP | 3151.6667 | 161
[13 empty] | 83421 | 83421 | ID | NWPP | 3151.6667 | 161
[13 empty] | 83422 | 83422 | ID | NWPP | 3151.6667 | 161
[13 empty] | 83423 | 83423 | ID | NWPP | 3151.6667 | 161
[13 empty] | 83424 | 83424 | ID | NWPP | 3151.6667 | 161
[13 empty] | 83425 | 83425 | ID | NWPP | 3151.6667 | 161
[13 empty] | 83427 | 83427 | ID | NWPP | 3151.6667 | 161
[13 empty] | 83428 | 83428 | ID | NWPP | 3151.6667 | 161
[13 empty] | 83429 | 83429 | ID | NWPP | 3151.6667 | 161
[13 empty] | 83431 | 83431 | ID | NWPP | 3151.6667 | 161
[13 empty] | 83433 | 83433 | ID | NWPP | 3151.6667 | 161
[13 empty] | 83434 | 83434 | ID | NWPP | 3151.6667 | 161
[13 empty] | 83435 | 83435 | ID | NWPP | 3151.6667 | 161
[13 empty] | 83436 | 83436 | ID | NWPP | 3151.6667 | 161
[13 empty] | 83438 | 83438 | ID | NWPP | 3151.6667 | 161
[13 empty] | 83440 | 83440 | ID | NWPP | 3151.6667 | 161
[13 empty] | 83441 | 83441 | ID | NWPP | 3151.6667 | 161
[13 empty] | 83442 | 83442 | ID | NWPP | 3151.6667 | 161
[13 empty] | 83443 | 83443 | ID | NWPP | 3151.6667 | 161
[13 empty] | 83444 | 83444 | ID | NWPP | 3151.6667 | 161
[13 empty] | 83445 | 83445 | ID | NWPP | 3151.6667 | 161
[13 empty] | 83446 | 83446 | ID | NWPP | 3151.6667 | 161
[13 empty] | 83448 | 83448 | ID | NWPP | 3151.6667 | 161
[13 empty] | 83449 | 83449 | ID | NWPP | 3151.6667 | 161
[13 empty] | 83450 | 83450 | ID | NWPP | 3151.6667 | 161
[13 empty] | 83451 | 83451 | ID | NWPP | 3151.6667 | 161
[13 empty] | 83452 | 83452 | ID | NWPP | 3151.6667 | 161
[13 empty] | 83454 | 83454 | ID | NWPP | 3151.6667 | 161
[13 empty] | 83455 | 83455 | ID | NWPP | 3151.6667 | 161
[13 empty] | 83460 | 83460 | ID | NWPP | 3151.6667 | 161
[13 empty] | 83462 | 83462 | ID | NWPP | 3151.6667 | 161
[13 empty] | 83463 | 83463 | ID | NWPP | 3151.6667 | 161
[13 empty] | 83464 | 83464 | ID | NWPP | 3151.6667 | 161
[13 empty] | 83465 | 83465 | ID | NWPP | 3151.6667 | 161
[13 empty] | 83466 | 83466 | ID | NWPP | 3151.6667 | 161
[13 empty] | 83467 | 83467 | ID | NWPP | 3151.6667 | 161
[13 empty] | 83468 | 83468 | ID | NWPP | 3151.6667 | 161
[13 empty] | 83469 | 83469 | ID | NWPP | 3151.6667 | 161
[13 empty] | 83501 | 83501 | ID | NWPP | 3151.6667 | 161
[13 empty] | 83520 | 83520 | ID | NWPP | 3151.6667 | 161
[13 empty] | 83522 | 83522 | ID | NWPP | 3151.6667 | 161
[13 empty] | 83523 | 83523 | ID | NWPP | 3151.6667 | 161
[13 empty] | 83524 | 83524 | ID | NWPP | 3151.6667 | 161
[13 empty] | 83525 | 83525 | ID | NWPP | 3151.6667 | 161
[13 empty] | 83526 | 83526 | ID | NWPP | 3151.6667 | 161
[13 empty] | 83530 | 83530 | ID | NWPP | 3151.6667 | 161
[13 empty] | 83531 | 83531 | ID | NWPP | 3151.6667 | 161
[13 empty] | 83533 | 83533 | ID | NWPP | 3151.6667 | 161
[13 empty] | 83535 | 83535 | ID | NWPP | 3151.6667 | 161
[13 empty] | 83536 | 83536 | ID | NWPP | 3151.6667 | 161
[13 empty] | 83537 | 83537 | ID | NWPP | 3151.6667 | 161
[13 empty] | 83539 | 83539 | ID | NWPP | 3151.6667 | 161
[13 empty] | 83540 | 83540 | ID | NWPP | 3151.6667 | 161
[13 empty] | 83541 | 83541 | ID | NWPP | 3151.6667 | 161
[13 empty] | 83542 | 83542 | ID | NWPP | 3151.6667 | 161
[13 empty] | 83543 | 83543 | ID | NWPP | 3151.6667 | 161
[13 empty] | 83544 | 83544 | ID | NWPP | 3151.6667 | 161
[13 empty] | 83545 | 83545 | ID | NWPP | 3151.6667 | 161
[13 empty] | 83546 | 83546 | ID | NWPP | 3151.6667 | 161
[13 empty] | 83547 | 83547 | ID | NWPP | 3151.6667 | 161
[13 empty] | 83548 | 83548 | ID | NWPP | 3151.6667 | 161
[13 empty] | 83549 | 83549 | ID | NWPP | 3151.6667 | 161
[13 empty] | 83552 | 83552 | ID | NWPP | 3151.6667 | 161
[13 empty] | 83553 | 83553 | ID | NWPP | 3151.6667 | 161
[13 empty] | 83554 | 83554 | ID | NWPP | 3151.6667 | 161
[13 empty] | 83555 | 83555 | ID | NWPP | 3151.6667 | 161
[13 empty] | 83601 | 83601 | ID | NWPP | 3151.6667 | 161
[13 empty] | 83602 | 83602 | ID | NWPP | 3151.6667 | 161
[13 empty] | 83604 | 83604 | ID | NWPP | 3151.6667 | 161
[13 empty] | 83605 | 83605 | ID | NWPP | 3151.6667 | 161
[13 empty] | 83606 | 83606 | ID | NWPP | 3151.6667 | 161
[13 empty] | 83607 | 83607 | ID | NWPP | 3151.6667 | 161
[13 empty] | 83610 | 83610 | ID | NWPP | 3151.6667 | 161
[13 empty] | 83611 | 83611 | ID | NWPP | 3151.6667 | 161
[13 empty] | 83612 | 83612 | ID | NWPP | 3151.6667 | 161
[13 empty] | 83615 | 83615 | ID | NWPP | 3151.6667 | 161
[13 empty] | 83616 | 83616 | ID | NWPP | 3151.6667 | 161
[13 empty] | 83617 | 83617 | ID | NWPP | 3151.6667 | 161
[13 empty] | 83619 | 83619 | ID | NWPP | 3151.6667 | 161
[13 empty] | 83622 | 83622 | ID | NWPP | 3151.6667 | 161
[13 empty] | 83623 | 83623 | ID | NWPP | 3151.6667 | 161
[13 empty] | 83624 | 83624 | ID | NWPP | 3151.6667 | 161
[13 empty] | 83626 | 83626 | ID | NWPP | 3151.6667 | 161
[13 empty] | 83627 | 83627 | ID | NWPP | 3151.6667 | 161
[13 empty] | 83628 | 83628 | ID | NWPP | 3151.6667 | 161
[13 empty] | 83629 | 83629 | ID | NWPP | 3151.6667 | 161
[13 empty] | 83630 | 83630 | ID | NWPP | 3151.6667 | 161
[13 empty] | 83631 | 83631 | ID | NWPP | 3151.6667 | 161
[13 empty] | 83632 | 83632 | ID | NWPP | 3151.6667 | 161
[13 empty] | 83633 | 83633 | ID | NWPP | 3151.6667 | 161
[13 empty] | 83634 | 83634 | ID | NWPP | 3151.6667 | 161
[13 empty] | 83635 | 83635 | ID | NWPP | 3151.6667 | 161
[13 empty] | 83636 | 83636 | ID | NWPP | 3151.6667 | 161
[13 empty] | 83637 | 83637 | ID | NWPP | 3151.6667 | 161
[13 empty] | 83638 | 83638 | ID | NWPP | 3151.6667 | 161
[13 empty] | 83639 | 83639 | ID | NWPP | 3151.6667 | 161
[13 empty] | 83641 | 83641 | ID | NWPP | 3151.6667 | 161
[13 empty] | 83642 | 83642 | ID | NWPP | 3151.6667 | 161
[13 empty] | 83643 | 83643 | ID | NWPP | 3151.6667 | 161
[13 empty] | 83644 | 83644 | ID | NWPP | 3151.6667 | 161
[13 empty] | 83645 | 83645 | ID | NWPP | 3151.6667 | 161
[13 empty] | 83646 | 83646 | ID | NWPP | 3151.6667 | 161
[13 empty] | 83647 | 83647 | ID | NWPP | 3151.6667 | 161
[13 empty] | 83648 | 83648 | ID | NWPP | 3151.6667 | 161
[13 empty] | 83650 | 83650 | ID | NWPP | 3151.6667 | 161
[13 empty] | 83651 | 83651 | ID | NWPP | 3151.6667 | 161
[13 empty] | 83652 | 83652 | ID | NWPP | 3151.6667 | 161
[13 empty] | 83653 | 83653 | ID | NWPP | 3151.6667 | 161
[13 empty] | 83654 | 83654 | ID | NWPP | 3151.6667 | 161
[13 empty] | 83655 | 83655 | ID | NWPP | 3151.6667 | 161
[13 empty] | 83656 | 83656 | ID | NWPP | 3151.6667 | 161
[13 empty] | 83657 | 83657 | ID | NWPP | 3151.6667 | 161
[13 empty] | 83660 | 83660 | ID | NWPP | 3151.6667 | 161
[13 empty] | 83661 | 83661 | ID | NWPP | 3151.6667 | 161
[13 empty] | 83666 | 83666 | ID | NWPP | 3151.6667 | 161
[13 empty] | 83669 | 83669 | ID | NWPP | 3151.6667 | 161
[13 empty] | 83670 | 83670 | ID | NWPP | 3151.6667 | 161
[13 empty] | 83671 | 83671 | ID | NWPP | 3151.6667 | 161
[13 empty] | 83672 | 83672 | ID | NWPP | 3151.6667 | 161
[13 empty] | 83676 | 83676 | ID | NWPP | 3151.6667 | 161
[13 empty] | 83677 | 83677 | ID | NWPP | 3151.6667 | 161
[13 empty] | 83680 | 83680 | ID | NWPP | 3151.6667 | 161
[13 empty] | 83686 | 83686 | ID | NWPP | 3151.6667 | 161
[13 empty] | 83687 | 83687 | ID | NWPP | 3151.6667 | 161
[13 empty] | 83701 | 83701 | ID | NWPP | 2273.3333 | 461
[13 empty] | 83702 | 83702 | ID | NWPP | 2273.3333 | 461
[13 empty] | 83703 | 83703 | ID | NWPP | 2273.3333 | 461
[13 empty] | 83704 | 83704 | ID | NWPP | 2273.3333 | 461
[13 empty] | 83705 | 83705 | ID | NWPP | 2273.3333 | 461
[13 empty] | 83706 | 83706 | ID | NWPP | 2273.3333 | 461
[13 empty] | 83707 | 83707 | ID | NWPP | 2273.3333 | 461
[13 empty] | 83708 | 83708 | ID | NWPP | 2273.3333 | 461
[13 empty] | 83709 | 83709 | ID | NWPP | 2273.3333 | 461
[13 empty] | 83711 | 83711 | ID | NWPP | 2273.3333 | 461
[13 empty] | 83712 | 83712 | ID | NWPP | 2273.3333 | 461
[13 empty] | 83713 | 83713 | ID | NWPP | 2273.3333 | 461
[13 empty] | 83714 | 83714 | ID | NWPP | 2273.3333 | 461
[13 empty] | 83715 | 83715 | ID | NWPP | 2273.3333 | 461
[13 empty] | 83716 | 83716 | ID | NWPP | 2273.3333 | 461
[13 empty] | 83717 | 83717 | ID | NWPP | 2273.3333 | 461
[13 empty] | 83719 | 83719 | ID | NWPP | 2273.3333 | 461
[13 empty] | 83720 | 83720 | ID | NWPP | 2273.3333 | 461
[13 empty] | 83722 | 83722 | ID | NWPP | 2273.3333 | 461
[13 empty] | 83724 | 83724 | ID | NWPP | 2273.3333 | 461
[13 empty] | 83725 | 83725 | ID | NWPP | 2273.3333 | 461
[13 empty] | 83726 | 83726 | ID | NWPP | 2273.3333 | 461
[13 empty] | 83728 | 83728 | ID | NWPP | 2273.3333 | 461
[13 empty] | 83729 | 83729 | ID | NWPP | 2273.3333 | 461
[13 empty] | 83731 | 83731 | ID | NWPP | 2273.3333 | 461
[13 empty] | 83732 | 83732 | ID | NWPP | 2273.3333 | 461
[13 empty] | 83735 | 83735 | ID | NWPP | 2273.3333 | 461
[13 empty] | 83756 | 83756 | ID | NWPP | 2273.3333 | 461
[13 empty] | 83799 | 83799 | ID | NWPP | 2273.3333 | 461
[13 empty] | 83801 | 83801 | ID | NWPP | 2273.3333 | 461
[13 empty] | 83803 | 83803 | ID | NWPP | 2273.3333 | 461
[13 empty] | 83804 | 83804 | ID | NWPP | 2273.3333 | 461
[13 empty] | 83805 | 83805 | ID | NWPP | 2273.3333 | 461
[13 empty] | 83806 | 83806 | ID | NWPP | 2273.3333 | 461
[13 empty] | 83809 | 83809 | ID | NWPP | 2273.3333 | 461
[13 empty] | 83810 | 83810 | ID | NWPP | 2273.3333 | 461
[13 empty] | 83811 | 83811 | ID | NWPP | 2273.3333 | 461
[13 empty] | 83812 | 83812 | ID | NWPP | 2273.3333 | 461
[13 empty] | 83813 | 83813 | ID | NWPP | 2273.3333 | 461
[13 empty] | 83814 | 83814 | ID | NWPP | 2273.3333 | 461
[13 empty] | 83815 | 83815 | ID | NWPP | 2273.3333 | 461
[13 empty] | 83816 | 83816 | ID | NWPP | 2273.3333 | 461
[13 empty] | 83821 | 83821 | ID | NWPP | 2273.3333 | 461
[13 empty] | 83822 | 83822 | ID | NWPP | 2273.3333 | 461
[13 empty] | 83823 | 83823 | ID | NWPP | 2273.3333 | 461
[13 empty] | 83824 | 83824 | ID | NWPP | 2273.3333 | 461
[13 empty] | 83825 | 83825 | ID | NWPP | 2273.3333 | 461
[13 empty] | 83826 | 83826 | ID | NWPP | 2273.3333 | 461
[13 empty] | 83827 | 83827 | ID | NWPP | 2273.3333 | 461
[13 empty] | 83830 | 83830 | ID | NWPP | 2273.3333 | 461
[13 empty] | 83832 | 83832 | ID | NWPP | 2273.3333 | 461
[13 empty] | 83833 | 83833 | ID | NWPP | 2273.3333 | 461
[13 empty] | 83834 | 83834 | ID | NWPP | 2273.3333 | 461
[13 empty] | 83835 | 83835 | ID | NWPP | 2273.3333 | 461
[13 empty] | 83836 | 83836 | ID | NWPP | 2273.3333 | 461
[13 empty] | 83837 | 83837 | ID | NWPP | 2273.3333 | 461
[13 empty] | 83839 | 83839 | ID | NWPP | 2273.3333 | 461
[13 empty] | 83840 | 83840 | ID | NWPP | 2273.3333 | 461
[13 empty] | 83841 | 83841 | ID | NWPP | 2273.3333 | 461
[13 empty] | 83842 | 83842 | ID | NWPP | 2273.3333 | 461
[13 empty] | 83843 | 83843 | ID | NWPP | 2273.3333 | 461
[13 empty] | 83844 | 83844 | ID | NWPP | 2273.3333 | 461
[13 empty] | 83845 | 83845 | ID | NWPP | 2273.3333 | 461
[13 empty] | 83846 | 83846 | ID | NWPP | 2273.3333 | 461
[13 empty] | 83847 | 83847 | ID | NWPP | 2273.3333 | 461
[13 empty] | 83848 | 83848 | ID | NWPP | 2273.3333 | 461
[13 empty] | 83849 | 83849 | ID | NWPP | 2273.3333 | 461
[13 empty] | 83850 | 83850 | ID | NWPP | 2273.3333 | 461
[13 empty] | 83851 | 83851 | ID | NWPP | 2273.3333 | 461
[13 empty] | 83852 | 83852 | ID | NWPP | 2273.3333 | 461
[13 empty] | 83853 | 83853 | ID | NWPP | 2273.3333 | 461
[13 empty] | 83854 | 83854 | ID | NWPP | 2273.3333 | 461
[13 empty] | 83855 | 83855 | ID | NWPP | 2273.3333 | 461
[13 empty] | 83856 | 83856 | ID | NWPP | 2273.3333 | 461
[13 empty] | 83857 | 83857 | ID | NWPP | 2273.3333 | 461
[13 empty] | 83858 | 83858 | ID | NWPP | 2273.3333 | 461
[13 empty] | 83860 | 83860 | ID | NWPP | 2273.3333 | 461
[13 empty] | 83861 | 83861 | ID | NWPP | 2273.3333 | 461
[13 empty] | 83864 | 83864 | ID | NWPP | 2273.3333 | 461
[13 empty] | 83865 | 83865 | ID | NWPP | 2273.3333 | 461
[13 empty] | 83866 | 83866 | ID | NWPP | 2273.3333 | 461
[13 empty] | 83867 | 83867 | ID | NWPP | 2273.3333 | 461
[13 empty] | 83868 | 83868 | ID | NWPP | 2273.3333 | 461
[13 empty] | 83869 | 83869 | ID | NWPP | 2273.3333 | 461
[13 empty] | 83870 | 83870 | ID | NWPP | 2273.3333 | 461
[13 empty] | 83871 | 83871 | ID | NWPP | 2273.3333 | 461
[13 empty] | 83872 | 83872 | ID | NWPP | 2273.3333 | 461
[13 empty] | 83873 | 83873 | ID | NWPP | 2273.3333 | 461
[13 empty] | 83874 | 83874 | ID | NWPP | 2273.3333 | 461
[13 empty] | 83876 | 83876 | ID | NWPP | 2273.3333 | 461
[13 empty] | 83877 | 83877 | ID | NWPP | 2273.3333 | 461
[13 empty] | 84001 | 84001 | UT | NWPP | 2273.3333 | 461
[13 empty] | 84002 | 84002 | UT | NWPP | 2273.3333 | 461
[13 empty] | 84003 | 84003 | UT | NWPP | 2273.3333 | 461
[13 empty] | 84004 | 84004 | UT | NWPP | 2273.3333 | 461
[13 empty] | 84005 | 84005 | UT | NWPP | 2273.3333 | 461
[13 empty] | 84006 | 84006 | UT | NWPP | 2273.3333 | 461
[13 empty] | 84007 | 84007 | UT | NWPP | 2273.3333 | 461
[13 empty] | 84008 | 84008 | UT | NWPP | 2273.3333 | 461
[13 empty] | 84010 | 84010 | UT | NWPP | 2273.3333 | 461
[13 empty] | 84011 | 84011 | UT | NWPP | 2273.3333 | 461
[13 empty] | 84013 | 84013 | UT | NWPP | 2273.3333 | 461
[13 empty] | 84014 | 84014 | UT | NWPP | 2273.3333 | 461
[13 empty] | 84015 | 84015 | UT | NWPP | 2273.3333 | 461
[13 empty] | 84016 | 84016 | UT | NWPP | 2273.3333 | 461
[13 empty] | 84017 | 84017 | UT | NWPP | 2273.3333 | 461
[13 empty] | 84018 | 84018 | UT | NWPP | 2273.3333 | 461
[13 empty] | 84020 | 84020 | UT | NWPP | 2273.3333 | 461
[13 empty] | 84021 | 84021 | UT | NWPP | 2273.3333 | 461
[13 empty] | 84022 | 84022 | UT | NWPP | 2273.3333 | 461
[13 empty] | 84023 | 84023 | UT | NWPP | 2273.3333 | 461
[13 empty] | 84024 | 84024 | UT | NWPP | 2273.3333 | 461
[13 empty] | 84025 | 84025 | UT | NWPP | 2273.3333 | 461
[13 empty] | 84026 | 84026 | UT | NWPP | 2273.3333 | 461
[13 empty] | 84027 | 84027 | UT | NWPP | 2273.3333 | 461
[13 empty] | 84028 | 84028 | UT | NWPP | 2273.3333 | 461
[13 empty] | 84029 | 84029 | UT | NWPP | 2273.3333 | 461
[13 empty] | 84031 | 84031 | UT | NWPP | 2273.3333 | 461
[13 empty] | 84032 | 84032 | UT | NWPP | 2273.3333 | 461
[13 empty] | 84033 | 84033 | UT | NWPP | 2273.3333 | 461
[13 empty] | 84034 | 84034 | UT | NWPP | 2273.3333 | 461
[13 empty] | 84035 | 84035 | UT | NWPP | 2273.3333 | 461
[13 empty] | 84036 | 84036 | UT | NWPP | 2273.3333 | 461
[13 empty] | 84037 | 84037 | UT | NWPP | 2273.3333 | 461
[13 empty] | 84038 | 84038 | UT | NWPP | 2273.3333 | 461
[13 empty] | 84039 | 84039 | UT | NWPP | 2273.3333 | 461
[13 empty] | 84040 | 84040 | UT | NWPP | 2273.3333 | 461
[13 empty] | 84041 | 84041 | UT | NWPP | 2273.3333 | 461
[13 empty] | 84042 | 84042 | UT | NWPP | 2273.3333 | 461
[13 empty] | 84043 | 84043 | UT | NWPP | 2273.3333 | 461
[13 empty] | 84044 | 84044 | UT | NWPP | 2273.3333 | 461
[13 empty] | 84045 | 84045 | UT | NWPP | 2273.3333 | 461
[13 empty] | 84046 | 84046 | UT | NWPP | 2273.3333 | 461
[13 empty] | 84047 | 84047 | UT | NWPP | 2273.3333 | 461
[13 empty] | 84049 | 84049 | UT | NWPP | 2273.3333 | 461
[13 empty] | 84050 | 84050 | UT | NWPP | 2273.3333 | 461
[13 empty] | 84051 | 84051 | UT | NWPP | 2273.3333 | 461
[13 empty] | 84052 | 84052 | UT | NWPP | 2273.3333 | 461
[13 empty] | 84053 | 84053 | UT | NWPP | 2273.3333 | 461
[13 empty] | 84054 | 84054 | UT | NWPP | 2273.3333 | 461
[13 empty] | 84055 | 84055 | UT | NWPP | 2273.3333 | 461
[13 empty] | 84056 | 84056 | UT | NWPP | 2273.3333 | 461
[13 empty] | 84057 | 84057 | UT | NWPP | 2273.3333 | 461
[13 empty] | 84058 | 84058 | UT | NWPP | 2273.3333 | 461
[13 empty] | 84059 | 84059 | UT | NWPP | 2273.3333 | 461
[13 empty] | 84060 | 84060 | UT | NWPP | 2273.3333 | 461
[13 empty] | 84061 | 84061 | UT | NWPP | 2273.3333 | 461
[13 empty] | 84062 | 84062 | UT | NWPP | 2273.3333 | 461
[13 empty] | 84063 | 84063 | UT | NWPP | 2273.3333 | 461
[13 empty] | 84064 | 84064 | UT | NWPP | 2273.3333 | 461
[13 empty] | 84065 | 84065 | UT | NWPP | 2273.3333 | 461
[13 empty] | 84066 | 84066 | UT | NWPP | 2273.3333 | 461
[13 empty] | 84067 | 84067 | UT | NWPP | 2273.3333 | 461
[13 empty] | 84068 | 84068 | UT | NWPP | 2273.3333 | 461
[13 empty] | 84069 | 84069 | UT | NWPP | 2273.3333 | 461
[13 empty] | 84070 | 84070 | UT | NWPP | 2273.3333 | 461
[13 empty] | 84071 | 84071 | UT | NWPP | 2273.3333 | 461
[13 empty] | 84072 | 84072 | UT | NWPP | 2273.3333 | 461
[13 empty] | 84073 | 84073 | UT | NWPP | 2273.3333 | 461
[13 empty] | 84074 | 84074 | UT | NWPP | 2273.3333 | 461
[13 empty] | 84075 | 84075 | UT | NWPP | 2273.3333 | 461
[13 empty] | 84076 | 84076 | UT | NWPP | 2273.3333 | 461
[13 empty] | 84078 | 84078 | UT | NWPP | 2273.3333 | 461
[13 empty] | 84079 | 84079 | UT | NWPP | 2273.3333 | 461
[13 empty] | 84080 | 84080 | UT | NWPP | 2273.3333 | 461
[13 empty] | 84081 | 84081 | UT | NWPP | 2273.3333 | 461
[13 empty] | 84082 | 84082 | UT | NWPP | 2273.3333 | 461
[13 empty] | 84083 | 84083 | UT | NWPP | 2273.3333 | 461
[13 empty] | 84084 | 84084 | UT | NWPP | 2273.3333 | 461
[13 empty] | 84085 | 84085 | UT | NWPP | 2273.3333 | 461
[13 empty] | 84086 | 84086 | UT | NWPP | 2273.3333 | 461
[13 empty] | 84087 | 84087 | UT | NWPP | 2273.3333 | 461
[13 empty] | 84088 | 84088 | UT | NWPP | 2273.3333 | 461
[13 empty] | 84089 | 84089 | UT | NWPP | 2273.3333 | 461
[13 empty] | 84090 | 84090 | UT | NWPP | 2273.3333 | 461
[13 empty] | 84091 | 84091 | UT | NWPP | 2273.3333 | 461
[13 empty] | 84092 | 84092 | UT | NWPP | 2273.3333 | 461
[13 empty] | 84093 | 84093 | UT | NWPP | 2273.3333 | 461
[13 empty] | 84094 | 84094 | UT | NWPP | 2273.3333 | 461
[13 empty] | 84095 | 84095 | UT | NWPP | 2273.3333 | 461
[13 empty] | 84096 | 84096 | UT | NWPP | 2273.3333 | 461
[13 empty] | 84097 | 84097 | UT | NWPP | 2273.3333 | 461
[13 empty] | 84098 | 84098 | UT | NWPP | 2273.3333 | 461
[13 empty] | 84101 | 84101 | UT | NWPP | 2166.6667 | 509.3333
[13 empty] | 84102 | 84102 | UT | NWPP | 2166.6667 | 509.3333
[13 empty] | 84103 | 84103 | UT | NWPP | 2166.6667 | 509.3333
[13 empty] | 84104 | 84104 | UT | NWPP | 2166.6667 | 509.3333
[13 empty] | 84105 | 84105 | UT | NWPP | 2166.6667 | 509.3333
[13 empty] | 84106 | 84106 | UT | NWPP | 2166.6667 | 509.3333
[13 empty] | 84107 | 84107 | UT | NWPP | 2166.6667 | 509.3333
[13 empty] | 84108 | 84108 | UT | NWPP | 2166.6667 | 509.3333
[13 empty] | 84109 | 84109 | UT | NWPP | 2166.6667 | 509.3333
[13 empty] | 84110 | 84110 | UT | NWPP | 2166.6667 | 509.3333
[13 empty] | 84111 | 84111 | UT | NWPP | 2166.6667 | 509.3333
[13 empty] | 84112 | 84112 | UT | NWPP | 2166.6667 | 509.3333
[13 empty] | 84113 | 84113 | UT | NWPP | 2166.6667 | 509.3333
[13 empty] | 84114 | 84114 | UT | NWPP | 2166.6667 | 509.3333
[13 empty] | 84115 | 84115 | UT | NWPP | 2166.6667 | 509.3333
[13 empty] | 84116 | 84116 | UT | NWPP | 2166.6667 | 509.3333
[13 empty] | 84117 | 84117 | UT | NWPP | 2166.6667 | 509.3333
[13 empty] | 84118 | 84118 | UT | NWPP | 2166.6667 | 509.3333
[13 empty] | 84119 | 84119 | UT | NWPP | 2166.6667 | 509.3333
[13 empty] | 84120 | 84120 | UT | NWPP | 2166.6667 | 509.3333
[13 empty] | 84121 | 84121 | UT | NWPP | 2166.6667 | 509.3333
[13 empty] | 84122 | 84122 | UT | NWPP | 2166.6667 | 509.3333
[13 empty] | 84123 | 84123 | UT | NWPP | 2166.6667 | 509.3333
[13 empty] | 84124 | 84124 | UT | NWPP | 2166.6667 | 509.3333
[13 empty] | 84125 | 84125 | UT | NWPP | 2166.6667 | 509.3333
[13 empty] | 84126 | 84126 | UT | NWPP | 2166.6667 | 509.3333
[13 empty] | 84127 | 84127 | UT | NWPP | 2166.6667 | 509.3333
[13 empty] | 84128 | 84128 | UT | NWPP | 2166.6667 | 509.3333
[13 empty] | 84129 | 84129 | UT | NWPP | 2166.6667 | 509.3333
[13 empty] | 84130 | 84130 | UT | NWPP | 2166.6667 | 509.3333
[13 empty] | 84131 | 84131 | UT | NWPP | 2166.6667 | 509.3333
[13 empty] | 84132 | 84132 | UT | NWPP | 2166.6667 | 509.3333
[13 empty] | 84133 | 84133 | UT | NWPP | 2166.6667 | 509.3333
[13 empty] | 84134 | 84134 | UT | NWPP | 2166.6667 | 509.3333
[13 empty] | 84136 | 84136 | UT | NWPP | 2166.6667 | 509.3333
[13 empty] | 84138 | 84138 | UT | NWPP | 2166.6667 | 509.3333
[13 empty] | 84139 | 84139 | UT | NWPP | 2166.6667 | 509.3333
[13 empty] | 84141 | 84141 | UT | NWPP | 2166.6667 | 509.3333
[13 empty] | 84143 | 84143 | UT | NWPP | 2166.6667 | 509.3333
[13 empty] | 84144 | 84144 | UT | NWPP | 2166.6667 | 509.3333
[13 empty] | 84145 | 84145 | UT | NWPP | 2166.6667 | 509.3333
[13 empty] | 84147 | 84147 | UT | NWPP | 2166.6667 | 509.3333
[13 empty] | 84148 | 84148 | UT | NWPP | 2166.6667 | 509.3333
[13 empty] | 84150 | 84150 | UT | NWPP | 2166.6667 | 509.3333
[13 empty] | 84151 | 84151 | UT | NWPP | 2166.6667 | 509.3333
[13 empty] | 84152 | 84152 | UT | NWPP | 2166.6667 | 509.3333
[13 empty] | 84157 | 84157 | UT | NWPP | 2166.6667 | 509.3333
[13 empty] | 84158 | 84158 | UT | NWPP | 2166.6667 | 509.3333
[13 empty] | 84165 | 84165 | UT | NWPP | 2166.6667 | 509.3333
[13 empty] | 84170 | 84170 | UT | NWPP | 2166.6667 | 509.3333
[13 empty] | 84171 | 84171 | UT | NWPP | 2166.6667 | 509.3333
[13 empty] | 84180 | 84180 | UT | NWPP | 2166.6667 | 509.3333
[13 empty] | 84184 | 84184 | UT | NWPP | 2166.6667 | 509.3333
[13 empty] | 84189 | 84189 | UT | NWPP | 2166.6667 | 509.3333
[13 empty] | 84190 | 84190 | UT | NWPP | 2166.6667 | 509.3333
[13 empty] | 84199 | 84199 | UT | NWPP | 2166.6667 | 509.3333
[13 empty] | 84201 | 84201 | UT | NWPP | 2166.6667 | 509.3333
[13 empty] | 84244 | 84244 | UT | NWPP | 2166.6667 | 509.3333
[13 empty] | 84301 | 84301 | UT | NWPP | 2166.6667 | 509.3333
[13 empty] | 84302 | 84302 | UT | NWPP | 2166.6667 | 509.3333
[13 empty] | 84304 | 84304 | UT | NWPP | 2166.6667 | 509.3333
[13 empty] | 84305 | 84305 | UT | NWPP | 2166.6667 | 509.3333
[13 empty] | 84306 | 84306 | UT | NWPP | 2166.6667 | 509.3333
[13 empty] | 84307 | 84307 | UT | NWPP | 2166.6667 | 509.3333
[13 empty] | 84308 | 84308 | UT | NWPP | 2166.6667 | 509.3333
[13 empty] | 84309 | 84309 | UT | NWPP | 2166.6667 | 509.3333
[13 empty] | 84310 | 84310 | UT | NWPP | 2166.6667 | 509.3333
[13 empty] | 84311 | 84311 | UT | NWPP | 2166.6667 | 509.3333
[13 empty] | 84312 | 84312 | UT | NWPP | 2166.6667 | 509.3333
[13 empty] | 84313 | 84313 | UT | NWPP | 2166.6667 | 509.3333
[13 empty] | 84314 | 84314 | UT | NWPP | 2166.6667 | 509.3333
[13 empty] | 84315 | 84315 | UT | NWPP | 2166.6667 | 509.3333
[13 empty] | 84316 | 84316 | UT | NWPP | 2166.6667 | 509.3333
[13 empty] | 84317 | 84317 | UT | NWPP | 2166.6667 | 509.3333
[13 empty] | 84318 | 84318 | UT | NWPP | 2166.6667 | 509.3333
[13 empty] | 84319 | 84319 | UT | NWPP | 2166.6667 | 509.3333
[13 empty] | 84320 | 84320 | UT | NWPP | 2166.6667 | 509.3333
[13 empty] | 84321 | 84321 | UT | NWPP | 2166.6667 | 509.3333
[13 empty] | 84322 | 84322 | UT | NWPP | 2166.6667 | 509.3333
[13 empty] | 84323 | 84323 | UT | NWPP | 2166.6667 | 509.3333
[13 empty] | 84324 | 84324 | UT | NWPP | 2166.6667 | 509.3333
[13 empty] | 84325 | 84325 | UT | NWPP | 2166.6667 | 509.3333
[13 empty] | 84326 | 84326 | UT | NWPP | 2166.6667 | 509.3333
[13 empty] | 84327 | 84327 | UT | NWPP | 2166.6667 | 509.3333
[13 empty] | 84328 | 84328 | UT | NWPP | 2166.6667 | 509.3333
[13 empty] | 84329 | 84329 | UT | NWPP | 2166.6667 | 509.3333
[13 empty] | 84330 | 84330 | UT | NWPP | 2166.6667 | 509.3333
[13 empty] | 84331 | 84331 | UT | NWPP | 2166.6667 | 509.3333
[13 empty] | 84332 | 84332 | UT | NWPP | 2166.6667 | 509.3333
[13 empty] | 84333 | 84333 | UT | NWPP | 2166.6667 | 509.3333
[13 empty] | 84334 | 84334 | UT | NWPP | 2166.6667 | 509.3333
[13 empty] | 84335 | 84335 | UT | NWPP | 2166.6667 | 509.3333
[13 empty] | 84336 | 84336 | UT | NWPP | 2166.6667 | 509.3333
[13 empty] | 84337 | 84337 | UT | NWPP | 2166.6667 | 509.3333
[13 empty] | 84338 | 84338 | UT | NWPP | 2166.6667 | 509.3333
[13 empty] | 84339 | 84339 | UT | NWPP | 2166.6667 | 509.3333
[13 empty] | 84340 | 84340 | UT | NWPP | 2166.6667 | 509.3333
[13 empty] | 84341 | 84341 | UT | NWPP | 2166.6667 | 509.3333
[13 empty] | 84401 | 84401 | UT | NWPP | 2166.6667 | 509.3333
[13 empty] | 84402 | 84402 | UT | NWPP | 2166.6667 | 509.3333
[13 empty] | 84403 | 84403 | UT | NWPP | 2166.6667 | 509.3333
[13 empty] | 84404 | 84404 | UT | NWPP | 2166.6667 | 509.3333
[13 empty] | 84405 | 84405 | UT | NWPP | 2166.6667 | 509.3333
[13 empty] | 84407 | 84407 | UT | NWPP | 2166.6667 | 509.3333
[13 empty] | 84408 | 84408 | UT | NWPP | 2166.6667 | 509.3333
[13 empty] | 84409 | 84409 | UT | NWPP | 2166.6667 | 509.3333
[13 empty] | 84412 | 84412 | UT | NWPP | 2166.6667 | 509.3333
[13 empty] | 84414 | 84414 | UT | NWPP | 2166.6667 | 509.3333
[13 empty] | 84415 | 84415 | UT | NWPP | 2166.6667 | 509.3333
[13 empty] | 84501 | 84501 | UT | NWPP | 2166.6667 | 509.3333
[13 empty] | 84510 | 84510 | UT | NWPP | 2166.6667 | 509.3333
[13 empty] | 84511 | 84511 | UT | NWPP | 2166.6667 | 509.3333
[13 empty] | 84512 | 84512 | UT | NWPP | 2166.6667 | 509.3333
[13 empty] | 84513 | 84513 | UT | NWPP | 2166.6667 | 509.3333
[13 empty] | 84515 | 84515 | UT | NWPP | 2166.6667 | 509.3333
[13 empty] | 84516 | 84516 | UT | NWPP | 2166.6667 | 509.3333
[13 empty] | 84518 | 84518 | UT | NWPP | 2166.6667 | 509.3333
[13 empty] | 84520 | 84520 | UT | NWPP | 2166.6667 | 509.3333
[13 empty] | 84521 | 84521 | UT | NWPP | 2166.6667 | 509.3333
[13 empty] | 84522 | 84522 | UT | NWPP | 2166.6667 | 509.3333
[13 empty] | 84523 | 84523 | UT | NWPP | 2166.6667 | 509.3333
[13 empty] | 84525 | 84525 | UT | NWPP | 2166.6667 | 509.3333
[13 empty] | 84526 | 84526 | UT | NWPP | 2166.6667 | 509.3333
[13 empty] | 84528 | 84528 | UT | NWPP | 2166.6667 | 509.3333
[13 empty] | 84529 | 84529 | UT | NWPP | 2166.6667 | 509.3333
[13 empty] | 84530 | 84530 | UT | RMPA | 2166.6667 | 509.3333
[13 empty] | 84531 | 84531 | UT | NWPP | 2166.6667 | 509.3333
[13 empty] | 84532 | 84532 | UT | NWPP | 2166.6667 | 509.3333
[13 empty] | 84533 | 84533 | UT | NWPP | 2166.6667 | 509.3333
[13 empty] | 84534 | 84534 | UT | NWPP | 2166.6667 | 509.3333
[13 empty] | 84535 | 84535 | UT | NWPP | 2166.6667 | 509.3333
[13 empty] | 84536 | 84536 | UT | NWPP | 2166.6667 | 509.3333
[13 empty] | 84537 | 84537 | UT | NWPP | 2166.6667 | 509.3333
[13 empty] | 84539 | 84539 | UT | NWPP | 2166.6667 | 509.3333
[13 empty] | 84540 | 84540 | UT | NWPP | 2166.6667 | 509.3333
[13 empty] | 84542 | 84542 | UT | NWPP | 2166.6667 | 509.3333
[13 empty] | 84601 | 84601 | UT | NWPP | 2166.6667 | 509.3333
[13 empty] | 84602 | 84602 | UT | NWPP | 2166.6667 | 509.3333
[13 empty] | 84603 | 84603 | UT | NWPP | 2166.6667 | 509.3333
[13 empty] | 84604 | 84604 | UT | NWPP | 2166.6667 | 509.3333
[13 empty] | 84605 | 84605 | UT | NWPP | 2166.6667 | 509.3333
[13 empty] | 84606 | 84606 | UT | NWPP | 2166.6667 | 509.3333
[13 empty] | 84620 | 84620 | UT | NWPP | 2166.6667 | 509.3333
[13 empty] | 84621 | 84621 | UT | NWPP | 2166.6667 | 509.3333
[13 empty] | 84622 | 84622 | UT | NWPP | 2166.6667 | 509.3333
[13 empty] | 84623 | 84623 | UT | NWPP | 2166.6667 | 509.3333
[13 empty] | 84624 | 84624 | UT | NWPP | 2166.6667 | 509.3333
[13 empty] | 84626 | 84626 | UT | NWPP | 2166.6667 | 509.3333
[13 empty] | 84627 | 84627 | UT | NWPP | 2166.6667 | 509.3333
[13 empty] | 84628 | 84628 | UT | NWPP | 2166.6667 | 509.3333
[13 empty] | 84629 | 84629 | UT | NWPP | 2166.6667 | 509.3333
[13 empty] | 84630 | 84630 | UT | NWPP | 2166.6667 | 509.3333
[13 empty] | 84631 | 84631 | UT | NWPP | 2166.6667 | 509.3333
[13 empty] | 84632 | 84632 | UT | NWPP | 2166.6667 | 509.3333
[13 empty] | 84633 | 84633 | UT | NWPP | 2166.6667 | 509.3333
[13 empty] | 84634 | 84634 | UT | NWPP | 2166.6667 | 509.3333
[13 empty] | 84635 | 84635 | UT | NWPP | 2166.6667 | 509.3333
[13 empty] | 84636 | 84636 | UT | NWPP | 2166.6667 | 509.3333
[13 empty] | 84637 | 84637 | UT | NWPP | 2166.6667 | 509.3333
[13 empty] | 84638 | 84638 | UT | NWPP | 2166.6667 | 509.3333
[13 empty] | 84639 | 84639 | UT | NWPP | 2166.6667 | 509.3333
[13 empty] | 84640 | 84640 | UT | NWPP | 2166.6667 | 509.3333
[13 empty] | 84642 | 84642 | UT | NWPP | 2166.6667 | 509.3333
[13 empty] | 84643 | 84643 | UT | NWPP | 2166.6667 | 509.3333
[13 empty] | 84644 | 84644 | UT | NWPP | 2166.6667 | 509.3333
[13 empty] | 84645 | 84645 | UT | NWPP | 2166.6667 | 509.3333
[13 empty] | 84646 | 84646 | UT | NWPP | 2166.6667 | 509.3333
[13 empty] | 84647 | 84647 | UT | NWPP | 2166.6667 | 509.3333
[13 empty] | 84648 | 84648 | UT | NWPP | 2166.6667 | 509.3333
[13 empty] | 84649 | 84649 | UT | NWPP | 2166.6667 | 509.3333
[13 empty] | 84651 | 84651 | UT | NWPP | 2166.6667 | 509.3333
[13 empty] | 84652 | 84652 | UT | NWPP | 2166.6667 | 509.3333
[13 empty] | 84653 | 84653 | UT | NWPP | 2166.6667 | 509.3333
[13 empty] | 84654 | 84654 | UT | NWPP | 2166.6667 | 509.3333
[13 empty] | 84655 | 84655 | UT | NWPP | 2166.6667 | 509.3333
[13 empty] | 84656 | 84656 | UT | NWPP | 2166.6667 | 509.3333
[13 empty] | 84657 | 84657 | UT | NWPP | 2166.6667 | 509.3333
[13 empty] | 84660 | 84660 | UT | NWPP | 2166.6667 | 509.3333
[13 empty] | 84662 | 84662 | UT | NWPP | 2166.6667 | 509.3333
[13 empty] | 84663 | 84663 | UT | NWPP | 2166.6667 | 509.3333
[13 empty] | 84664 | 84664 | UT | NWPP | 2166.6667 | 509.3333
[13 empty] | 84665 | 84665 | UT | NWPP | 2166.6667 | 509.3333
[13 empty] | 84667 | 84667 | UT | NWPP | 2166.6667 | 509.3333
[13 empty] | 84701 | 84701 | UT | NWPP | 2166.6667 | 509.3333
[13 empty] | 84710 | 84710 | UT | NWPP | 2166.6667 | 509.3333
[13 empty] | 84711 | 84711 | UT | NWPP | 2166.6667 | 509.3333
[13 empty] | 84712 | 84712 | UT | NWPP | 2166.6667 | 509.3333
[13 empty] | 84713 | 84713 | UT | NWPP | 2166.6667 | 509.3333
[13 empty] | 84714 | 84714 | UT | NWPP | 2166.6667 | 509.3333
[13 empty] | 84715 | 84715 | UT | NWPP | 2166.6667 | 509.3333
[13 empty] | 84716 | 84716 | UT | NWPP | 2166.6667 | 509.3333
[13 empty] | 84718 | 84718 | UT | NWPP | 2166.6667 | 509.3333
[13 empty] | 84719 | 84719 | UT | NWPP | 2166.6667 | 509.3333
[13 empty] | 84720 | 84720 | UT | NWPP | 2166.6667 | 509.3333
[13 empty] | 84721 | 84721 | UT | NWPP | 2166.6667 | 509.3333
[13 empty] | 84722 | 84722 | UT | NWPP | 2166.6667 | 509.3333
[13 empty] | 84723 | 84723 | UT | NWPP | 2166.6667 | 509.3333
[13 empty] | 84724 | 84724 | UT | NWPP | 2166.6667 | 509.3333
[13 empty] | 84725 | 84725 | UT | NWPP | 2166.6667 | 509.3333
[13 empty] | 84726 | 84726 | UT | NWPP | 2166.6667 | 509.3333
[13 empty] | 84728 | 84728 | UT | NWPP | 2166.6667 | 509.3333
[13 empty] | 84729 | 84729 | UT | NWPP | 2166.6667 | 509.3333
[13 empty] | 84730 | 84730 | UT | NWPP | 2166.6667 | 509.3333
[13 empty] | 84731 | 84731 | UT | NWPP | 2166.6667 | 509.3333
[13 empty] | 84732 | 84732 | UT | NWPP | 2166.6667 | 509.3333
[13 empty] | 84733 | 84733 | UT | NWPP | 2166.6667 | 509.3333
[13 empty] | 84734 | 84734 | UT | NWPP | 2166.6667 | 509.3333
[13 empty] | 84735 | 84735 | UT | NWPP | 2166.6667 | 509.3333
[13 empty] | 84736 | 84736 | UT | NWPP | 2166.6667 | 509.3333
[13 empty] | 84737 | 84737 | UT | NWPP | 2166.6667 | 509.3333
[13 empty] | 84738 | 84738 | UT | NWPP | 2166.6667 | 509.3333
[13 empty] | 84739 | 84739 | UT | NWPP | 2166.6667 | 509.3333
[13 empty] | 84740 | 84740 | UT | NWPP | 2166.6667 | 509.3333
[13 empty] | 84741 | 84741 | UT | NWPP | 2166.6667 | 509.3333
[13 empty] | 84742 | 84742 | UT | NWPP | 2166.6667 | 509.3333
[13 empty] | 84743 | 84743 | UT | NWPP | 2166.6667 | 509.3333
[13 empty] | 84744 | 84744 | UT | NWPP | 2166.6667 | 509.3333
[13 empty] | 84745 | 84745 | UT | NWPP | 2166.6667 | 509.3333
[13 empty] | 84746 | 84746 | UT | NWPP | 2166.6667 | 509.3333
[13 empty] | 84747 | 84747 | UT | NWPP | 2166.6667 | 509.3333
[13 empty] | 84749 | 84749 | UT | NWPP | 2166.6667 | 509.3333
[13 empty] | 84750 | 84750 | UT | NWPP | 2166.6667 | 509.3333
[13 empty] | 84751 | 84751 | UT | NWPP | 2166.6667 | 509.3333
[13 empty] | 84752 | 84752 | UT | NWPP | 2166.6667 | 509.3333
[13 empty] | 84753 | 84753 | UT | NWPP | 2166.6667 | 509.3333
[13 empty] | 84754 | 84754 | UT | NWPP | 2166.6667 | 509.3333
[13 empty] | 84755 | 84755 | UT | NWPP | 2166.6667 | 509.3333
[13 empty] | 84756 | 84756 | UT | NWPP | 2166.6667 | 509.3333
[13 empty] | 84757 | 84757 | UT | NWPP | 2166.6667 | 509.3333
[13 empty] | 84758 | 84758 | UT | NWPP | 2166.6667 | 509.3333
[13 empty] | 84759 | 84759 | UT | NWPP | 2166.6667 | 509.3333
[13 empty] | 84760 | 84760 | UT | NWPP | 2166.6667 | 509.3333
[13 empty] | 84761 | 84761 | UT | NWPP | 2166.6667 | 509.3333
[13 empty] | 84762 | 84762 | UT | NWPP | 2166.6667 | 509.3333
[13 empty] | 84763 | 84763 | UT | NWPP | 2166.6667 | 509.3333
[13 empty] | 84764 | 84764 | UT | NWPP | 2166.6667 | 509.3333
[13 empty] | 84765 | 84765 | UT | NWPP | 2166.6667 | 509.3333
[13 empty] | 84766 | 84766 | UT | NWPP | 2166.6667 | 509.3333
[13 empty] | 84767 | 84767 | UT | NWPP | 2166.6667 | 509.3333
[13 empty] | 84770 | 84770 | UT | NWPP | 2166.6667 | 509.3333
[13 empty] | 84771 | 84771 | UT | NWPP | 2166.6667 | 509.3333
[13 empty] | 84772 | 84772 | UT | NWPP | 2166.6667 | 509.3333
[13 empty] | 84773 | 84773 | UT | NWPP | 2166.6667 | 509.3333
[13 empty] | 84774 | 84774 | UT | NWPP | 2166.6667 | 509.3333
[13 empty] | 84775 | 84775 | UT | NWPP | 2166.6667 | 509.3333
[13 empty] | 84776 | 84776 | UT | NWPP | 2166.6667 | 509.3333
[13 empty] | 84779 | 84779 | UT | NWPP | 2166.6667 | 509.3333
[13 empty] | 84780 | 84780 | UT | NWPP | 2166.6667 | 509.3333
[13 empty] | 84781 | 84781 | UT | NWPP | 2166.6667 | 509.3333
[13 empty] | 84782 | 84782 | UT | NWPP | 2166.6667 | 509.3333
[13 empty] | 84783 | 84783 | UT | NWPP | 2166.6667 | 509.3333
[13 empty] | 84784 | 84784 | UT | NWPP | 2166.6667 | 509.3333
[13 empty] | 84790 | 84790 | UT | NWPP | 2166.6667 | 509.3333
[13 empty] | 84791 | 84791 | UT | NWPP | 2166.6667 | 509.3333
[13 empty] | 85001 | 85001 | AZ | AZNM | 270.6667 | 1999
[13 empty] | 85002 | 85002 | AZ | AZNM | 270.6667 | 1999
[13 empty] | 85003 | 85003 | AZ | AZNM | 270.6667 | 1999
[13 empty] | 85004 | 85004 | AZ | AZNM | 270.6667 | 1999
[13 empty] | 85005 | 85005 | AZ | AZNM | 270.6667 | 1999
[13 empty] | 85006 | 85006 | AZ | AZNM | 270.6667 | 1999
[13 empty] | 85007 | 85007 | AZ | AZNM | 270.6667 | 1999
[13 empty] | 85008 | 85008 | AZ | AZNM | 270.6667 | 1999
[13 empty] | 85009 | 85009 | AZ | AZNM | 270.6667 | 1999
[13 empty] | 85010 | 85010 | AZ | AZNM | 270.6667 | 1999
[13 empty] | 85011 | 85011 | AZ | AZNM | 270.6667 | 1999
[13 empty] | 85012 | 85012 | AZ | AZNM | 270.6667 | 1999
[13 empty] | 85013 | 85013 | AZ | AZNM | 270.6667 | 1999
[13 empty] | 85014 | 85014 | AZ | AZNM | 270.6667 | 1999
[13 empty] | 85015 | 85015 | AZ | AZNM | 270.6667 | 1999
[13 empty] | 85016 | 85016 | AZ | AZNM | 270.6667 | 1999
[13 empty] | 85017 | 85017 | AZ | AZNM | 270.6667 | 1999
[13 empty] | 85018 | 85018 | AZ | AZNM | 270.6667 | 1999
[13 empty] | 85019 | 85019 | AZ | AZNM | 270.6667 | 1999
[13 empty] | 85020 | 85020 | AZ | AZNM | 270.6667 | 1999
[13 empty] | 85021 | 85021 | AZ | AZNM | 270.6667 | 1999
[13 empty] | 85022 | 85022 | AZ | AZNM | 270.6667 | 1999
[13 empty] | 85023 | 85023 | AZ | AZNM | 270.6667 | 1999
[13 empty] | 85024 | 85024 | AZ | AZNM | 270.6667 | 1999
[13 empty] | 85025 | 85025 | AZ | AZNM | 270.6667 | 1999
[13 empty] | 85026 | 85026 | AZ | AZNM | 270.6667 | 1999
[13 empty] | 85027 | 85027 | AZ | AZNM | 270.6667 | 1999
[13 empty] | 85028 | 85028 | AZ | AZNM | 270.6667 | 1999
[13 empty] | 85029 | 85029 | AZ | AZNM | 270.6667 | 1999
[13 empty] | 85030 | 85030 | AZ | AZNM | 270.6667 | 1999
[13 empty] | 85031 | 85031 | AZ | AZNM | 270.6667 | 1999
[13 empty] | 85032 | 85032 | AZ | AZNM | 270.6667 | 1999
[13 empty] | 85033 | 85033 | AZ | AZNM | 270.6667 | 1999
[13 empty] | 85034 | 85034 | AZ | AZNM | 270.6667 | 1999
[13 empty] | 85035 | 85035 | AZ | AZNM | 270.6667 | 1999
[13 empty] | 85036 | 85036 | AZ | AZNM | 270.6667 | 1999
[13 empty] | 85037 | 85037 | AZ | AZNM | 270.6667 | 1999
[13 empty] | 85038 | 85038 | AZ | AZNM | 270.6667 | 1999
[13 empty] | 85039 | 85039 | AZ | AZNM | 270.6667 | 1999
[13 empty] | 85040 | 85040 | AZ | AZNM | 270.6667 | 1999
[13 empty] | 85041 | 85041 | AZ | AZNM | 270.6667 | 1999
[13 empty] | 85042 | 85042 | AZ | AZNM | 270.6667 | 1999
[13 empty] | 85043 | 85043 | AZ | AZNM | 270.6667 | 1999
[13 empty] | 85044 | 85044 | AZ | AZNM | 270.6667 | 1999
[13 empty] | 85045 | 85045 | AZ | AZNM | 270.6667 | 1999
[13 empty] | 85046 | 85046 | AZ | AZNM | 270.6667 | 1999
[13 empty] | 85048 | 85048 | AZ | AZNM | 270.6667 | 1999
[13 empty] | 85050 | 85050 | AZ | AZNM | 270.6667 | 1999
[13 empty] | 85051 | 85051 | AZ | AZNM | 270.6667 | 1999
[13 empty] | 85053 | 85053 | AZ | AZNM | 270.6667 | 1999
[13 empty] | 85054 | 85054 | AZ | AZNM | 270.6667 | 1999
[13 empty] | 85055 | 85055 | AZ | AZNM | 270.6667 | 1999
[13 empty] | 85060 | 85060 | AZ | AZNM | 270.6667 | 1999
[13 empty] | 85061 | 85061 | AZ | AZNM | 270.6667 | 1999
[13 empty] | 85062 | 85062 | AZ | AZNM | 270.6667 | 1999
[13 empty] | 85063 | 85063 | AZ | AZNM | 270.6667 | 1999
[13 empty] | 85064 | 85064 | AZ | AZNM | 270.6667 | 1999
[13 empty] | 85065 | 85065 | AZ | AZNM | 270.6667 | 1999
[13 empty] | 85066 | 85066 | AZ | AZNM | 270.6667 | 1999
[13 empty] | 85067 | 85067 | AZ | AZNM | 270.6667 | 1999
[13 empty] | 85068 | 85068 | AZ | AZNM | 270.6667 | 1999
[13 empty] | 85069 | 85069 | AZ | AZNM | 270.6667 | 1999
[13 empty] | 85070 | 85070 | AZ | AZNM | 270.6667 | 1999
[13 empty] | 85071 | 85071 | AZ | AZNM | 270.6667 | 1999
[13 empty] | 85072 | 85072 | AZ | AZNM | 270.6667 | 1999
[13 empty] | 85073 | 85073 | AZ | AZNM | 270.6667 | 1999
[13 empty] | 85074 | 85074 | AZ | AZNM | 270.6667 | 1999
[13 empty] | 85075 | 85075 | AZ | AZNM | 270.6667 | 1999
[13 empty] | 85076 | 85076 | AZ | AZNM | 270.6667 | 1999
[13 empty] | 85078 | 85078 | AZ | AZNM | 270.6667 | 1999
[13 empty] | 85079 | 85079 | AZ | AZNM | 270.6667 | 1999
[13 empty] | 85080 | 85080 | AZ | AZNM | 270.6667 | 1999
[13 empty] | 85082 | 85082 | AZ | AZNM | 270.6667 | 1999
[13 empty] | 85083 | 85083 | AZ | AZNM | 270.6667 | 1999
[13 empty] | 85085 | 85085 | AZ | AZNM | 270.6667 | 1999
[13 empty] | 85086 | 85086 | AZ | AZNM | 270.6667 | 1999
[13 empty] | 85087 | 85087 | AZ | AZNM | 270.6667 | 1999
[13 empty] | 85096 | 85096 | AZ | AZNM | 270.6667 | 1999
[13 empty] | 85097 | 85097 | AZ | AZNM | 270.6667 | 1999
[13 empty] | 85098 | 85098 | AZ | AZNM | 270.6667 | 1999
[13 empty] | 85117 | 85117 | AZ | AZNM | 270.6667 | 1999
[13 empty] | 85118 | 85118 | AZ | AZNM | 270.6667 | 1999
[13 empty] | 85119 | 85119 | AZ | AZNM | 270.6667 | 1999
[13 empty] | 85120 | 85120 | AZ | AZNM | 270.6667 | 1999
[13 empty] | 85121 | 85121 | AZ | AZNM | 270.6667 | 1999
[13 empty] | 85122 | 85122 | AZ | AZNM | 270.6667 | 1999
[13 empty] | 85123 | 85123 | AZ | AZNM | 270.6667 | 1999
[13 empty] | 85127 | 85127 | AZ | AZNM | 270.6667 | 1999
[13 empty] | 85128 | 85128 | AZ | AZNM | 270.6667 | 1999
[13 empty] | 85130 | 85130 | AZ | AZNM | 270.6667 | 1999
[13 empty] | 85131 | 85131 | AZ | AZNM | 270.6667 | 1999
[13 empty] | 85132 | 85132 | AZ | AZNM | 270.6667 | 1999
[13 empty] | 85135 | 85135 | AZ | AZNM | 270.6667 | 1999
[13 empty] | 85137 | 85137 | AZ | AZNM | 270.6667 | 1999
[13 empty] | 85138 | 85138 | AZ | AZNM | 270.6667 | 1999
[13 empty] | 85139 | 85139 | AZ | AZNM | 270.6667 | 1999
[13 empty] | 85140 | 85140 | AZ | AZNM | 270.6667 | 1999
[13 empty] | 85141 | 85141 | AZ | AZNM | 270.6667 | 1999
[13 empty] | 85142 | 85142 | AZ | AZNM | 270.6667 | 1999
[13 empty] | 85143 | 85143 | AZ | AZNM | 270.6667 | 1999
[13 empty] | 85145 | 85145 | AZ | AZNM | 270.6667 | 1999
[13 empty] | 85147 | 85147 | AZ | AZNM | 270.6667 | 1999
[13 empty] | 85172 | 85172 | AZ | AZNM | 270.6667 | 1999
[13 empty] | 85173 | 85173 | AZ | AZNM | 270.6667 | 1999
[13 empty] | 85178 | 85178 | AZ | AZNM | 270.6667 | 1999
[13 empty] | 85190 | 85190 | AZ | AZNM | 270.6667 | 1999
[13 empty] | 85191 | 85191 | AZ | AZNM | 270.6667 | 1999
[13 empty] | 85192 | 85192 | AZ | AZNM | 270.6667 | 1999
[13 empty] | 85193 | 85193 | AZ | AZNM | 270.6667 | 1999
[13 empty] | 85194 | 85194 | AZ | AZNM | 270.6667 | 1999
[13 empty] | 85201 | 85201 | AZ | RMPA | 270.6667 | 1999
[13 empty] | 85202 | 85202 | AZ | RMPA | 270.6667 | 1999
[13 empty] | 85203 | 85203 | AZ | AZNM | 270.6667 | 1999
[13 empty] | 85204 | 85204 | AZ | RMPA | 270.6667 | 1999
[13 empty] | 85205 | 85205 | AZ | AZNM | 270.6667 | 1999
[13 empty] | 85206 | 85206 | AZ | AZNM | 270.6667 | 1999
[13 empty] | 85207 | 85207 | AZ | AZNM | 270.6667 | 1999
[13 empty] | 85208 | 85208 | AZ | AZNM | 270.6667 | 1999
[13 empty] | 85209 | 85209 | AZ | AZNM | 270.6667 | 1999
[13 empty] | 85210 | 85210 | AZ | RMPA | 270.6667 | 1999
[13 empty] | 85211 | 85211 | AZ | RMPA | 270.6667 | 1999
[13 empty] | 85212 | 85212 | AZ | AZNM | 270.6667 | 1999
[13 empty] | 85213 | 85213 | AZ | AZNM | 270.6667 | 1999
[13 empty] | 85214 | 85214 | AZ | RMPA | 270.6667 | 1999
[13 empty] | 85215 | 85215 | AZ | AZNM | 270.6667 | 1999
[13 empty] | 85216 | 85216 | AZ | AZNM | 270.6667 | 1999
[13 empty] | 85217 | 85217 | AZ | AZNM | 270.6667 | 1999
[13 empty] | 85218 | 85218 | AZ | AZNM | 270.6667 | 1999
[13 empty] | 85219 | 85219 | AZ | AZNM | 270.6667 | 1999
[13 empty] | 85220 | 85220 | AZ | AZNM | 270.6667 | 1999
[13 empty] | 85221 | 85221 | AZ | AZNM | 270.6667 | 1999
[13 empty] | 85222 | 85222 | AZ | AZNM | 270.6667 | 1999
[13 empty] | 85223 | 85223 | AZ | AZNM | 270.6667 | 1999
[13 empty] | 85224 | 85224 | AZ | AZNM | 270.6667 | 1999
[13 empty] | 85225 | 85225 | AZ | AZNM | 270.6667 | 1999
[13 empty] | 85226 | 85226 | AZ | AZNM | 270.6667 | 1999
[13 empty] | 85227 | 85227 | AZ | AZNM | 270.6667 | 1999
[13 empty] | 85228 | 85228 | AZ | AZNM | 270.6667 | 1999
[13 empty] | 85230 | 85230 | AZ | AZNM | 270.6667 | 1999
[13 empty] | 85231 | 85231 | AZ | AZNM | 270.6667 | 1999
[13 empty] | 85232 | 85232 | AZ | AZNM | 270.6667 | 1999
[13 empty] | 85233 | 85233 | AZ | AZNM | 270.6667 | 1999
[13 empty] | 85234 | 85234 | AZ | AZNM | 270.6667 | 1999
[13 empty] | 85235 | 85235 | AZ | AZNM | 270.6667 | 1999
[13 empty] | 85236 | 85236 | AZ | AZNM | 270.6667 | 1999
[13 empty] | 85237 | 85237 | AZ | AZNM | 270.6667 | 1999
[13 empty] | 85238 | 85238 | AZ | AZNM | 270.6667 | 1999
[13 empty] | 85239 | 85239 | AZ | AZNM | 270.6667 | 1999
[13 empty] | 85240 | 85240 | AZ | AZNM | 270.6667 | 1999
[13 empty] | 85241 | 85241 | AZ | AZNM | 270.6667 | 1999
[13 empty] | 85242 | 85242 | AZ | AZNM | 270.6667 | 1999
[13 empty] | 85243 | 85243 | AZ | AZNM | 270.6667 | 1999
[13 empty] | 85244 | 85244 | AZ | AZNM | 270.6667 | 1999
[13 empty] | 85245 | 85245 | AZ | AZNM | 270.6667 | 1999
[13 empty] | 85246 | 85246 | AZ | AZNM | 270.6667 | 1999
[13 empty] | 85247 | 85247 | AZ | AZNM | 270.6667 | 1999
[13 empty] | 85248 | 85248 | AZ | AZNM | 270.6667 | 1999
[13 empty] | 85249 | 85249 | AZ | AZNM | 270.6667 | 1999
[13 empty] | 85250 | 85250 | AZ | AZNM | 270.6667 | 1999
[13 empty] | 85251 | 85251 | AZ | AZNM | 270.6667 | 1999
[13 empty] | 85252 | 85252 | AZ | AZNM | 270.6667 | 1999
[13 empty] | 85253 | 85253 | AZ | AZNM | 270.6667 | 1999
[13 empty] | 85254 | 85254 | AZ | AZNM | 270.6667 | 1999
[13 empty] | 85255 | 85255 | AZ | AZNM | 270.6667 | 1999
[13 empty] | 85256 | 85256 | AZ | AZNM | 270.6667 | 1999
[13 empty] | 85257 | 85257 | AZ | AZNM | 270.6667 | 1999
[13 empty] | 85258 | 85258 | AZ | AZNM | 270.6667 | 1999
[13 empty] | 85259 | 85259 | AZ | AZNM | 270.6667 | 1999
[13 empty] | 85260 | 85260 | AZ | AZNM | 270.6667 | 1999
[13 empty] | 85261 | 85261 | AZ | AZNM | 270.6667 | 1999
[13 empty] | 85262 | 85262 | AZ | AZNM | 270.6667 | 1999
[13 empty] | 85263 | 85263 | AZ | AZNM | 270.6667 | 1999
[13 empty] | 85264 | 85264 | AZ | AZNM | 270.6667 | 1999
[13 empty] | 85266 | 85266 | AZ | AZNM | 270.6667 | 1999
[13 empty] | 85267 | 85267 | AZ | AZNM | 270.6667 | 1999
[13 empty] | 85268 | 85268 | AZ | AZNM | 270.6667 | 1999
[13 empty] | 85269 | 85269 | AZ | AZNM | 270.6667 | 1999
[13 empty] | 85271 | 85271 | AZ | AZNM | 270.6667 | 1999
[13 empty] | 85272 | 85272 | AZ | AZNM | 270.6667 | 1999
[13 empty] | 85273 | 85273 | AZ | AZNM | 270.6667 | 1999
[13 empty] | 85274 | 85274 | AZ | RMPA | 270.6667 | 1999
[13 empty] | 85275 | 85275 | AZ | AZNM | 270.6667 | 1999
[13 empty] | 85277 | 85277 | AZ | AZNM | 270.6667 | 1999
[13 empty] | 85278 | 85278 | AZ | AZNM | 270.6667 | 1999
[13 empty] | 85280 | 85280 | AZ | AZNM | 270.6667 | 1999
[13 empty] | 85281 | 85281 | AZ | AZNM | 270.6667 | 1999
[13 empty] | 85282 | 85282 | AZ | AZNM | 270.6667 | 1999
[13 empty] | 85283 | 85283 | AZ | AZNM | 270.6667 | 1999
[13 empty] | 85284 | 85284 | AZ | AZNM | 270.6667 | 1999
[13 empty] | 85285 | 85285 | AZ | AZNM | 270.6667 | 1999
[13 empty] | 85286 | 85286 | AZ | AZNM | 270.6667 | 1999
[13 empty] | 85287 | 85287 | AZ | AZNM | 270.6667 | 1999
[13 empty] | 85290 | 85290 | AZ | AZNM | 270.6667 | 1999
[13 empty] | 85291 | 85291 | AZ | AZNM | 270.6667 | 1999
[13 empty] | 85292 | 85292 | AZ | AZNM | 270.6667 | 1999
[13 empty] | 85293 | 85293 | AZ | AZNM | 270.6667 | 1999
[13 empty] | 85294 | 85294 | AZ | AZNM | 270.6667 | 1999
[13 empty] | 85295 | 85295 | AZ | AZNM | 270.6667 | 1999
[13 empty] | 85296 | 85296 | AZ | AZNM | 270.6667 | 1999
[13 empty] | 85297 | 85297 | AZ | AZNM | 270.6667 | 1999
[13 empty] | 85298 | 85298 | AZ | AZNM | 270.6667 | 1999
[13 empty] | 85299 | 85299 | AZ | AZNM | 270.6667 | 1999
[13 empty] | 85301 | 85301 | AZ | AZNM | 270.6667 | 1999
[13 empty] | 85302 | 85302 | AZ | AZNM | 270.6667 | 1999
[13 empty] | 85303 | 85303 | AZ | AZNM | 270.6667 | 1999
[13 empty] | 85304 | 85304 | AZ | AZNM | 270.6667 | 1999
[13 empty] | 85305 | 85305 | AZ | AZNM | 270.6667 | 1999
[13 empty] | 85306 | 85306 | AZ | AZNM | 270.6667 | 1999
[13 empty] | 85307 | 85307 | AZ | AZNM | 270.6667 | 1999
[13 empty] | 85308 | 85308 | AZ | AZNM | 270.6667 | 1999
[13 empty] | 85309 | 85309 | AZ | AZNM | 270.6667 | 1999
[13 empty] | 85310 | 85310 | AZ | AZNM | 270.6667 | 1999
[13 empty] | 85311 | 85311 | AZ | AZNM | 270.6667 | 1999
[13 empty] | 85312 | 85312 | AZ | AZNM | 270.6667 | 1999
[13 empty] | 85318 | 85318 | AZ | AZNM | 270.6667 | 1999
[13 empty] | 85320 | 85320 | AZ | AZNM | 270.6667 | 1999
[13 empty] | 85321 | 85321 | AZ | AZNM | 270.6667 | 1999
[13 empty] | 85322 | 85322 | AZ | AZNM | 270.6667 | 1999
[13 empty] | 85323 | 85323 | AZ | AZNM | 270.6667 | 1999
[13 empty] | 85324 | 85324 | AZ | AZNM | 270.6667 | 1999
[13 empty] | 85325 | 85325 | AZ | AZNM | 270.6667 | 1999
[13 empty] | 85326 | 85326 | AZ | AZNM | 270.6667 | 1999
[13 empty] | 85327 | 85327 | AZ | AZNM | 270.6667 | 1999
[13 empty] | 85328 | 85328 | AZ | AZNM | 270.6667 | 1999
[13 empty] | 85329 | 85329 | AZ | AZNM | 270.6667 | 1999
[13 empty] | 85331 | 85331 | AZ | AZNM | 270.6667 | 1999
[13 empty] | 85332 | 85332 | AZ | AZNM | 270.6667 | 1999
[13 empty] | 85333 | 85333 | AZ | AZNM | 270.6667 | 1999
[13 empty] | 85334 | 85334 | AZ | AZNM | 270.6667 | 1999
[13 empty] | 85335 | 85335 | AZ | AZNM | 270.6667 | 1999
[13 empty] | 85336 | 85336 | AZ | AZNM | 270.6667 | 1999
[13 empty] | 85337 | 85337 | AZ | AZNM | 270.6667 | 1999
[13 empty] | 85338 | 85338 | AZ | AZNM | 270.6667 | 1999
[13 empty] | 85339 | 85339 | AZ | AZNM | 270.6667 | 1999
[13 empty] | 85340 | 85340 | AZ | AZNM | 270.6667 | 1999
[13 empty] | 85341 | 85341 | AZ | AZNM | 270.6667 | 1999
[13 empty] | 85342 | 85342 | AZ | AZNM | 270.6667 | 1999
[13 empty] | 85343 | 85343 | AZ | AZNM | 270.6667 | 1999
[13 empty] | 85344 | 85344 | AZ | AZNM | 270.6667 | 1999
[13 empty] | 85345 | 85345 | AZ | AZNM | 270.6667 | 1999
[13 empty] | 85346 | 85346 | AZ | AZNM | 270.6667 | 1999
[13 empty] | 85347 | 85347 | AZ | AZNM | 270.6667 | 1999
[13 empty] | 85348 | 85348 | AZ | AZNM | 270.6667 | 1999
[13 empty] | 85349 | 85349 | AZ | AZNM | 270.6667 | 1999
[13 empty] | 85350 | 85350 | AZ | AZNM | 270.6667 | 1999
[13 empty] | 85351 | 85351 | AZ | AZNM | 270.6667 | 1999
[13 empty] | 85352 | 85352 | AZ | AZNM | 270.6667 | 1999
[13 empty] | 85353 | 85353 | AZ | AZNM | 270.6667 | 1999
[13 empty] | 85354 | 85354 | AZ | AZNM | 270.6667 | 1999
[13 empty] | 85355 | 85355 | AZ | AZNM | 270.6667 | 1999
[13 empty] | 85356 | 85356 | AZ | AZNM | 270.6667 | 1999
[13 empty] | 85357 | 85357 | AZ | AZNM | 270.6667 | 1999
[13 empty] | 85358 | 85358 | AZ | AZNM | 270.6667 | 1999
[13 empty] | 85359 | 85359 | AZ | AZNM | 270.6667 | 1999
[13 empty] | 85360 | 85360 | AZ | AZNM | 270.6667 | 1999
[13 empty] | 85361 | 85361 | AZ | AZNM | 270.6667 | 1999
[13 empty] | 85362 | 85362 | AZ | AZNM | 270.6667 | 1999
[13 empty] | 85363 | 85363 | AZ | AZNM | 270.6667 | 1999
[13 empty] | 85364 | 85364 | AZ | AZNM | 270.6667 | 1999
[13 empty] | 85365 | 85365 | AZ | AZNM | 270.6667 | 1999
[13 empty] | 85366 | 85366 | AZ | AZNM | 270.6667 | 1999
[13 empty] | 85367 | 85367 | AZ | AZNM | 270.6667 | 1999
[13 empty] | 85369 | 85369 | AZ | AZNM | 270.6667 | 1999
[13 empty] | 85371 | 85371 | AZ | AZNM | 270.6667 | 1999
[13 empty] | 85372 | 85372 | AZ | AZNM | 270.6667 | 1999
[13 empty] | 85373 | 85373 | AZ | AZNM | 270.6667 | 1999
[13 empty] | 85374 | 85374 | AZ | AZNM | 270.6667 | 1999
[13 empty] | 85375 | 85375 | AZ | AZNM | 270.6667 | 1999
[13 empty] | 85376 | 85376 | AZ | AZNM | 270.6667 | 1999
[13 empty] | 85377 | 85377 | AZ | AZNM | 270.6667 | 1999
[13 empty] | 85378 | 85378 | AZ | AZNM | 270.6667 | 1999
[13 empty] | 85379 | 85379 | AZ | AZNM | 270.6667 | 1999
[13 empty] | 85380 | 85380 | AZ | AZNM | 270.6667 | 1999
[13 empty] | 85381 | 85381 | AZ | AZNM | 270.6667 | 1999
[13 empty] | 85382 | 85382 | AZ | AZNM | 270.6667 | 1999
[13 empty] | 85383 | 85383 | AZ | AZNM | 270.6667 | 1999
[13 empty] | 85385 | 85385 | AZ | AZNM | 270.6667 | 1999
[13 empty] | 85387 | 85387 | AZ | AZNM | 270.6667 | 1999
[13 empty] | 85388 | 85388 | AZ | AZNM | 270.6667 | 1999
[13 empty] | 85390 | 85390 | AZ | AZNM | 270.6667 | 1999
[13 empty] | 85392 | 85392 | AZ | AZNM | 270.6667 | 1999
[13 empty] | 85395 | 85395 | AZ | AZNM | 270.6667 | 1999
[13 empty] | 85396 | 85396 | AZ | AZNM | 270.6667 | 1999
[13 empty] | 85501 | 85501 | AZ | AZNM | 270.6667 | 1999
[13 empty] | 85502 | 85502 | AZ | AZNM | 270.6667 | 1999
[13 empty] | 85530 | 85530 | AZ | AZNM | 270.6667 | 1999
[13 empty] | 85531 | 85531 | AZ | AZNM | 270.6667 | 1999
[13 empty] | 85532 | 85532 | AZ | AZNM | 270.6667 | 1999
[13 empty] | 85533 | 85533 | AZ | AZNM | 270.6667 | 1999
[13 empty] | 85534 | 85534 | AZ | AZNM | 270.6667 | 1999
[13 empty] | 85535 | 85535 | AZ | AZNM | 270.6667 | 1999
[13 empty] | 85536 | 85536 | AZ | AZNM | 270.6667 | 1999
[13 empty] | 85539 | 85539 | AZ | AZNM | 270.6667 | 1999
[13 empty] | 85540 | 85540 | AZ | AZNM | 270.6667 | 1999
[13 empty] | 85541 | 85541 | AZ | AZNM | 270.6667 | 1999
[13 empty] | 85542 | 85542 | AZ | AZNM | 270.6667 | 1999
[13 empty] | 85543 | 85543 | AZ | AZNM | 270.6667 | 1999
[13 empty] | 85544 | 85544 | AZ | AZNM | 270.6667 | 1999
[13 empty] | 85545 | 85545 | AZ | AZNM | 270.6667 | 1999
[13 empty] | 85546 | 85546 | AZ | AZNM | 270.6667 | 1999
[13 empty] | 85547 | 85547 | AZ | AZNM | 270.6667 | 1999
[13 empty] | 85548 | 85548 | AZ | AZNM | 270.6667 | 1999
[13 empty] | 85550 | 85550 | AZ | AZNM | 270.6667 | 1999
[13 empty] | 85551 | 85551 | AZ | AZNM | 270.6667 | 1999
[13 empty] | 85552 | 85552 | AZ | AZNM | 270.6667 | 1999
[13 empty] | 85553 | 85553 | AZ | AZNM | 270.6667 | 1999
[13 empty] | 85554 | 85554 | AZ | AZNM | 270.6667 | 1999
[13 empty] | 85601 | 85601 | AZ | AZNM | 270.6667 | 1999
[13 empty] | 85602 | 85602 | AZ | AZNM | 270.6667 | 1999
[13 empty] | 85603 | 85603 | AZ | AZNM | 270.6667 | 1999
[13 empty] | 85605 | 85605 | AZ | AZNM | 270.6667 | 1999
[13 empty] | 85606 | 85606 | AZ | AZNM | 270.6667 | 1999
[13 empty] | 85607 | 85607 | AZ | AZNM | 270.6667 | 1999
[13 empty] | 85608 | 85608 | AZ | AZNM | 270.6667 | 1999
[13 empty] | 85609 | 85609 | AZ | AZNM | 270.6667 | 1999
[13 empty] | 85610 | 85610 | AZ | AZNM | 270.6667 | 1999
[13 empty] | 85611 | 85611 | AZ | AZNM | 270.6667 | 1999
[13 empty] | 85613 | 85613 | AZ | AZNM | 270.6667 | 1999
[13 empty] | 85614 | 85614 | AZ | AZNM | 270.6667 | 1999
[13 empty] | 85615 | 85615 | AZ | AZNM | 270.6667 | 1999
[13 empty] | 85616 | 85616 | AZ | AZNM | 270.6667 | 1999
[13 empty] | 85617 | 85617 | AZ | AZNM | 270.6667 | 1999
[13 empty] | 85618 | 85618 | AZ | AZNM | 270.6667 | 1999
[13 empty] | 85619 | 85619 | AZ | AZNM | 270.6667 | 1999
[13 empty] | 85620 | 85620 | AZ | AZNM | 270.6667 | 1999
[13 empty] | 85621 | 85621 | AZ | AZNM | 270.6667 | 1999
[13 empty] | 85622 | 85622 | AZ | AZNM | 270.6667 | 1999
[13 empty] | 85623 | 85623 | AZ | AZNM | 270.6667 | 1999
[13 empty] | 85624 | 85624 | AZ | AZNM | 270.6667 | 1999
[13 empty] | 85625 | 85625 | AZ | AZNM | 270.6667 | 1999
[13 empty] | 85626 | 85626 | AZ | AZNM | 270.6667 | 1999
[13 empty] | 85627 | 85627 | AZ | AZNM | 270.6667 | 1999
[13 empty] | 85628 | 85628 | AZ | AZNM | 270.6667 | 1999
[13 empty] | 85629 | 85629 | AZ | AZNM | 270.6667 | 1999
[13 empty] | 85630 | 85630 | AZ | AZNM | 270.6667 | 1999
[13 empty] | 85631 | 85631 | AZ | AZNM | 270.6667 | 1999
[13 empty] | 85632 | 85632 | AZ | AZNM | 270.6667 | 1999
[13 empty] | 85633 | 85633 | AZ | AZNM | 270.6667 | 1999
[13 empty] | 85634 | 85634 | AZ | AZNM | 270.6667 | 1999
[13 empty] | 85635 | 85635 | AZ | AZNM | 270.6667 | 1999
[13 empty] | 85636 | 85636 | AZ | AZNM | 270.6667 | 1999
[13 empty] | 85637 | 85637 | AZ | AZNM | 270.6667 | 1999
[13 empty] | 85638 | 85638 | AZ | AZNM | 270.6667 | 1999
[13 empty] | 85639 | 85639 | AZ | AZNM | 270.6667 | 1999
[13 empty] | 85640 | 85640 | AZ | AZNM | 270.6667 | 1999
[13 empty] | 85641 | 85641 | AZ | AZNM | 270.6667 | 1999
[13 empty] | 85643 | 85643 | AZ | AZNM | 270.6667 | 1999
[13 empty] | 85644 | 85644 | AZ | AZNM | 270.6667 | 1999
[13 empty] | 85645 | 85645 | AZ | AZNM | 270.6667 | 1999
[13 empty] | 85646 | 85646 | AZ | AZNM | 270.6667 | 1999
[13 empty] | 85648 | 85648 | AZ | AZNM | 270.6667 | 1999
[13 empty] | 85650 | 85650 | AZ | AZNM | 270.6667 | 1999
[13 empty] | 85652 | 85652 | AZ | AZNM | 270.6667 | 1999
[13 empty] | 85653 | 85653 | AZ | AZNM | 270.6667 | 1999
[13 empty] | 85654 | 85654 | AZ | AZNM | 270.6667 | 1999
[13 empty] | 85655 | 85655 | AZ | AZNM | 270.6667 | 1999
[13 empty] | 85658 | 85658 | AZ | AZNM | 270.6667 | 1999
[13 empty] | 85662 | 85662 | AZ | AZNM | 270.6667 | 1999
[13 empty] | 85670 | 85670 | AZ | AZNM | 270.6667 | 1999
[13 empty] | 85671 | 85671 | AZ | AZNM | 270.6667 | 1999
[13 empty] | 85701 | 85701 | AZ | AZNM | 572.3333 | 1201.6667
[13 empty] | 85702 | 85702 | AZ | AZNM | 572.3333 | 1201.6667
[13 empty] | 85703 | 85703 | AZ | AZNM | 572.3333 | 1201.6667
[13 empty] | 85704 | 85704 | AZ | AZNM | 572.3333 | 1201.6667
[13 empty] | 85705 | 85705 | AZ | AZNM | 572.3333 | 1201.6667
[13 empty] | 85706 | 85706 | AZ | AZNM | 572.3333 | 1201.6667
[13 empty] | 85707 | 85707 | AZ | AZNM | 572.3333 | 1201.6667
[13 empty] | 85708 | 85708 | AZ | AZNM | 572.3333 | 1201.6667
[13 empty] | 85709 | 85709 | AZ | AZNM | 572.3333 | 1201.6667
[13 empty] | 85710 | 85710 | AZ | AZNM | 572.3333 | 1201.6667
[13 empty] | 85711 | 85711 | AZ | AZNM | 572.3333 | 1201.6667
[13 empty] | 85712 | 85712 | AZ | AZNM | 572.3333 | 1201.6667
[13 empty] | 85713 | 85713 | AZ | AZNM | 572.3333 | 1201.6667
[13 empty] | 85714 | 85714 | AZ | AZNM | 572.3333 | 1201.6667
[13 empty] | 85715 | 85715 | AZ | AZNM | 572.3333 | 1201.6667
[13 empty] | 85716 | 85716 | AZ | AZNM | 572.3333 | 1201.6667
[13 empty] | 85717 | 85717 | AZ | AZNM | 572.3333 | 1201.6667
[13 empty] | 85718 | 85718 | AZ | AZNM | 572.3333 | 1201.6667
[13 empty] | 85719 | 85719 | AZ | AZNM | 572.3333 | 1201.6667
[13 empty] | 85720 | 85720 | AZ | AZNM | 572.3333 | 1201.6667
[13 empty] | 85721 | 85721 | AZ | AZNM | 572.3333 | 1201.6667
[13 empty] | 85722 | 85722 | AZ | AZNM | 572.3333 | 1201.6667
[13 empty] | 85723 | 85723 | AZ | AZNM | 572.3333 | 1201.6667
[13 empty] | 85724 | 85724 | AZ | AZNM | 572.3333 | 1201.6667
[13 empty] | 85725 | 85725 | AZ | AZNM | 572.3333 | 1201.6667
[13 empty] | 85726 | 85726 | AZ | AZNM | 572.3333 | 1201.6667
[13 empty] | 85728 | 85728 | AZ | AZNM | 572.3333 | 1201.6667
[13 empty] | 85730 | 85730 | AZ | AZNM | 572.3333 | 1201.6667
[13 empty] | 85731 | 85731 | AZ | AZNM | 572.3333 | 1201.6667
[13 empty] | 85732 | 85732 | AZ | AZNM | 572.3333 | 1201.6667
[13 empty] | 85733 | 85733 | AZ | AZNM | 572.3333 | 1201.6667
[13 empty] | 85734 | 85734 | AZ | AZNM | 572.3333 | 1201.6667
[13 empty] | 85735 | 85735 | AZ | AZNM | 572.3333 | 1201.6667
[13 empty] | 85736 | 85736 | AZ | AZNM | 572.3333 | 1201.6667
[13 empty] | 85737 | 85737 | AZ | AZNM | 572.3333 | 1201.6667
[13 empty] | 85738 | 85738 | AZ | AZNM | 572.3333 | 1201.6667
[13 empty] | 85739 | 85739 | AZ | AZNM | 572.3333 | 1201.6667
[13 empty] | 85740 | 85740 | AZ | AZNM | 572.3333 | 1201.6667
[13 empty] | 85741 | 85741 | AZ | AZNM | 572.3333 | 1201.6667
[13 empty] | 85742 | 85742 | AZ | AZNM | 572.3333 | 1201.6667
[13 empty] | 85743 | 85743 | AZ | AZNM | 572.3333 | 1201.6667
[13 empty] | 85744 | 85744 | AZ | AZNM | 572.3333 | 1201.6667
[13 empty] | 85745 | 85745 | AZ | AZNM | 572.3333 | 1201.6667
[13 empty] | 85746 | 85746 | AZ | AZNM | 572.3333 | 1201.6667
[13 empty] | 85747 | 85747 | AZ | AZNM | 572.3333 | 1201.6667
[13 empty] | 85748 | 85748 | AZ | AZNM | 572.3333 | 1201.6667
[13 empty] | 85749 | 85749 | AZ | AZNM | 572.3333 | 1201.6667
[13 empty] | 85750 | 85750 | AZ | AZNM | 572.3333 | 1201.6667
[13 empty] | 85751 | 85751 | AZ | AZNM | 572.3333 | 1201.6667
[13 empty] | 85752 | 85752 | AZ | AZNM | 572.3333 | 1201.6667
[13 empty] | 85754 | 85754 | AZ | AZNM | 572.3333 | 1201.6667
[13 empty] | 85755 | 85755 | AZ | AZNM | 572.3333 | 1201.6667
[13 empty] | 85756 | 85756 | AZ | AZNM | 572.3333 | 1201.6667
[13 empty] | 85757 | 85757 | AZ | AZNM | 572.3333 | 1201.6667
[13 empty] | 85775 | 85775 | AZ | AZNM | 572.3333 | 1201.6667
[13 empty] | 85901 | 85901 | AZ | AZNM | 572.3333 | 1201.6667
[13 empty] | 85902 | 85902 | AZ | AZNM | 572.3333 | 1201.6667
[13 empty] | 85911 | 85911 | AZ | AZNM | 572.3333 | 1201.6667
[13 empty] | 85912 | 85912 | AZ | AZNM | 572.3333 | 1201.6667
[13 empty] | 85920 | 85920 | AZ | AZNM | 572.3333 | 1201.6667
[13 empty] | 85922 | 85922 | AZ | AZNM | 572.3333 | 1201.6667
[13 empty] | 85923 | 85923 | AZ | AZNM | 572.3333 | 1201.6667
[13 empty] | 85924 | 85924 | AZ | AZNM | 572.3333 | 1201.6667
[13 empty] | 85925 | 85925 | AZ | AZNM | 572.3333 | 1201.6667
[13 empty] | 85926 | 85926 | AZ | AZNM | 572.3333 | 1201.6667
[13 empty] | 85927 | 85927 | AZ | AZNM | 572.3333 | 1201.6667
[13 empty] | 85928 | 85928 | AZ | AZNM | 572.3333 | 1201.6667
[13 empty] | 85929 | 85929 | AZ | AZNM | 572.3333 | 1201.6667
[13 empty] | 85930 | 85930 | AZ | AZNM | 572.3333 | 1201.6667
[13 empty] | 85931 | 85931 | AZ | AZNM | 572.3333 | 1201.6667
[13 empty] | 85932 | 85932 | AZ | AZNM | 572.3333 | 1201.6667
[13 empty] | 85933 | 85933 | AZ | AZNM | 572.3333 | 1201.6667
[13 empty] | 85934 | 85934 | AZ | AZNM | 572.3333 | 1201.6667
[13 empty] | 85935 | 85935 | AZ | AZNM | 572.3333 | 1201.6667
[13 empty] | 85936 | 85936 | AZ | AZNM | 572.3333 | 1201.6667
[13 empty] | 85937 | 85937 | AZ | AZNM | 572.3333 | 1201.6667
[13 empty] | 85938 | 85938 | AZ | AZNM | 572.3333 | 1201.6667
[13 empty] | 85939 | 85939 | AZ | AZNM | 572.3333 | 1201.6667
[13 empty] | 85940 | 85940 | AZ | AZNM | 572.3333 | 1201.6667
[13 empty] | 85941 | 85941 | AZ | AZNM | 572.3333 | 1201.6667
[13 empty] | 85942 | 85942 | AZ | AZNM | 572.3333 | 1201.6667
[13 empty] | 86001 | 86001 | AZ | AZNM | 572.3333 | 1201.6667
[13 empty] | 86002 | 86002 | AZ | AZNM | 572.3333 | 1201.6667
[13 empty] | 86003 | 86003 | AZ | AZNM | 572.3333 | 1201.6667
[13 empty] | 86004 | 86004 | AZ | AZNM | 572.3333 | 1201.6667
[13 empty] | 86011 | 86011 | AZ | AZNM | 572.3333 | 1201.6667
[13 empty] | 86015 | 86015 | AZ | AZNM | 572.3333 | 1201.6667
[13 empty] | 86016 | 86016 | AZ | AZNM | 572.3333 | 1201.6667
[13 empty] | 86017 | 86017 | AZ | AZNM | 572.3333 | 1201.6667
[13 empty] | 86018 | 86018 | AZ | AZNM | 572.3333 | 1201.6667
[13 empty] | 86020 | 86020 | AZ | AZNM | 572.3333 | 1201.6667
[13 empty] | 86021 | 86021 | AZ | NWPP | 572.3333 | 1201.6667
[13 empty] | 86022 | 86022 | AZ | NWPP | 572.3333 | 1201.6667
[13 empty] | 86023 | 86023 | AZ | AZNM | 572.3333 | 1201.6667
[13 empty] | 86024 | 86024 | AZ | AZNM | 572.3333 | 1201.6667
[13 empty] | 86025 | 86025 | AZ | AZNM | 572.3333 | 1201.6667
[13 empty] | 86028 | 86028 | AZ | AZNM | 572.3333 | 1201.6667
[13 empty] | 86029 | 86029 | AZ | AZNM | 572.3333 | 1201.6667
[13 empty] | 86030 | 86030 | AZ | NWPP | 572.3333 | 1201.6667
[13 empty] | 86031 | 86031 | AZ | NWPP | 572.3333 | 1201.6667
[13 empty] | 86032 | 86032 | AZ | AZNM | 572.3333 | 1201.6667
[13 empty] | 86033 | 86033 | AZ | NWPP | 572.3333 | 1201.6667
[13 empty] | 86034 | 86034 | AZ | NWPP | 572.3333 | 1201.6667
[13 empty] | 86035 | 86035 | AZ | NWPP | 572.3333 | 1201.6667
[13 empty] | 86036 | 86036 | AZ | AZNM | 572.3333 | 1201.6667
[13 empty] | 86038 | 86038 | AZ | AZNM | 572.3333 | 1201.6667
[13 empty] | 86039 | 86039 | AZ | NWPP | 572.3333 | 1201.6667
[13 empty] | 86040 | 86040 | AZ | NWPP | 572.3333 | 1201.6667
[13 empty] | 86042 | 86042 | AZ | NWPP | 572.3333 | 1201.6667
[13 empty] | 86043 | 86043 | AZ | NWPP | 572.3333 | 1201.6667
[13 empty] | 86044 | 86044 | AZ | NWPP | 572.3333 | 1201.6667
[13 empty] | 86045 | 86045 | AZ | NWPP | 572.3333 | 1201.6667
[13 empty] | 86046 | 86046 | AZ | AZNM | 572.3333 | 1201.6667
[13 empty] | 86047 | 86047 | AZ | NWPP | 572.3333 | 1201.6667
[13 empty] | 86052 | 86052 | AZ | AZNM | 572.3333 | 1201.6667
[13 empty] | 86053 | 86053 | AZ | NWPP | 572.3333 | 1201.6667
[13 empty] | 86054 | 86054 | AZ | NWPP | 572.3333 | 1201.6667
[13 empty] | 86301 | 86301 | AZ | AZNM | 572.3333 | 1201.6667
[13 empty] | 86302 | 86302 | AZ | AZNM | 572.3333 | 1201.6667
[13 empty] | 86303 | 86303 | AZ | AZNM | 572.3333 | 1201.6667
[13 empty] | 86304 | 86304 | AZ | AZNM | 572.3333 | 1201.6667
[13 empty] | 86305 | 86305 | AZ | AZNM | 572.3333 | 1201.6667
[13 empty] | 86312 | 86312 | AZ | AZNM | 572.3333 | 1201.6667
[13 empty] | 86313 | 86313 | AZ | AZNM | 572.3333 | 1201.6667
[13 empty] | 86314 | 86314 | AZ | AZNM | 572.3333 | 1201.6667
[13 empty] | 86315 | 86315 | AZ | AZNM | 572.3333 | 1201.6667
[13 empty] | 86320 | 86320 | AZ | AZNM | 572.3333 | 1201.6667
[13 empty] | 86321 | 86321 | AZ | AZNM | 572.3333 | 1201.6667
[13 empty] | 86322 | 86322 | AZ | AZNM | 572.3333 | 1201.6667
[13 empty] | 86323 | 86323 | AZ | AZNM | 572.3333 | 1201.6667
[13 empty] | 86324 | 86324 | AZ | AZNM | 572.3333 | 1201.6667
[13 empty] | 86325 | 86325 | AZ | AZNM | 572.3333 | 1201.6667
[13 empty] | 86326 | 86326 | AZ | AZNM | 572.3333 | 1201.6667
[13 empty] | 86327 | 86327 | AZ | AZNM | 572.3333 | 1201.6667
[13 empty] | 86329 | 86329 | AZ | AZNM | 572.3333 | 1201.6667
[13 empty] | 86331 | 86331 | AZ | AZNM | 572.3333 | 1201.6667
[13 empty] | 86332 | 86332 | AZ | AZNM | 572.3333 | 1201.6667
[13 empty] | 86333 | 86333 | AZ | AZNM | 572.3333 | 1201.6667
[13 empty] | 86334 | 86334 | AZ | AZNM | 572.3333 | 1201.6667
[13 empty] | 86335 | 86335 | AZ | AZNM | 572.3333 | 1201.6667
[13 empty] | 86336 | 86336 | AZ | AZNM | 572.3333 | 1201.6667
[13 empty] | 86337 | 86337 | AZ | AZNM | 572.3333 | 1201.6667
[13 empty] | 86338 | 86338 | AZ | AZNM | 572.3333 | 1201.6667
[13 empty] | 86339 | 86339 | AZ | AZNM | 572.3333 | 1201.6667
[13 empty] | 86340 | 86340 | AZ | AZNM | 572.3333 | 1201.6667
[13 empty] | 86341 | 86341 | AZ | AZNM | 572.3333 | 1201.6667
[13 empty] | 86342 | 86342 | AZ | AZNM | 572.3333 | 1201.6667
[13 empty] | 86343 | 86343 | AZ | AZNM | 572.3333 | 1201.6667
[13 empty] | 86351 | 86351 | AZ | AZNM | 572.3333 | 1201.6667
[13 empty] | 86401 | 86401 | AZ | AZNM | 572.3333 | 1201.6667
[13 empty] | 86402 | 86402 | AZ | AZNM | 572.3333 | 1201.6667
[13 empty] | 86403 | 86403 | AZ | AZNM | 572.3333 | 1201.6667
[13 empty] | 86404 | 86404 | AZ | AZNM | 572.3333 | 1201.6667
[13 empty] | 86405 | 86405 | AZ | AZNM | 572.3333 | 1201.6667
[13 empty] | 86406 | 86406 | AZ | AZNM | 572.3333 | 1201.6667
[13 empty] | 86409 | 86409 | AZ | AZNM | 572.3333 | 1201.6667
[13 empty] | 86411 | 86411 | AZ | AZNM | 572.3333 | 1201.6667
[13 empty] | 86412 | 86412 | AZ | AZNM | 572.3333 | 1201.6667
[13 empty] | 86413 | 86413 | AZ | AZNM | 572.3333 | 1201.6667
[13 empty] | 86426 | 86426 | AZ | AZNM | 572.3333 | 1201.6667
[13 empty] | 86427 | 86427 | AZ | AZNM | 572.3333 | 1201.6667
[13 empty] | 86429 | 86429 | AZ | AZNM | 572.3333 | 1201.6667
[13 empty] | 86430 | 86430 | AZ | AZNM | 572.3333 | 1201.6667
[13 empty] | 86431 | 86431 | AZ | AZNM | 572.3333 | 1201.6667
[13 empty] | 86432 | 86432 | AZ | NWPP | 572.3333 | 1201.6667
[13 empty] | 86433 | 86433 | AZ | AZNM | 572.3333 | 1201.6667
[13 empty] | 86434 | 86434 | AZ | AZNM | 572.3333 | 1201.6667
[13 empty] | 86435 | 86435 | AZ | AZNM | 572.3333 | 1201.6667
[13 empty] | 86436 | 86436 | AZ | AZNM | 572.3333 | 1201.6667
[13 empty] | 86437 | 86437 | AZ | AZNM | 572.3333 | 1201.6667
[13 empty] | 86438 | 86438 | AZ | AZNM | 572.3333 | 1201.6667
[13 empty] | 86439 | 86439 | AZ | AZNM | 572.3333 | 1201.6667
[13 empty] | 86440 | 86440 | AZ | AZNM | 572.3333 | 1201.6667
[13 empty] | 86441 | 86441 | AZ | AZNM | 572.3333 | 1201.6667
[13 empty] | 86442 | 86442 | AZ | AZNM | 572.3333 | 1201.6667
[13 empty] | 86443 | 86443 | AZ | AZNM | 572.3333 | 1201.6667
[13 empty] | 86444 | 86444 | AZ | AZNM | 572.3333 | 1201.6667
[13 empty] | 86445 | 86445 | AZ | AZNM | 572.3333 | 1201.6667
[13 empty] | 86446 | 86446 | AZ | AZNM | 572.3333 | 1201.6667
[13 empty] | 86502 | 86502 | AZ | AZNM | 572.3333 | 1201.6667
[13 empty] | 86503 | 86503 | AZ | NWPP | 572.3333 | 1201.6667
[13 empty] | 86504 | 86504 | AZ | NWPP | 572.3333 | 1201.6667
[13 empty] | 86505 | 86505 | AZ | NWPP | 572.3333 | 1201.6667
[13 empty] | 86506 | 86506 | AZ | AZNM | 572.3333 | 1201.6667
[13 empty] | 86507 | 86507 | AZ | NWPP | 572.3333 | 1201.6667
[13 empty] | 86508 | 86508 | AZ | AZNM | 572.3333 | 1201.6667
[13 empty] | 86510 | 86510 | AZ | NWPP | 572.3333 | 1201.6667
[13 empty] | 86511 | 86511 | AZ | NWPP | 572.3333 | 1201.6667
[13 empty] | 86512 | 86512 | AZ | AZNM | 572.3333 | 1201.6667
[13 empty] | 86514 | 86514 | AZ | NWPP | 572.3333 | 1201.6667
[13 empty] | 86515 | 86515 | AZ | NWPP | 572.3333 | 1201.6667
[13 empty] | 86520 | 86520 | AZ | NWPP | 572.3333 | 1201.6667
[13 empty] | 86535 | 86535 | AZ | NWPP | 572.3333 | 1201.6667
[13 empty] | 86538 | 86538 | AZ | NWPP | 572.3333 | 1201.6667
[13 empty] | 86540 | 86540 | AZ | NWPP | 572.3333 | 1201.6667
[13 empty] | 86544 | 86544 | AZ | NWPP | 572.3333 | 1201.6667
[13 empty] | 86545 | 86545 | AZ | NWPP | 572.3333 | 1201.6667
[13 empty] | 86547 | 86547 | AZ | NWPP | 572.3333 | 1201.6667
[13 empty] | 86555 | 86555 | AZ | AZNM | 572.3333 | 1201.6667
[13 empty] | 86556 | 86556 | AZ | NWPP | 572.3333 | 1201.6667
[13 empty] | 87001 | 87001 | NM | AZNM | 572.3333 | 1201.6667
[13 empty] | 87002 | 87002 | NM | AZNM | 572.3333 | 1201.6667
[13 empty] | 87004 | 87004 | NM | AZNM | 572.3333 | 1201.6667
[13 empty] | 87005 | 87005 | NM | AZNM | 572.3333 | 1201.6667
[13 empty] | 87006 | 87006 | NM | AZNM | 572.3333 | 1201.6667
[13 empty] | 87007 | 87007 | NM | AZNM | 572.3333 | 1201.6667
[13 empty] | 87008 | 87008 | NM | AZNM | 572.3333 | 1201.6667
[13 empty] | 87009 | 87009 | NM | AZNM | 572.3333 | 1201.6667
[13 empty] | 87010 | 87010 | NM | AZNM | 572.3333 | 1201.6667
[13 empty] | 87011 | 87011 | NM | AZNM | 572.3333 | 1201.6667
[13 empty] | 87012 | 87012 | NM | AZNM | 572.3333 | 1201.6667
[13 empty] | 87013 | 87013 | NM | NWPP | 572.3333 | 1201.6667
[13 empty] | 87014 | 87014 | NM | AZNM | 572.3333 | 1201.6667
[13 empty] | 87015 | 87015 | NM | AZNM | 572.3333 | 1201.6667
[13 empty] | 87016 | 87016 | NM | AZNM | 572.3333 | 1201.6667
[13 empty] | 87017 | 87017 | NM | AZNM | 572.3333 | 1201.6667
[13 empty] | 87018 | 87018 | NM | AZNM | 572.3333 | 1201.6667
[13 empty] | 87020 | 87020 | NM | AZNM | 572.3333 | 1201.6667
[13 empty] | 87021 | 87021 | NM | AZNM | 572.3333 | 1201.6667
[13 empty] | 87022 | 87022 | NM | AZNM | 572.3333 | 1201.6667
[13 empty] | 87023 | 87023 | NM | AZNM | 572.3333 | 1201.6667
[13 empty] | 87024 | 87024 | NM | AZNM | 572.3333 | 1201.6667
[13 empty] | 87025 | 87025 | NM | AZNM | 572.3333 | 1201.6667
[13 empty] | 87026 | 87026 | NM | AZNM | 572.3333 | 1201.6667
[13 empty] | 87027 | 87027 | NM | AZNM | 572.3333 | 1201.6667
[13 empty] | 87028 | 87028 | NM | AZNM | 572.3333 | 1201.6667
[13 empty] | 87029 | 87029 | NM | AZNM | 572.3333 | 1201.6667
[13 empty] | 87031 | 87031 | NM | AZNM | 572.3333 | 1201.6667
[13 empty] | 87032 | 87032 | NM | AZNM | 572.3333 | 1201.6667
[13 empty] | 87034 | 87034 | NM | AZNM | 572.3333 | 1201.6667
[13 empty] | 87035 | 87035 | NM | AZNM | 572.3333 | 1201.6667
[13 empty] | 87036 | 87036 | NM | AZNM | 572.3333 | 1201.6667
[13 empty] | 87037 | 87037 | NM | NWPP | 572.3333 | 1201.6667
[13 empty] | 87038 | 87038 | NM | AZNM | 572.3333 | 1201.6667
[13 empty] | 87040 | 87040 | NM | AZNM | 572.3333 | 1201.6667
[13 empty] | 87041 | 87041 | NM | AZNM | 572.3333 | 1201.6667
[13 empty] | 87042 | 87042 | NM | AZNM | 572.3333 | 1201.6667
[13 empty] | 87043 | 87043 | NM | AZNM | 572.3333 | 1201.6667
[13 empty] | 87044 | 87044 | NM | AZNM | 572.3333 | 1201.6667
[13 empty] | 87045 | 87045 | NM | NWPP | 572.3333 | 1201.6667
[13 empty] | 87046 | 87046 | NM | AZNM | 572.3333 | 1201.6667
[13 empty] | 87047 | 87047 | NM | AZNM | 572.3333 | 1201.6667
[13 empty] | 87048 | 87048 | NM | AZNM | 572.3333 | 1201.6667
[13 empty] | 87049 | 87049 | NM | AZNM | 572.3333 | 1201.6667
[13 empty] | 87051 | 87051 | NM | AZNM | 572.3333 | 1201.6667
[13 empty] | 87052 | 87052 | NM | AZNM | 572.3333 | 1201.6667
[13 empty] | 87053 | 87053 | NM | AZNM | 572.3333 | 1201.6667
[13 empty] | 87056 | 87056 | NM | AZNM | 572.3333 | 1201.6667
[13 empty] | 87059 | 87059 | NM | AZNM | 572.3333 | 1201.6667
[13 empty] | 87060 | 87060 | NM | AZNM | 572.3333 | 1201.6667
[13 empty] | 87061 | 87061 | NM | AZNM | 572.3333 | 1201.6667
[13 empty] | 87062 | 87062 | NM | AZNM | 572.3333 | 1201.6667
[13 empty] | 87063 | 87063 | NM | AZNM | 572.3333 | 1201.6667
[13 empty] | 87064 | 87064 | NM | AZNM | 572.3333 | 1201.6667
[13 empty] | 87068 | 87068 | NM | AZNM | 572.3333 | 1201.6667
[13 empty] | 87070 | 87070 | NM | AZNM | 572.3333 | 1201.6667
[13 empty] | 87072 | 87072 | NM | AZNM | 572.3333 | 1201.6667
[13 empty] | 87083 | 87083 | NM | AZNM | 572.3333 | 1201.6667
[13 empty] | 87101 | 87101 | NM | AZNM | 1680.3333 | 456
[13 empty] | 87102 | 87102 | NM | AZNM | 1680.3333 | 456
[13 empty] | 87103 | 87103 | NM | AZNM | 1680.3333 | 456
[13 empty] | 87104 | 87104 | NM | AZNM | 1680.3333 | 456
[13 empty] | 87105 | 87105 | NM | AZNM | 1680.3333 | 456
[13 empty] | 87106 | 87106 | NM | AZNM | 1680.3333 | 456
[13 empty] | 87107 | 87107 | NM | AZNM | 1680.3333 | 456
[13 empty] | 87108 | 87108 | NM | AZNM | 1680.3333 | 456
[13 empty] | 87109 | 87109 | NM | AZNM | 1680.3333 | 456
[13 empty] | 87110 | 87110 | NM | AZNM | 1680.3333 | 456
[13 empty] | 87111 | 87111 | NM | AZNM | 1680.3333 | 456
[13 empty] | 87112 | 87112 | NM | AZNM | 1680.3333 | 456
[13 empty] | 87113 | 87113 | NM | AZNM | 1680.3333 | 456
[13 empty] | 87114 | 87114 | NM | AZNM | 1680.3333 | 456
[13 empty] | 87115 | 87115 | NM | AZNM | 1680.3333 | 456
[13 empty] | 87116 | 87116 | NM | AZNM | 1680.3333 | 456
[13 empty] | 87117 | 87117 | NM | AZNM | 1680.3333 | 456
[13 empty] | 87119 | 87119 | NM | AZNM | 1680.3333 | 456
[13 empty] | 87120 | 87120 | NM | AZNM | 1680.3333 | 456
[13 empty] | 87121 | 87121 | NM | AZNM | 1680.3333 | 456
[13 empty] | 87122 | 87122 | NM | AZNM | 1680.3333 | 456
[13 empty] | 87123 | 87123 | NM | AZNM | 1680.3333 | 456
[13 empty] | 87124 | 87124 | NM | AZNM | 1680.3333 | 456
[13 empty] | 87125 | 87125 | NM | AZNM | 1680.3333 | 456
[13 empty] | 87131 | 87131 | NM | AZNM | 1680.3333 | 456
[13 empty] | 87144 | 87144 | NM | AZNM | 1680.3333 | 456
[13 empty] | 87151 | 87151 | NM | AZNM | 1680.3333 | 456
[13 empty] | 87153 | 87153 | NM | AZNM | 1680.3333 | 456
[13 empty] | 87154 | 87154 | NM | AZNM | 1680.3333 | 456
[13 empty] | 87158 | 87158 | NM | AZNM | 1680.3333 | 456
[13 empty] | 87174 | 87174 | NM | AZNM | 1680.3333 | 456
[13 empty] | 87176 | 87176 | NM | AZNM | 1680.3333 | 456
[13 empty] | 87181 | 87181 | NM | AZNM | 1680.3333 | 456
[13 empty] | 87184 | 87184 | NM | AZNM | 1680.3333 | 456
[13 empty] | 87185 | 87185 | NM | AZNM | 1680.3333 | 456
[13 empty] | 87187 | 87187 | NM | AZNM | 1680.3333 | 456
[13 empty] | 87190 | 87190 | NM | AZNM | 1680.3333 | 456
[13 empty] | 87191 | 87191 | NM | AZNM | 1680.3333 | 456
[13 empty] | 87192 | 87192 | NM | AZNM | 1680.3333 | 456
[13 empty] | 87193 | 87193 | NM | AZNM | 1680.3333 | 456
[13 empty] | 87194 | 87194 | NM | AZNM | 1680.3333 | 456
[13 empty] | 87195 | 87195 | NM | AZNM | 1680.3333 | 456
[13 empty] | 87196 | 87196 | NM | AZNM | 1680.3333 | 456
[13 empty] | 87197 | 87197 | NM | AZNM | 1680.3333 | 456
[13 empty] | 87198 | 87198 | NM | AZNM | 1680.3333 | 456
[13 empty] | 87199 | 87199 | NM | AZNM | 1680.3333 | 456
[13 empty] | 87301 | 87301 | NM | NWPP | 1680.3333 | 456
[13 empty] | 87302 | 87302 | NM | AZNM | 1680.3333 | 456
[13 empty] | 87305 | 87305 | NM | AZNM | 1680.3333 | 456
[13 empty] | 87310 | 87310 | NM | NWPP | 1680.3333 | 456
[13 empty] | 87311 | 87311 | NM | NWPP | 1680.3333 | 456
[13 empty] | 87312 | 87312 | NM | AZNM | 1680.3333 | 456
[13 empty] | 87313 | 87313 | NM | NWPP | 1680.3333 | 456
[13 empty] | 87315 | 87315 | NM | AZNM | 1680.3333 | 456
[13 empty] | 87316 | 87316 | NM | AZNM | 1680.3333 | 456
[13 empty] | 87317 | 87317 | NM | AZNM | 1680.3333 | 456
[13 empty] | 87319 | 87319 | NM | AZNM | 1680.3333 | 456
[13 empty] | 87320 | 87320 | NM | NWPP | 1680.3333 | 456
[13 empty] | 87321 | 87321 | NM | AZNM | 1680.3333 | 456
[13 empty] | 87322 | 87322 | NM | NWPP | 1680.3333 | 456
[13 empty] | 87323 | 87323 | NM | AZNM | 1680.3333 | 456
[13 empty] | 87325 | 87325 | NM | NWPP | 1680.3333 | 456
[13 empty] | 87326 | 87326 | NM | AZNM | 1680.3333 | 456
[13 empty] | 87327 | 87327 | NM | AZNM | 1680.3333 | 456
[13 empty] | 87328 | 87328 | NM | NWPP | 1680.3333 | 456
[13 empty] | 87347 | 87347 | NM | AZNM | 1680.3333 | 456
[13 empty] | 87357 | 87357 | NM | AZNM | 1680.3333 | 456
[13 empty] | 87364 | 87364 | NM | NWPP | 1680.3333 | 456
[13 empty] | 87365 | 87365 | NM | AZNM | 1680.3333 | 456
[13 empty] | 87375 | 87375 | NM | NWPP | 1680.3333 | 456
[13 empty] | 87401 | 87401 | NM | NWPP | 1680.3333 | 456
[13 empty] | 87402 | 87402 | NM | AZNM | 1680.3333 | 456
[13 empty] | 87410 | 87410 | NM | AZNM | 1680.3333 | 456
[13 empty] | 87412 | 87412 | NM | NWPP | 1680.3333 | 456
[13 empty] | 87413 | 87413 | NM | NWPP | 1680.3333 | 456
[13 empty] | 87415 | 87415 | NM | AZNM | 1680.3333 | 456
[13 empty] | 87416 | 87416 | NM | NWPP | 1680.3333 | 456
[13 empty] | 87417 | 87417 | NM | NWPP | 1680.3333 | 456
[13 empty] | 87418 | 87418 | NM | RMPA | 1680.3333 | 456
[13 empty] | 87419 | 87419 | NM | AZNM | 1680.3333 | 456
[13 empty] | 87420 | 87420 | NM | NWPP | 1680.3333 | 456
[13 empty] | 87421 | 87421 | NM | NWPP | 1680.3333 | 456
[13 empty] | 87455 | 87455 | NM | NWPP | 1680.3333 | 456
[13 empty] | 87461 | 87461 | NM | NWPP | 1680.3333 | 456
[13 empty] | 87499 | 87499 | NM | AZNM | 1680.3333 | 456
[13 empty] | 87501 | 87501 | NM | AZNM | 2428.6667 | 267.3333
[13 empty] | 87502 | 87502 | NM | AZNM | 2428.6667 | 267.3333
[13 empty] | 87503 | 87503 | NM | AZNM | 2428.6667 | 267.3333
[13 empty] | 87504 | 87504 | NM | AZNM | 2428.6667 | 267.3333
[13 empty] | 87505 | 87505 | NM | AZNM | 2428.6667 | 267.3333
[13 empty] | 87506 | 87506 | NM | AZNM | 2428.6667 | 267.3333
[13 empty] | 87507 | 87507 | NM | AZNM | 2428.6667 | 267.3333
[13 empty] | 87508 | 87508 | NM | AZNM | 2428.6667 | 267.3333
[13 empty] | 87509 | 87509 | NM | AZNM | 2428.6667 | 267.3333
[13 empty] | 87510 | 87510 | NM | AZNM | 2428.6667 | 267.3333
[13 empty] | 87511 | 87511 | NM | AZNM | 2428.6667 | 267.3333
[13 empty] | 87512 | 87512 | NM | AZNM | 2428.6667 | 267.3333
[13 empty] | 87513 | 87513 | NM | AZNM | 2428.6667 | 267.3333
[13 empty] | 87514 | 87514 | NM | AZNM | 2428.6667 | 267.3333
[13 empty] | 87515 | 87515 | NM | AZNM | 2428.6667 | 267.3333
[13 empty] | 87516 | 87516 | NM | AZNM | 2428.6667 | 267.3333
[13 empty] | 87517 | 87517 | NM | AZNM | 2428.6667 | 267.3333
[13 empty] | 87518 | 87518 | NM | AZNM | 2428.6667 | 267.3333
[13 empty] | 87519 | 87519 | NM | AZNM | 2428.6667 | 267.3333
[13 empty] | 87520 | 87520 | NM | AZNM | 2428.6667 | 267.3333
[13 empty] | 87521 | 87521 | NM | AZNM | 2428.6667 | 267.3333
[13 empty] | 87522 | 87522 | NM | AZNM | 2428.6667 | 267.3333
[13 empty] | 87523 | 87523 | NM | AZNM | 2428.6667 | 267.3333
[13 empty] | 87524 | 87524 | NM | AZNM | 2428.6667 | 267.3333
[13 empty] | 87525 | 87525 | NM | AZNM | 2428.6667 | 267.3333
[13 empty] | 87527 | 87527 | NM | AZNM | 2428.6667 | 267.3333
[13 empty] | 87528 | 87528 | NM | AZNM | 2428.6667 | 267.3333
[13 empty] | 87529 | 87529 | NM | AZNM | 2428.6667 | 267.3333
[13 empty] | 87530 | 87530 | NM | AZNM | 2428.6667 | 267.3333
[13 empty] | 87531 | 87531 | NM | AZNM | 2428.6667 | 267.3333
[13 empty] | 87532 | 87532 | NM | AZNM | 2428.6667 | 267.3333
[13 empty] | 87533 | 87533 | NM | AZNM | 2428.6667 | 267.3333
[13 empty] | 87535 | 87535 | NM | AZNM | 2428.6667 | 267.3333
[13 empty] | 87537 | 87537 | NM | AZNM | 2428.6667 | 267.3333
[13 empty] | 87538 | 87538 | NM | AZNM | 2428.6667 | 267.3333
[13 empty] | 87539 | 87539 | NM | AZNM | 2428.6667 | 267.3333
[13 empty] | 87540 | 87540 | NM | AZNM | 2428.6667 | 267.3333
[13 empty] | 87543 | 87543 | NM | AZNM | 2428.6667 | 267.3333
[13 empty] | 87544 | 87544 | NM | AZNM | 2428.6667 | 267.3333
[13 empty] | 87545 | 87545 | NM | AZNM | 2428.6667 | 267.3333
[13 empty] | 87548 | 87548 | NM | AZNM | 2428.6667 | 267.3333
[13 empty] | 87549 | 87549 | NM | AZNM | 2428.6667 | 267.3333
[13 empty] | 87551 | 87551 | NM | AZNM | 2428.6667 | 267.3333
[13 empty] | 87552 | 87552 | NM | AZNM | 2428.6667 | 267.3333
[13 empty] | 87553 | 87553 | NM | AZNM | 2428.6667 | 267.3333
[13 empty] | 87554 | 87554 | NM | AZNM | 2428.6667 | 267.3333
[13 empty] | 87556 | 87556 | NM | AZNM | 2428.6667 | 267.3333
[13 empty] | 87557 | 87557 | NM | AZNM | 2428.6667 | 267.3333
[13 empty] | 87558 | 87558 | NM | AZNM | 2428.6667 | 267.3333
[13 empty] | 87560 | 87560 | NM | AZNM | 2428.6667 | 267.3333
[13 empty] | 87562 | 87562 | NM | AZNM | 2428.6667 | 267.3333
[13 empty] | 87564 | 87564 | NM | AZNM | 2428.6667 | 267.3333
[13 empty] | 87565 | 87565 | NM | AZNM | 2428.6667 | 267.3333
[13 empty] | 87566 | 87566 | NM | AZNM | 2428.6667 | 267.3333
[13 empty] | 87567 | 87567 | NM | AZNM | 2428.6667 | 267.3333
[13 empty] | 87569 | 87569 | NM | AZNM | 2428.6667 | 267.3333
[13 empty] | 87571 | 87571 | NM | AZNM | 2428.6667 | 267.3333
[13 empty] | 87573 | 87573 | NM | AZNM | 2428.6667 | 267.3333
[13 empty] | 87574 | 87574 | NM | AZNM | 2428.6667 | 267.3333
[13 empty] | 87575 | 87575 | NM | AZNM | 2428.6667 | 267.3333
[13 empty] | 87576 | 87576 | NM | AZNM | 2428.6667 | 267.3333
[13 empty] | 87577 | 87577 | NM | AZNM | 2428.6667 | 267.3333
[13 empty] | 87578 | 87578 | NM | AZNM | 2428.6667 | 267.3333
[13 empty] | 87579 | 87579 | NM | AZNM | 2428.6667 | 267.3333
[13 empty] | 87580 | 87580 | NM | AZNM | 2428.6667 | 267.3333
[13 empty] | 87581 | 87581 | NM | AZNM | 2428.6667 | 267.3333
[13 empty] | 87582 | 87582 | NM | AZNM | 2428.6667 | 267.3333
[13 empty] | 87583 | 87583 | NM | AZNM | 2428.6667 | 267.3333
[13 empty] | 87592 | 87592 | NM | AZNM | 2428.6667 | 267.3333
[13 empty] | 87594 | 87594 | NM | AZNM | 2428.6667 | 267.3333
[13 empty] | 87701 | 87701 | NM | AZNM | 2428.6667 | 267.3333
[13 empty] | 87710 | 87710 | NM | AZNM | 2428.6667 | 267.3333
[13 empty] | 87711 | 87711 | NM | AZNM | 2428.6667 | 267.3333
[13 empty] | 87712 | 87712 | NM | AZNM | 2428.6667 | 267.3333
[13 empty] | 87713 | 87713 | NM | AZNM | 2428.6667 | 267.3333
[13 empty] | 87714 | 87714 | NM | AZNM | 2428.6667 | 267.3333
[13 empty] | 87715 | 87715 | NM | AZNM | 2428.6667 | 267.3333
[13 empty] | 87718 | 87718 | NM | AZNM | 2428.6667 | 267.3333
[13 empty] | 87722 | 87722 | NM | AZNM | 2428.6667 | 267.3333
[13 empty] | 87723 | 87723 | NM | AZNM | 2428.6667 | 267.3333
[13 empty] | 87724 | 87724 | NM | AZNM | 2428.6667 | 267.3333
[13 empty] | 87728 | 87728 | NM | AZNM | 2428.6667 | 267.3333
[13 empty] | 87729 | 87729 | NM | AZNM | 2428.6667 | 267.3333
[13 empty] | 87730 | 87730 | NM | AZNM | 2428.6667 | 267.3333
[13 empty] | 87731 | 87731 | NM | AZNM | 2428.6667 | 267.3333
[13 empty] | 87732 | 87732 | NM | AZNM | 2428.6667 | 267.3333
[13 empty] | 87733 | 87733 | NM | AZNM | 2428.6667 | 267.3333
[13 empty] | 87734 | 87734 | NM | AZNM | 2428.6667 | 267.3333
[13 empty] | 87735 | 87735 | NM | AZNM | 2428.6667 | 267.3333
[13 empty] | 87736 | 87736 | NM | AZNM | 2428.6667 | 267.3333
[13 empty] | 87740 | 87740 | NM | AZNM | 2428.6667 | 267.3333
[13 empty] | 87742 | 87742 | NM | AZNM | 2428.6667 | 267.3333
[13 empty] | 87743 | 87743 | NM | AZNM | 2428.6667 | 267.3333
[13 empty] | 87745 | 87745 | NM | AZNM | 2428.6667 | 267.3333
[13 empty] | 87746 | 87746 | NM | AZNM | 2428.6667 | 267.3333
[13 empty] | 87747 | 87747 | NM | AZNM | 2428.6667 | 267.3333
[13 empty] | 87749 | 87749 | NM | AZNM | 2428.6667 | 267.3333
[13 empty] | 87750 | 87750 | NM | AZNM | 2428.6667 | 267.3333
[13 empty] | 87752 | 87752 | NM | AZNM | 2428.6667 | 267.3333
[13 empty] | 87753 | 87753 | NM | AZNM | 2428.6667 | 267.3333
[13 empty] | 87801 | 87801 | NM | AZNM | 2428.6667 | 267.3333
[13 empty] | 87820 | 87820 | NM | AZNM | 2428.6667 | 267.3333
[13 empty] | 87821 | 87821 | NM | AZNM | 2428.6667 | 267.3333
[13 empty] | 87823 | 87823 | NM | AZNM | 2428.6667 | 267.3333
[13 empty] | 87824 | 87824 | NM | AZNM | 2428.6667 | 267.3333
[13 empty] | 87825 | 87825 | NM | AZNM | 2428.6667 | 267.3333
[13 empty] | 87827 | 87827 | NM | AZNM | 2428.6667 | 267.3333
[13 empty] | 87828 | 87828 | NM | AZNM | 2428.6667 | 267.3333
[13 empty] | 87829 | 87829 | NM | AZNM | 2428.6667 | 267.3333
[13 empty] | 87830 | 87830 | NM | AZNM | 2428.6667 | 267.3333
[13 empty] | 87831 | 87831 | NM | AZNM | 2428.6667 | 267.3333
[13 empty] | 87832 | 87832 | NM | AZNM | 2428.6667 | 267.3333
[13 empty] | 87901 | 87901 | NM | AZNM | 2428.6667 | 267.3333
[13 empty] | 87930 | 87930 | NM | AZNM | 2428.6667 | 267.3333
[13 empty] | 87931 | 87931 | NM | AZNM | 2428.6667 | 267.3333
[13 empty] | 87933 | 87933 | NM | AZNM | 2428.6667 | 267.3333
[13 empty] | 87935 | 87935 | NM | AZNM | 2428.6667 | 267.3333
[13 empty] | 87936 | 87936 | NM | AZNM | 2428.6667 | 267.3333
[13 empty] | 87937 | 87937 | NM | AZNM | 2428.6667 | 267.3333
[13 empty] | 87939 | 87939 | NM | AZNM | 2428.6667 | 267.3333
[13 empty] | 87940 | 87940 | NM | AZNM | 2428.6667 | 267.3333
[13 empty] | 87941 | 87941 | NM | AZNM | 2428.6667 | 267.3333
[13 empty] | 87942 | 87942 | NM | AZNM | 2428.6667 | 267.3333
[13 empty] | 87943 | 87943 | NM | AZNM | 2428.6667 | 267.3333
[13 empty] | 88001 | 88001 | NM | AZNM | 2428.6667 | 267.3333
[13 empty] | 88002 | 88002 | NM | AZNM | 2428.6667 | 267.3333
[13 empty] | 88003 | 88003 | NM | AZNM | 2428.6667 | 267.3333
[13 empty] | 88004 | 88004 | NM | AZNM | 2428.6667 | 267.3333
[13 empty] | 88005 | 88005 | NM | AZNM | 2428.6667 | 267.3333
[13 empty] | 88006 | 88006 | NM | AZNM | 2428.6667 | 267.3333
[13 empty] | 88007 | 88007 | NM | AZNM | 2428.6667 | 267.3333
[13 empty] | 88008 | 88008 | NM | AZNM | 2428.6667 | 267.3333
[13 empty] | 88009 | 88009 | NM | AZNM | 2428.6667 | 267.3333
[13 empty] | 88011 | 88011 | NM | AZNM | 2428.6667 | 267.3333
[13 empty] | 88012 | 88012 | NM | AZNM | 2428.6667 | 267.3333
[13 empty] | 88013 | 88013 | NM | AZNM | 2428.6667 | 267.3333
[13 empty] | 88020 | 88020 | NM | AZNM | 2428.6667 | 267.3333
[13 empty] | 88021 | 88021 | NM | AZNM | 2428.6667 | 267.3333
[13 empty] | 88022 | 88022 | NM | AZNM | 2428.6667 | 267.3333
[13 empty] | 88023 | 88023 | NM | AZNM | 2428.6667 | 267.3333
[13 empty] | 88024 | 88024 | NM | AZNM | 2428.6667 | 267.3333
[13 empty] | 88025 | 88025 | NM | AZNM | 2428.6667 | 267.3333
[13 empty] | 88026 | 88026 | NM | AZNM | 2428.6667 | 267.3333
[13 empty] | 88027 | 88027 | NM | AZNM | 2428.6667 | 267.3333
[13 empty] | 88028 | 88028 | NM | AZNM | 2428.6667 | 267.3333
[13 empty] | 88029 | 88029 | NM | AZNM | 2428.6667 | 267.3333
[13 empty] | 88030 | 88030 | NM | AZNM | 2428.6667 | 267.3333
[13 empty] | 88031 | 88031 | NM | AZNM | 2428.6667 | 267.3333
[13 empty] | 88032 | 88032 | NM | AZNM | 2428.6667 | 267.3333
[13 empty] | 88033 | 88033 | NM | AZNM | 2428.6667 | 267.3333
[13 empty] | 88034 | 88034 | NM | AZNM | 2428.6667 | 267.3333
[13 empty] | 88036 | 88036 | NM | AZNM | 2428.6667 | 267.3333
[13 empty] | 88038 | 88038 | NM | AZNM | 2428.6667 | 267.3333
[13 empty] | 88039 | 88039 | NM | AZNM | 2428.6667 | 267.3333
[13 empty] | 88040 | 88040 | NM | AZNM | 2428.6667 | 267.3333
[13 empty] | 88041 | 88041 | NM | AZNM | 2428.6667 | 267.3333
[13 empty] | 88042 | 88042 | NM | AZNM | 2428.6667 | 267.3333
[13 empty] | 88043 | 88043 | NM | AZNM | 2428.6667 | 267.3333
[13 empty] | 88044 | 88044 | NM | AZNM | 2428.6667 | 267.3333
[13 empty] | 88045 | 88045 | NM | AZNM | 2428.6667 | 267.3333
[13 empty] | 88046 | 88046 | NM | AZNM | 2428.6667 | 267.3333
[13 empty] | 88047 | 88047 | NM | AZNM | 2428.6667 | 267.3333
[13 empty] | 88048 | 88048 | NM | AZNM | 2428.6667 | 267.3333
[13 empty] | 88049 | 88049 | NM | AZNM | 2428.6667 | 267.3333
[13 empty] | 88051 | 88051 | NM | AZNM | 2428.6667 | 267.3333
[13 empty] | 88052 | 88052 | NM | AZNM | 2428.6667 | 267.3333
[13 empty] | 88053 | 88053 | NM | AZNM | 2428.6667 | 267.3333
[13 empty] | 88054 | 88054 | NM | AZNM | 2428.6667 | 267.3333
[13 empty] | 88055 | 88055 | NM | AZNM | 2428.6667 | 267.3333
[13 empty] | 88056 | 88056 | NM | AZNM | 2428.6667 | 267.3333
[13 empty] | 88058 | 88058 | NM | AZNM | 2428.6667 | 267.3333
[13 empty] | 88061 | 88061 | NM | AZNM | 2428.6667 | 267.3333
[13 empty] | 88062 | 88062 | NM | AZNM | 2428.6667 | 267.3333
[13 empty] | 88063 | 88063 | NM | AZNM | 2428.6667 | 267.3333
[13 empty] | 88065 | 88065 | NM | AZNM | 2428.6667 | 267.3333
[13 empty] | 88072 | 88072 | NM | AZNM | 2428.6667 | 267.3333
[13 empty] | 88081 | 88081 | NM | AZNM | 2428.6667 | 267.3333
[13 empty] | 88101 | 88101 | NM | SPSO | 2428.6667 | 267.3333
[13 empty] | 88102 | 88102 | NM | SPSO | 2428.6667 | 267.3333
[13 empty] | 88103 | 88103 | NM | SPSO | 2428.6667 | 267.3333
[13 empty] | 88112 | 88112 | NM | SPSO | 2428.6667 | 267.3333
[13 empty] | 88113 | 88113 | NM | SPSO | 2428.6667 | 267.3333
[13 empty] | 88114 | 88114 | NM | SPSO | 2428.6667 | 267.3333
[13 empty] | 88115 | 88115 | NM | SPSO | 2428.6667 | 267.3333
[13 empty] | 88116 | 88116 | NM | SPSO | 2428.6667 | 267.3333
[13 empty] | 88118 | 88118 | NM | SPSO | 2428.6667 | 267.3333
[13 empty] | 88119 | 88119 | NM | AZNM | 2428.6667 | 267.3333
[13 empty] | 88120 | 88120 | NM | SPSO | 2428.6667 | 267.3333
[13 empty] | 88121 | 88121 | NM | SPSO | 2428.6667 | 267.3333
[13 empty] | 88122 | 88122 | NM | SPSO | 2428.6667 | 267.3333
[13 empty] | 88123 | 88123 | NM | SPSO | 2428.6667 | 267.3333
[13 empty] | 88124 | 88124 | NM | SPSO | 2428.6667 | 267.3333
[13 empty] | 88125 | 88125 | NM | SPSO | 2428.6667 | 267.3333
[13 empty] | 88126 | 88126 | NM | SPSO | 2428.6667 | 267.3333
[13 empty] | 88130 | 88130 | NM | SPSO | 2428.6667 | 267.3333
[13 empty] | 88132 | 88132 | NM | SPSO | 2428.6667 | 267.3333
[13 empty] | 88133 | 88133 | NM | SPSO | 2428.6667 | 267.3333
[13 empty] | 88134 | 88134 | NM | SPSO | 2428.6667 | 267.3333
[13 empty] | 88135 | 88135 | NM | SPSO | 2428.6667 | 267.3333
[13 empty] | 88136 | 88136 | NM | SPSO | 2428.6667 | 267.3333
[13 empty] | 88201 | 88201 | NM | AZNM | 2428.6667 | 267.3333
[13 empty] | 88202 | 88202 | NM | SPSO | 2428.6667 | 267.3333
[13 empty] | 88203 | 88203 | NM | AZNM | 2428.6667 | 267.3333
[13 empty] | 88210 | 88210 | NM | SPSO | 2428.6667 | 267.3333
[13 empty] | 88211 | 88211 | NM | SPSO | 2428.6667 | 267.3333
[13 empty] | 88213 | 88213 | NM | SPSO | 2428.6667 | 267.3333
[13 empty] | 88220 | 88220 | NM | ERCT | 2428.6667 | 267.3333
[13 empty] | 88221 | 88221 | NM | SPSO | 2428.6667 | 267.3333
[13 empty] | 88230 | 88230 | NM | SPSO | 2428.6667 | 267.3333
[13 empty] | 88231 | 88231 | NM | SPSO | 2428.6667 | 267.3333
[13 empty] | 88232 | 88232 | NM | SPSO | 2428.6667 | 267.3333
[13 empty] | 88240 | 88240 | NM | SPSO | 2428.6667 | 267.3333
[13 empty] | 88241 | 88241 | NM | SPSO | 2428.6667 | 267.3333
[13 empty] | 88242 | 88242 | NM | SPSO | 2428.6667 | 267.3333
[13 empty] | 88244 | 88244 | NM | SPSO | 2428.6667 | 267.3333
[13 empty] | 88250 | 88250 | NM | AZNM | 2428.6667 | 267.3333
[13 empty] | 88252 | 88252 | NM | SPSO | 2428.6667 | 267.3333
[13 empty] | 88253 | 88253 | NM | SPSO | 2428.6667 | 267.3333
[13 empty] | 88254 | 88254 | NM | SPSO | 2428.6667 | 267.3333
[13 empty] | 88255 | 88255 | NM | SPSO | 2428.6667 | 267.3333
[13 empty] | 88256 | 88256 | NM | SPSO | 2428.6667 | 267.3333
[13 empty] | 88260 | 88260 | NM | SPSO | 2428.6667 | 267.3333
[13 empty] | 88262 | 88262 | NM | SPSO | 2428.6667 | 267.3333
[13 empty] | 88263 | 88263 | NM | SPSO | 2428.6667 | 267.3333
[13 empty] | 88264 | 88264 | NM | SPSO | 2428.6667 | 267.3333
[13 empty] | 88265 | 88265 | NM | SPSO | 2428.6667 | 267.3333
[13 empty] | 88267 | 88267 | NM | SPSO | 2428.6667 | 267.3333
[13 empty] | 88268 | 88268 | NM | ERCT | 2428.6667 | 267.3333
[13 empty] | 88301 | 88301 | NM | AZNM | 2428.6667 | 267.3333
[13 empty] | 88310 | 88310 | NM | AZNM | 2428.6667 | 267.3333
[13 empty] | 88311 | 88311 | NM | AZNM | 2428.6667 | 267.3333
[13 empty] | 88312 | 88312 | NM | AZNM | 2428.6667 | 267.3333
[13 empty] | 88314 | 88314 | NM | AZNM | 2428.6667 | 267.3333
[13 empty] | 88316 | 88316 | NM | AZNM | 2428.6667 | 267.3333
[13 empty] | 88317 | 88317 | NM | AZNM | 2428.6667 | 267.3333
[13 empty] | 88318 | 88318 | NM | AZNM | 2428.6667 | 267.3333
[13 empty] | 88321 | 88321 | NM | AZNM | 2428.6667 | 267.3333
[13 empty] | 88323 | 88323 | NM | AZNM | 2428.6667 | 267.3333
[13 empty] | 88324 | 88324 | NM | AZNM | 2428.6667 | 267.3333
[13 empty] | 88325 | 88325 | NM | AZNM | 2428.6667 | 267.3333
[13 empty] | 88330 | 88330 | NM | AZNM | 2428.6667 | 267.3333
[13 empty] | 88336 | 88336 | NM | AZNM | 2428.6667 | 267.3333
[13 empty] | 88337 | 88337 | NM | AZNM | 2428.6667 | 267.3333
[13 empty] | 88338 | 88338 | NM | AZNM | 2428.6667 | 267.3333
[13 empty] | 88339 | 88339 | NM | AZNM | 2428.6667 | 267.3333
[13 empty] | 88340 | 88340 | NM | AZNM | 2428.6667 | 267.3333
[13 empty] | 88341 | 88341 | NM | AZNM | 2428.6667 | 267.3333
[13 empty] | 88342 | 88342 | NM | AZNM | 2428.6667 | 267.3333
[13 empty] | 88343 | 88343 | NM | AZNM | 2428.6667 | 267.3333
[13 empty] | 88344 | 88344 | NM | AZNM | 2428.6667 | 267.3333
[13 empty] | 88345 | 88345 | NM | AZNM | 2428.6667 | 267.3333
[13 empty] | 88346 | 88346 | NM | AZNM | 2428.6667 | 267.3333
[13 empty] | 88347 | 88347 | NM | AZNM | 2428.6667 | 267.3333
[13 empty] | 88348 | 88348 | NM | AZNM | 2428.6667 | 267.3333
[13 empty] | 88349 | 88349 | NM | AZNM | 2428.6667 | 267.3333
[13 empty] | 88350 | 88350 | NM | AZNM | 2428.6667 | 267.3333
[13 empty] | 88351 | 88351 | NM | AZNM | 2428.6667 | 267.3333
[13 empty] | 88352 | 88352 | NM | AZNM | 2428.6667 | 267.3333
[13 empty] | 88353 | 88353 | NM | AZNM | 2428.6667 | 267.3333
[13 empty] | 88354 | 88354 | NM | AZNM | 2428.6667 | 267.3333
[13 empty] | 88355 | 88355 | NM | AZNM | 2428.6667 | 267.3333
[13 empty] | 88401 | 88401 | NM | SPSO | 2428.6667 | 267.3333
[13 empty] | 88410 | 88410 | NM | AZNM | 2428.6667 | 267.3333
[13 empty] | 88411 | 88411 | NM | SPSO | 2428.6667 | 267.3333
[13 empty] | 88414 | 88414 | NM | AZNM | 2428.6667 | 267.3333
[13 empty] | 88415 | 88415 | NM | AZNM | 2428.6667 | 267.3333
[13 empty] | 88416 | 88416 | NM | SPSO | 2428.6667 | 267.3333
[13 empty] | 88417 | 88417 | NM | SPSO | 2428.6667 | 267.3333
[13 empty] | 88418 | 88418 | NM | AZNM | 2428.6667 | 267.3333
[13 empty] | 88419 | 88419 | NM | AZNM | 2428.6667 | 267.3333
[13 empty] | 88421 | 88421 | NM | AZNM | 2428.6667 | 267.3333
[13 empty] | 88422 | 88422 | NM | AZNM | 2428.6667 | 267.3333
[13 empty] | 88424 | 88424 | NM | AZNM | 2428.6667 | 267.3333
[13 empty] | 88426 | 88426 | NM | SPSO | 2428.6667 | 267.3333
[13 empty] | 88427 | 88427 | NM | SPSO | 2428.6667 | 267.3333
[13 empty] | 88430 | 88430 | NM | AZNM | 2428.6667 | 267.3333
[13 empty] | 88431 | 88431 | NM | SPSO | 2428.6667 | 267.3333
[13 empty] | 88433 | 88433 | NM | SPSO | 2428.6667 | 267.3333
[13 empty] | 88434 | 88434 | NM | SPSO | 2428.6667 | 267.3333
[13 empty] | 88435 | 88435 | NM | AZNM | 2428.6667 | 267.3333
[13 empty] | 88436 | 88436 | NM | AZNM | 2428.6667 | 267.3333
[13 empty] | 88439 | 88439 | NM | AZNM | 2428.6667 | 267.3333
[13 empty] | 88510 | 88510 | TX | AZNM | 870.6667 | 965
[13 empty] | 88511 | 88511 | TX | AZNM | 870.6667 | 965
[13 empty] | 88512 | 88512 | TX | AZNM | 870.6667 | 965
[13 empty] | 88513 | 88513 | TX | AZNM | 870.6667 | 965
[13 empty] | 88514 | 88514 | TX | AZNM | 870.6667 | 965
[13 empty] | 88515 | 88515 | TX | AZNM | 870.6667 | 965
[13 empty] | 88516 | 88516 | TX | AZNM | 870.6667 | 965
[13 empty] | 88517 | 88517 | TX | AZNM | 870.6667 | 965
[13 empty] | 88518 | 88518 | TX | AZNM | 870.6667 | 965
[13 empty] | 88519 | 88519 | TX | AZNM | 870.6667 | 965
[13 empty] | 88520 | 88520 | TX | AZNM | 870.6667 | 965
[13 empty] | 88521 | 88521 | TX | AZNM | 870.6667 | 965
[13 empty] | 88523 | 88523 | TX | AZNM | 870.6667 | 965
[13 empty] | 88524 | 88524 | TX | AZNM | 870.6667 | 965
[13 empty] | 88525 | 88525 | TX | AZNM | 870.6667 | 965
[13 empty] | 88526 | 88526 | TX | AZNM | 870.6667 | 965
[13 empty] | 88527 | 88527 | TX | AZNM | 870.6667 | 965
[13 empty] | 88528 | 88528 | TX | AZNM | 870.6667 | 965
[13 empty] | 88529 | 88529 | TX | AZNM | 870.6667 | 965
[13 empty] | 88530 | 88530 | TX | AZNM | 870.6667 | 965
[13 empty] | 88531 | 88531 | TX | AZNM | 870.6667 | 965
[13 empty] | 88532 | 88532 | TX | AZNM | 870.6667 | 965
[13 empty] | 88533 | 88533 | TX | AZNM | 870.6667 | 965
[13 empty] | 88534 | 88534 | TX | AZNM | 870.6667 | 965
[13 empty] | 88535 | 88535 | TX | AZNM | 870.6667 | 965
[13 empty] | 88536 | 88536 | TX | AZNM | 870.6667 | 965
[13 empty] | 88538 | 88538 | TX | AZNM | 870.6667 | 965
[13 empty] | 88539 | 88539 | TX | AZNM | 870.6667 | 965
[13 empty] | 88540 | 88540 | TX | AZNM | 870.6667 | 965
[13 empty] | 88541 | 88541 | TX | AZNM | 870.6667 | 965
[13 empty] | 88542 | 88542 | TX | AZNM | 870.6667 | 965
[13 empty] | 88543 | 88543 | TX | AZNM | 870.6667 | 965
[13 empty] | 88544 | 88544 | TX | AZNM | 870.6667 | 965
[13 empty] | 88545 | 88545 | TX | AZNM | 870.6667 | 965
[13 empty] | 88546 | 88546 | TX | AZNM | 870.6667 | 965
[13 empty] | 88547 | 88547 | TX | AZNM | 870.6667 | 965
[13 empty] | 88548 | 88548 | TX | AZNM | 870.6667 | 965
[13 empty] | 88549 | 88549 | TX | AZNM | 870.6667 | 965
[13 empty] | 88550 | 88550 | TX | AZNM | 870.6667 | 965
[13 empty] | 88553 | 88553 | TX | AZNM | 870.6667 | 965
[13 empty] | 88554 | 88554 | TX | AZNM | 870.6667 | 965
[13 empty] | 88555 | 88555 | TX | AZNM | 870.6667 | 965
[13 empty] | 88556 | 88556 | TX | AZNM | 870.6667 | 965
[13 empty] | 88557 | 88557 | TX | AZNM | 870.6667 | 965
[13 empty] | 88558 | 88558 | TX | AZNM | 870.6667 | 965
[13 empty] | 88559 | 88559 | TX | AZNM | 870.6667 | 965
[13 empty] | 88560 | 88560 | TX | AZNM | 870.6667 | 965
[13 empty] | 88561 | 88561 | TX | AZNM | 870.6667 | 965
[13 empty] | 88562 | 88562 | TX | AZNM | 870.6667 | 965
[13 empty] | 88563 | 88563 | TX | AZNM | 870.6667 | 965
[13 empty] | 88565 | 88565 | TX | AZNM | 870.6667 | 965
[13 empty] | 88566 | 88566 | TX | AZNM | 870.6667 | 965
[13 empty] | 88567 | 88567 | TX | AZNM | 870.6667 | 965
[13 empty] | 88568 | 88568 | TX | AZNM | 870.6667 | 965
[13 empty] | 88569 | 88569 | TX | AZNM | 870.6667 | 965
[13 empty] | 88570 | 88570 | TX | AZNM | 870.6667 | 965
[13 empty] | 88571 | 88571 | TX | AZNM | 870.6667 | 965
[13 empty] | 88572 | 88572 | TX | AZNM | 870.6667 | 965
[13 empty] | 88573 | 88573 | TX | AZNM | 870.6667 | 965
[13 empty] | 88574 | 88574 | TX | AZNM | 870.6667 | 965
[13 empty] | 88575 | 88575 | TX | AZNM | 870.6667 | 965
[13 empty] | 88576 | 88576 | TX | AZNM | 870.6667 | 965
[13 empty] | 88577 | 88577 | TX | AZNM | 870.6667 | 965
[13 empty] | 88578 | 88578 | TX | AZNM | 870.6667 | 965
[13 empty] | 88579 | 88579 | TX | AZNM | 870.6667 | 965
[13 empty] | 88580 | 88580 | TX | AZNM | 870.6667 | 965
[13 empty] | 88581 | 88581 | TX | AZNM | 870.6667 | 965
[13 empty] | 88582 | 88582 | TX | AZNM | 870.6667 | 965
[13 empty] | 88583 | 88583 | TX | AZNM | 870.6667 | 965
[13 empty] | 88584 | 88584 | TX | AZNM | 870.6667 | 965
[13 empty] | 88585 | 88585 | TX | AZNM | 870.6667 | 965
[13 empty] | 88586 | 88586 | TX | AZNM | 870.6667 | 965
[13 empty] | 88587 | 88587 | TX | AZNM | 870.6667 | 965
[13 empty] | 88588 | 88588 | TX | AZNM | 870.6667 | 965
[13 empty] | 88589 | 88589 | TX | AZNM | 870.6667 | 965
[13 empty] | 88590 | 88590 | TX | AZNM | 870.6667 | 965
[13 empty] | 88595 | 88595 | TX | AZNM | 870.6667 | 965
[13 empty] | 88901 | 88901 | NV | AZNM | 870.6667 | 965
[13 empty] | 88905 | 88905 | NV | AZNM | 870.6667 | 965
[13 empty] | 89001 | 89001 | NV | AZNM | 870.6667 | 965
[13 empty] | 89002 | 89002 | NV | AZNM | 870.6667 | 965
[13 empty] | 89003 | 89003 | NV | AZNM | 870.6667 | 965
[13 empty] | 89004 | 89004 | NV | AZNM | 870.6667 | 965
[13 empty] | 89005 | 89005 | NV | AZNM | 870.6667 | 965
[13 empty] | 89006 | 89006 | NV | AZNM | 870.6667 | 965
[13 empty] | 89007 | 89007 | NV | AZNM | 870.6667 | 965
[13 empty] | 89008 | 89008 | NV | AZNM | 870.6667 | 965
[13 empty] | 89009 | 89009 | NV | AZNM | 870.6667 | 965
[13 empty] | 89010 | 89010 | NV | AZNM | 870.6667 | 965
[13 empty] | 89011 | 89011 | NV | AZNM | 870.6667 | 965
[13 empty] | 89012 | 89012 | NV | AZNM | 870.6667 | 965
[13 empty] | 89013 | 89013 | NV | AZNM | 870.6667 | 965
[13 empty] | 89014 | 89014 | NV | AZNM | 870.6667 | 965
[13 empty] | 89015 | 89015 | NV | AZNM | 870.6667 | 965
[13 empty] | 89016 | 89016 | NV | AZNM | 870.6667 | 965
[13 empty] | 89017 | 89017 | NV | AZNM | 870.6667 | 965
[13 empty] | 89018 | 89018 | NV | AZNM | 870.6667 | 965
[13 empty] | 89019 | 89019 | NV | AZNM | 870.6667 | 965
[13 empty] | 89020 | 89020 | NV | AZNM | 870.6667 | 965
[13 empty] | 89021 | 89021 | NV | AZNM | 870.6667 | 965
[13 empty] | 89022 | 89022 | NV | NWPP | 870.6667 | 965
[13 empty] | 89023 | 89023 | NV | AZNM | 870.6667 | 965
[13 empty] | 89024 | 89024 | NV | AZNM | 870.6667 | 965
[13 empty] | 89025 | 89025 | NV | AZNM | 870.6667 | 965
[13 empty] | 89026 | 89026 | NV | AZNM | 870.6667 | 965
[13 empty] | 89027 | 89027 | NV | AZNM | 870.6667 | 965
[13 empty] | 89028 | 89028 | NV | AZNM | 870.6667 | 965
[13 empty] | 89029 | 89029 | NV | AZNM | 870.6667 | 965
[13 empty] | 89030 | 89030 | NV | AZNM | 870.6667 | 965
[13 empty] | 89031 | 89031 | NV | AZNM | 870.6667 | 965
[13 empty] | 89032 | 89032 | NV | AZNM | 870.6667 | 965
[13 empty] | 89033 | 89033 | NV | AZNM | 870.6667 | 965
[13 empty] | 89034 | 89034 | NV | AZNM | 870.6667 | 965
[13 empty] | 89036 | 89036 | NV | AZNM | 870.6667 | 965
[13 empty] | 89037 | 89037 | NV | AZNM | 870.6667 | 965
[13 empty] | 89039 | 89039 | NV | AZNM | 870.6667 | 965
[13 empty] | 89040 | 89040 | NV | AZNM | 870.6667 | 965
[13 empty] | 89041 | 89041 | NV | AZNM | 870.6667 | 965
[13 empty] | 89042 | 89042 | NV | AZNM | 870.6667 | 965
[13 empty] | 89043 | 89043 | NV | AZNM | 870.6667 | 965
[13 empty] | 89044 | 89044 | NV | AZNM | 589.3333 | 1520.3333
[13 empty] | 89045 | 89045 | NV | NWPP | 589.3333 | 1520.3333
[13 empty] | 89046 | 89046 | NV | AZNM | 589.3333 | 1520.3333
[13 empty] | 89047 | 89047 | NV | AZNM | 589.3333 | 1520.3333
[13 empty] | 89048 | 89048 | NV | AZNM | 589.3333 | 1520.3333
[13 empty] | 89049 | 89049 | NV | NWPP | 589.3333 | 1520.3333
[13 empty] | 89052 | 89052 | NV | AZNM | 589.3333 | 1520.3333
[13 empty] | 89053 | 89053 | NV | AZNM | 589.3333 | 1520.3333
[13 empty] | 89054 | 89054 | NV | AZNM | 589.3333 | 1520.3333
[13 empty] | 89060 | 89060 | NV | AZNM | 589.3333 | 1520.3333
[13 empty] | 89061 | 89061 | NV | AZNM | 589.3333 | 1520.3333
[13 empty] | 89067 | 89067 | NV | AZNM | 589.3333 | 1520.3333
[13 empty] | 89070 | 89070 | NV | AZNM | 589.3333 | 1520.3333
[13 empty] | 89074 | 89074 | NV | AZNM | 589.3333 | 1520.3333
[13 empty] | 89077 | 89077 | NV | AZNM | 589.3333 | 1520.3333
[13 empty] | 89081 | 89081 | NV | AZNM | 589.3333 | 1520.3333
[13 empty] | 89084 | 89084 | NV | AZNM | 589.3333 | 1520.3333
[13 empty] | 89085 | 89085 | NV | AZNM | 589.3333 | 1520.3333
[13 empty] | 89086 | 89086 | NV | AZNM | 589.3333 | 1520.3333
[13 empty] | 89087 | 89087 | NV | AZNM | 589.3333 | 1520.3333
[13 empty] | 89101 | 89101 | NV | AZNM | 589.3333 | 1520.3333
[13 empty] | 89102 | 89102 | NV | AZNM | 589.3333 | 1520.3333
[13 empty] | 89103 | 89103 | NV | AZNM | 589.3333 | 1520.3333
[13 empty] | 89104 | 89104 | NV | AZNM | 589.3333 | 1520.3333
[13 empty] | 89105 | 89105 | NV | AZNM | 589.3333 | 1520.3333
[13 empty] | 89106 | 89106 | NV | AZNM | 589.3333 | 1520.3333
[13 empty] | 89107 | 89107 | NV | AZNM | 589.3333 | 1520.3333
[13 empty] | 89108 | 89108 | NV | AZNM | 589.3333 | 1520.3333
[13 empty] | 89109 | 89109 | NV | AZNM | 589.3333 | 1520.3333
[13 empty] | 89110 | 89110 | NV | AZNM | 589.3333 | 1520.3333
[13 empty] | 89111 | 89111 | NV | AZNM | 589.3333 | 1520.3333
[13 empty] | 89112 | 89112 | NV | AZNM | 589.3333 | 1520.3333
[13 empty] | 89113 | 89113 | NV | AZNM | 589.3333 | 1520.3333
[13 empty] | 89114 | 89114 | NV | AZNM | 589.3333 | 1520.3333
[13 empty] | 89115 | 89115 | NV | AZNM | 589.3333 | 1520.3333
[13 empty] | 89116 | 89116 | NV | AZNM | 589.3333 | 1520.3333
[13 empty] | 89117 | 89117 | NV | AZNM | 589.3333 | 1520.3333
[13 empty] | 89118 | 89118 | NV | AZNM | 589.3333 | 1520.3333
[13 empty] | 89119 | 89119 | NV | AZNM | 589.3333 | 1520.3333
[13 empty] | 89120 | 89120 | NV | AZNM | 589.3333 | 1520.3333
[13 empty] | 89121 | 89121 | NV | AZNM | 589.3333 | 1520.3333
[13 empty] | 89122 | 89122 | NV | AZNM | 589.3333 | 1520.3333
[13 empty] | 89123 | 89123 | NV | AZNM | 589.3333 | 1520.3333
[13 empty] | 89124 | 89124 | NV | AZNM | 589.3333 | 1520.3333
[13 empty] | 89125 | 89125 | NV | AZNM | 589.3333 | 1520.3333
[13 empty] | 89126 | 89126 | NV | AZNM | 589.3333 | 1520.3333
[13 empty] | 89127 | 89127 | NV | AZNM | 589.3333 | 1520.3333
[13 empty] | 89128 | 89128 | NV | AZNM | 589.3333 | 1520.3333
[13 empty] | 89129 | 89129 | NV | AZNM | 589.3333 | 1520.3333
[13 empty] | 89130 | 89130 | NV | AZNM | 589.3333 | 1520.3333
[13 empty] | 89131 | 89131 | NV | AZNM | 589.3333 | 1520.3333
[13 empty] | 89132 | 89132 | NV | AZNM | 589.3333 | 1520.3333
[13 empty] | 89133 | 89133 | NV | AZNM | 589.3333 | 1520.3333
[13 empty] | 89134 | 89134 | NV | AZNM | 589.3333 | 1520.3333
[13 empty] | 89135 | 89135 | NV | AZNM | 589.3333 | 1520.3333
[13 empty] | 89136 | 89136 | NV | AZNM | 589.3333 | 1520.3333
[13 empty] | 89137 | 89137 | NV | AZNM | 589.3333 | 1520.3333
[13 empty] | 89138 | 89138 | NV | AZNM | 589.3333 | 1520.3333
[13 empty] | 89139 | 89139 | NV | AZNM | 589.3333 | 1520.3333
[13 empty] | 89140 | 89140 | NV | AZNM | 589.3333 | 1520.3333
[13 empty] | 89141 | 89141 | NV | AZNM | 589.3333 | 1520.3333
[13 empty] | 89142 | 89142 | NV | AZNM | 589.3333 | 1520.3333
[13 empty] | 89143 | 89143 | NV | AZNM | 589.3333 | 1520.3333
[13 empty] | 89144 | 89144 | NV | AZNM | 589.3333 | 1520.3333
[13 empty] | 89145 | 89145 | NV | AZNM | 589.3333 | 1520.3333
[13 empty] | 89146 | 89146 | NV | AZNM | 589.3333 | 1520.3333
[13 empty] | 89147 | 89147 | NV | AZNM | 589.3333 | 1520.3333
[13 empty] | 89148 | 89148 | NV | AZNM | 589.3333 | 1520.3333
[13 empty] | 89149 | 89149 | NV | AZNM | 589.3333 | 1520.3333
[13 empty] | 89150 | 89150 | NV | AZNM | 589.3333 | 1520.3333
[13 empty] | 89151 | 89151 | NV | AZNM | 589.3333 | 1520.3333
[13 empty] | 89152 | 89152 | NV | AZNM | 589.3333 | 1520.3333
[13 empty] | 89153 | 89153 | NV | AZNM | 589.3333 | 1520.3333
[13 empty] | 89154 | 89154 | NV | AZNM | 589.3333 | 1520.3333
[13 empty] | 89155 | 89155 | NV | AZNM | 589.3333 | 1520.3333
[13 empty] | 89156 | 89156 | NV | AZNM | 589.3333 | 1520.3333
[13 empty] | 89157 | 89157 | NV | AZNM | 589.3333 | 1520.3333
[13 empty] | 89158 | 89158 | NV | AZNM | 589.3333 | 1520.3333
[13 empty] | 89159 | 89159 | NV | AZNM | 589.3333 | 1520.3333
[13 empty] | 89160 | 89160 | NV | AZNM | 589.3333 | 1520.3333
[13 empty] | 89161 | 89161 | NV | AZNM | 589.3333 | 1520.3333
[13 empty] | 89162 | 89162 | NV | AZNM | 589.3333 | 1520.3333
[13 empty] | 89163 | 89163 | NV | AZNM | 589.3333 | 1520.3333
[13 empty] | 89164 | 89164 | NV | AZNM | 589.3333 | 1520.3333
[13 empty] | 89165 | 89165 | NV | AZNM | 589.3333 | 1520.3333
[13 empty] | 89166 | 89166 | NV | AZNM | 589.3333 | 1520.3333
[13 empty] | 89169 | 89169 | NV | AZNM | 589.3333 | 1520.3333
[13 empty] | 89170 | 89170 | NV | AZNM | 589.3333 | 1520.3333
[13 empty] | 89173 | 89173 | NV | AZNM | 589.3333 | 1520.3333
[13 empty] | 89177 | 89177 | NV | AZNM | 589.3333 | 1520.3333
[13 empty] | 89178 | 89178 | NV | AZNM | 589.3333 | 1520.3333
[13 empty] | 89179 | 89179 | NV | AZNM | 589.3333 | 1520.3333
[13 empty] | 89180 | 89180 | NV | AZNM | 589.3333 | 1520.3333
[13 empty] | 89183 | 89183 | NV | AZNM | 589.3333 | 1520.3333
[13 empty] | 89185 | 89185 | NV | AZNM | 589.3333 | 1520.3333
[13 empty] | 89191 | 89191 | NV | AZNM | 589.3333 | 1520.3333
[13 empty] | 89193 | 89193 | NV | AZNM | 589.3333 | 1520.3333
[13 empty] | 89195 | 89195 | NV | AZNM | 589.3333 | 1520.3333
[13 empty] | 89199 | 89199 | NV | AZNM | 589.3333 | 1520.3333
[13 empty] | 89301 | 89301 | NV | NWPP | 589.3333 | 1520.3333
[13 empty] | 89310 | 89310 | NV | NWPP | 589.3333 | 1520.3333
[13 empty] | 89311 | 89311 | NV | NWPP | 589.3333 | 1520.3333
[13 empty] | 89314 | 89314 | NV | NWPP | 589.3333 | 1520.3333
[13 empty] | 89315 | 89315 | NV | NWPP | 589.3333 | 1520.3333
[13 empty] | 89316 | 89316 | NV | NWPP | 589.3333 | 1520.3333
[13 empty] | 89317 | 89317 | NV | NWPP | 589.3333 | 1520.3333
[13 empty] | 89318 | 89318 | NV | NWPP | 589.3333 | 1520.3333
[13 empty] | 89319 | 89319 | NV | NWPP | 589.3333 | 1520.3333
[13 empty] | 89402 | 89402 | NV | NWPP | 589.3333 | 1520.3333
[13 empty] | 89403 | 89403 | NV | NWPP | 589.3333 | 1520.3333
[13 empty] | 89404 | 89404 | NV | NWPP | 589.3333 | 1520.3333
[13 empty] | 89405 | 89405 | NV | NWPP | 589.3333 | 1520.3333
[13 empty] | 89406 | 89406 | NV | NWPP | 589.3333 | 1520.3333
[13 empty] | 89407 | 89407 | NV | NWPP | 589.3333 | 1520.3333
[13 empty] | 89408 | 89408 | NV | NWPP | 589.3333 | 1520.3333
[13 empty] | 89409 | 89409 | NV | NWPP | 589.3333 | 1520.3333
[13 empty] | 89410 | 89410 | NV | NWPP | 589.3333 | 1520.3333
[13 empty] | 89411 | 89411 | NV | NWPP | 589.3333 | 1520.3333
[13 empty] | 89412 | 89412 | NV | NWPP | 589.3333 | 1520.3333
[13 empty] | 89413 | 89413 | NV | NWPP | 589.3333 | 1520.3333
[13 empty] | 89414 | 89414 | NV | NWPP | 589.3333 | 1520.3333
[13 empty] | 89415 | 89415 | NV | NWPP | 589.3333 | 1520.3333
[13 empty] | 89418 | 89418 | NV | NWPP | 589.3333 | 1520.3333
[13 empty] | 89419 | 89419 | NV | NWPP | 589.3333 | 1520.3333
[13 empty] | 89420 | 89420 | NV | NWPP | 589.3333 | 1520.3333
[13 empty] | 89421 | 89421 | NV | NWPP | 589.3333 | 1520.3333
[13 empty] | 89422 | 89422 | NV | NWPP | 589.3333 | 1520.3333
[13 empty] | 89423 | 89423 | NV | NWPP | 589.3333 | 1520.3333
[13 empty] | 89424 | 89424 | NV | NWPP | 589.3333 | 1520.3333
[13 empty] | 89425 | 89425 | NV | NWPP | 589.3333 | 1520.3333
[13 empty] | 89426 | 89426 | NV | NWPP | 589.3333 | 1520.3333
[13 empty] | 89427 | 89427 | NV | NWPP | 589.3333 | 1520.3333
[13 empty] | 89428 | 89428 | NV | NWPP | 589.3333 | 1520.3333
[13 empty] | 89429 | 89429 | NV | NWPP | 589.3333 | 1520.3333
[13 empty] | 89430 | 89430 | NV | NWPP | 589.3333 | 1520.3333
[13 empty] | 89431 | 89431 | NV | NWPP | 589.3333 | 1520.3333
[13 empty] | 89432 | 89432 | NV | NWPP | 589.3333 | 1520.3333
[13 empty] | 89433 | 89433 | NV | NWPP | 589.3333 | 1520.3333
[13 empty] | 89434 | 89434 | NV | NWPP | 589.3333 | 1520.3333
[13 empty] | 89435 | 89435 | NV | NWPP | 589.3333 | 1520.3333
[13 empty] | 89436 | 89436 | NV | NWPP | 589.3333 | 1520.3333
[13 empty] | 89438 | 89438 | NV | NWPP | 589.3333 | 1520.3333
[13 empty] | 89439 | 89439 | NV | NWPP | 589.3333 | 1520.3333
[13 empty] | 89440 | 89440 | NV | NWPP | 589.3333 | 1520.3333
[13 empty] | 89441 | 89441 | NV | NWPP | 589.3333 | 1520.3333
[13 empty] | 89442 | 89442 | NV | NWPP | 589.3333 | 1520.3333
[13 empty] | 89444 | 89444 | NV | NWPP | 589.3333 | 1520.3333
[13 empty] | 89445 | 89445 | NV | NWPP | 589.3333 | 1520.3333
[13 empty] | 89446 | 89446 | NV | NWPP | 589.3333 | 1520.3333
[13 empty] | 89447 | 89447 | NV | NWPP | 589.3333 | 1520.3333
[13 empty] | 89448 | 89448 | NV | NWPP | 589.3333 | 1520.3333
[13 empty] | 89449 | 89449 | NV | NWPP | 589.3333 | 1520.3333
[13 empty] | 89450 | 89450 | NV | NWPP | 589.3333 | 1520.3333
[13 empty] | 89451 | 89451 | NV | NWPP | 589.3333 | 1520.3333
[13 empty] | 89452 | 89452 | NV | NWPP | 589.3333 | 1520.3333
[13 empty] | 89460 | 89460 | NV | NWPP | 589.3333 | 1520.3333
[13 empty] | 89496 | 89496 | NV | NWPP | 589.3333 | 1520.3333
[13 empty] | 89501 | 89501 | NV | NWPP | 589.3333 | 1520.3333
[13 empty] | 89502 | 89502 | NV | NWPP | 589.3333 | 1520.3333
[13 empty] | 89503 | 89503 | NV | NWPP | 589.3333 | 1520.3333
[13 empty] | 89504 | 89504 | NV | NWPP | 589.3333 | 1520.3333
[13 empty] | 89505 | 89505 | NV | NWPP | 589.3333 | 1520.3333
[13 empty] | 89506 | 89506 | NV | NWPP | 589.3333 | 1520.3333
[13 empty] | 89507 | 89507 | NV | NWPP | 589.3333 | 1520.3333
[13 empty] | 89508 | 89508 | NV | NWPP | 589.3333 | 1520.3333
[13 empty] | 89509 | 89509 | NV | NWPP | 589.3333 | 1520.3333
[13 empty] | 89510 | 89510 | NV | NWPP | 589.3333 | 1520.3333
[13 empty] | 89511 | 89511 | NV | NWPP | 589.3333 | 1520.3333
[13 empty] | 89512 | 89512 | NV | NWPP | 589.3333 | 1520.3333
[13 empty] | 89513 | 89513 | NV | NWPP | 589.3333 | 1520.3333
[13 empty] | 89515 | 89515 | NV | NWPP | 589.3333 | 1520.3333
[13 empty] | 89519 | 89519 | NV | NWPP | 589.3333 | 1520.3333
[13 empty] | 89520 | 89520 | NV | NWPP | 589.3333 | 1520.3333
[13 empty] | 89521 | 89521 | NV | NWPP | 589.3333 | 1520.3333
[13 empty] | 89523 | 89523 | NV | NWPP | 589.3333 | 1520.3333
[13 empty] | 89533 | 89533 | NV | NWPP | 589.3333 | 1520.3333
[13 empty] | 89555 | 89555 | NV | NWPP | 589.3333 | 1520.3333
[13 empty] | 89557 | 89557 | NV | NWPP | 589.3333 | 1520.3333
[13 empty] | 89570 | 89570 | NV | NWPP | 589.3333 | 1520.3333
[13 empty] | 89595 | 89595 | NV | NWPP | 589.3333 | 1520.3333
[13 empty] | 89599 | 89599 | NV | NWPP | 589.3333 | 1520.3333
[13 empty] | 89701 | 89701 | NV | NWPP | 1947.3333 | 452
[13 empty] | 89702 | 89702 | NV | NWPP | 1947.3333 | 452
[13 empty] | 89703 | 89703 | NV | NWPP | 1947.3333 | 452
[13 empty] | 89704 | 89704 | NV | NWPP | 1947.3333 | 452
[13 empty] | 89705 | 89705 | NV | NWPP | 1947.3333 | 452
[13 empty] | 89706 | 89706 | NV | NWPP | 1947.3333 | 452
[13 empty] | 89711 | 89711 | NV | NWPP | 1947.3333 | 452
[13 empty] | 89712 | 89712 | NV | NWPP | 1947.3333 | 452
[13 empty] | 89713 | 89713 | NV | NWPP | 1947.3333 | 452
[13 empty] | 89714 | 89714 | NV | NWPP | 1947.3333 | 452
[13 empty] | 89721 | 89721 | NV | NWPP | 1947.3333 | 452
[13 empty] | 89801 | 89801 | NV | NWPP | 1947.3333 | 452
[13 empty] | 89802 | 89802 | NV | NWPP | 1947.3333 | 452
[13 empty] | 89803 | 89803 | NV | NWPP | 1947.3333 | 452
[13 empty] | 89815 | 89815 | NV | NWPP | 1947.3333 | 452
[13 empty] | 89820 | 89820 | NV | NWPP | 1947.3333 | 452
[13 empty] | 89821 | 89821 | NV | NWPP | 1947.3333 | 452
[13 empty] | 89822 | 89822 | NV | NWPP | 1947.3333 | 452
[13 empty] | 89823 | 89823 | NV | NWPP | 1947.3333 | 452
[13 empty] | 89825 | 89825 | NV | NWPP | 1947.3333 | 452
[13 empty] | 89826 | 89826 | NV | NWPP | 1947.3333 | 452
[13 empty] | 89828 | 89828 | NV | NWPP | 1947.3333 | 452
[13 empty] | 89830 | 89830 | NV | NWPP | 1947.3333 | 452
[13 empty] | 89831 | 89831 | NV | NWPP | 1947.3333 | 452
[13 empty] | 89832 | 89832 | NV | NWPP | 1947.3333 | 452
[13 empty] | 89833 | 89833 | NV | NWPP | 1947.3333 | 452
[13 empty] | 89834 | 89834 | NV | NWPP | 1947.3333 | 452
[13 empty] | 89835 | 89835 | NV | NWPP | 1947.3333 | 452
[13 empty] | 89883 | 89883 | NV | NWPP | 1947.3333 | 452
[13 empty] | 90001 | 90001 | CA | CAMX | 248.3333 | 338
[13 empty] | 90002 | 90002 | CA | CAMX | 248.3333 | 338
[13 empty] | 90003 | 90003 | CA | CAMX | 248.3333 | 338
[13 empty] | 90004 | 90004 | CA | CAMX | 248.3333 | 338
[13 empty] | 90005 | 90005 | CA | CAMX | 248.3333 | 338
[13 empty] | 90006 | 90006 | CA | CAMX | 248.3333 | 338
[13 empty] | 90007 | 90007 | CA | CAMX | 248.3333 | 338
[13 empty] | 90008 | 90008 | CA | CAMX | 248.3333 | 338
[13 empty] | 90009 | 90009 | CA | CAMX | 248.3333 | 338
[13 empty] | 90010 | 90010 | CA | CAMX | 248.3333 | 338
[13 empty] | 90011 | 90011 | CA | CAMX | 248.3333 | 338
[13 empty] | 90012 | 90012 | CA | CAMX | 248.3333 | 338
[13 empty] | 90013 | 90013 | CA | CAMX | 248.3333 | 338
[13 empty] | 90014 | 90014 | CA | CAMX | 248.3333 | 338
[13 empty] | 90015 | 90015 | CA | CAMX | 248.3333 | 338
[13 empty] | 90016 | 90016 | CA | CAMX | 248.3333 | 338
[13 empty] | 90017 | 90017 | CA | CAMX | 248.3333 | 338
[13 empty] | 90018 | 90018 | CA | CAMX | 248.3333 | 338
[13 empty] | 90019 | 90019 | CA | CAMX | 248.3333 | 338
[13 empty] | 90020 | 90020 | CA | CAMX | 248.3333 | 338
[13 empty] | 90021 | 90021 | CA | CAMX | 248.3333 | 338
[13 empty] | 90022 | 90022 | CA | CAMX | 248.3333 | 338
[13 empty] | 90023 | 90023 | CA | CAMX | 248.3333 | 338
[13 empty] | 90024 | 90024 | CA | CAMX | 248.3333 | 338
[13 empty] | 90025 | 90025 | CA | CAMX | 248.3333 | 338
[13 empty] | 90026 | 90026 | CA | CAMX | 248.3333 | 338
[13 empty] | 90027 | 90027 | CA | CAMX | 248.3333 | 338
[13 empty] | 90028 | 90028 | CA | CAMX | 248.3333 | 338
[13 empty] | 90029 | 90029 | CA | CAMX | 248.3333 | 338
[13 empty] | 90030 | 90030 | CA | CAMX | 248.3333 | 338
[13 empty] | 90031 | 90031 | CA | CAMX | 248.3333 | 338
[13 empty] | 90032 | 90032 | CA | CAMX | 248.3333 | 338
[13 empty] | 90033 | 90033 | CA | CAMX | 248.3333 | 338
[13 empty] | 90034 | 90034 | CA | CAMX | 248.3333 | 338
[13 empty] | 90035 | 90035 | CA | CAMX | 248.3333 | 338
[13 empty] | 90036 | 90036 | CA | CAMX | 248.3333 | 338
[13 empty] | 90037 | 90037 | CA | CAMX | 248.3333 | 338
[13 empty] | 90038 | 90038 | CA | CAMX | 248.3333 | 338
[13 empty] | 90039 | 90039 | CA | CAMX | 248.3333 | 338
[13 empty] | 90040 | 90040 | CA | CAMX | 248.3333 | 338
[13 empty] | 90041 | 90041 | CA | CAMX | 248.3333 | 338
[13 empty] | 90042 | 90042 | CA | CAMX | 248.3333 | 338
[13 empty] | 90043 | 90043 | CA | CAMX | 248.3333 | 338
[13 empty] | 90044 | 90044 | CA | CAMX | 248.3333 | 338
[13 empty] | 90045 | 90045 | CA | CAMX | 248.3333 | 338
[13 empty] | 90046 | 90046 | CA | CAMX | 248.3333 | 338
[13 empty] | 90047 | 90047 | CA | CAMX | 248.3333 | 338
[13 empty] | 90048 | 90048 | CA | CAMX | 248.3333 | 338
[13 empty] | 90049 | 90049 | CA | CAMX | 248.3333 | 338
[13 empty] | 90050 | 90050 | CA | CAMX | 248.3333 | 338
[13 empty] | 90051 | 90051 | CA | CAMX | 248.3333 | 338
[13 empty] | 90052 | 90052 | CA | CAMX | 248.3333 | 338
[13 empty] | 90053 | 90053 | CA | CAMX | 248.3333 | 338
[13 empty] | 90054 | 90054 | CA | CAMX | 248.3333 | 338
[13 empty] | 90055 | 90055 | CA | CAMX | 248.3333 | 338
[13 empty] | 90056 | 90056 | CA | CAMX | 248.3333 | 338
[13 empty] | 90057 | 90057 | CA | CAMX | 248.3333 | 338
[13 empty] | 90058 | 90058 | CA | CAMX | 248.3333 | 338
[13 empty] | 90059 | 90059 | CA | CAMX | 248.3333 | 338
[13 empty] | 90060 | 90060 | CA | CAMX | 248.3333 | 338
[13 empty] | 90061 | 90061 | CA | CAMX | 248.3333 | 338
[13 empty] | 90062 | 90062 | CA | CAMX | 248.3333 | 338
[13 empty] | 90063 | 90063 | CA | CAMX | 248.3333 | 338
[13 empty] | 90064 | 90064 | CA | CAMX | 248.3333 | 338
[13 empty] | 90065 | 90065 | CA | CAMX | 248.3333 | 338
[13 empty] | 90066 | 90066 | CA | CAMX | 248.3333 | 338
[13 empty] | 90067 | 90067 | CA | CAMX | 248.3333 | 338
[13 empty] | 90068 | 90068 | CA | CAMX | 248.3333 | 338
[13 empty] | 90069 | 90069 | CA | CAMX | 248.3333 | 338
[13 empty] | 90070 | 90070 | CA | CAMX | 248.3333 | 338
[13 empty] | 90071 | 90071 | CA | CAMX | 248.3333 | 338
[13 empty] | 90072 | 90072 | CA | CAMX | 248.3333 | 338
[13 empty] | 90073 | 90073 | CA | CAMX | 248.3333 | 338
[13 empty] | 90074 | 90074 | CA | CAMX | 248.3333 | 338
[13 empty] | 90075 | 90075 | CA | CAMX | 248.3333 | 338
[13 empty] | 90076 | 90076 | CA | CAMX | 248.3333 | 338
[13 empty] | 90077 | 90077 | CA | CAMX | 248.3333 | 338
[13 empty] | 90078 | 90078 | CA | CAMX | 248.3333 | 338
[13 empty] | 90079 | 90079 | CA | CAMX | 248.3333 | 338
[13 empty] | 90080 | 90080 | CA | CAMX | 248.3333 | 338
[13 empty] | 90081 | 90081 | CA | CAMX | 248.3333 | 338
[13 empty] | 90082 | 90082 | CA | CAMX | 248.3333 | 338
[13 empty] | 90083 | 90083 | CA | CAMX | 248.3333 | 338
[13 empty] | 90084 | 90084 | CA | CAMX | 248.3333 | 338
[13 empty] | 90086 | 90086 | CA | CAMX | 248.3333 | 338
[13 empty] | 90087 | 90087 | CA | CAMX | 248.3333 | 338
[13 empty] | 90088 | 90088 | CA | CAMX | 248.3333 | 338
[13 empty] | 90089 | 90089 | CA | CAMX | 248.3333 | 338
[13 empty] | 90090 | 90090 | CA | CAMX | 248.3333 | 338
[13 empty] | 90091 | 90091 | CA | CAMX | 248.3333 | 338
[13 empty] | 90093 | 90093 | CA | CAMX | 248.3333 | 338
[13 empty] | 90094 | 90094 | CA | CAMX | 248.3333 | 338
[13 empty] | 90095 | 90095 | CA | CAMX | 248.3333 | 338
[13 empty] | 90096 | 90096 | CA | CAMX | 248.3333 | 338
[13 empty] | 90099 | 90099 | CA | CAMX | 248.3333 | 338
[13 empty] | 90101 | 90101 | CA | CAMX | 248.3333 | 338
[13 empty] | 90103 | 90103 | CA | CAMX | 248.3333 | 338
[13 empty] | 90189 | 90189 | CA | CAMX | 248.3333 | 338
[13 empty] | 90201 | 90201 | CA | CAMX | 248.3333 | 338
[13 empty] | 90202 | 90202 | CA | CAMX | 248.3333 | 338
[13 empty] | 90209 | 90209 | CA | CAMX | 248.3333 | 338
[13 empty] | 90210 | 90210 | CA | CAMX | 248.3333 | 338
[13 empty] | 90211 | 90211 | CA | CAMX | 248.3333 | 338
[13 empty] | 90212 | 90212 | CA | CAMX | 248.3333 | 338
[13 empty] | 90213 | 90213 | CA | CAMX | 248.3333 | 338
[13 empty] | 90220 | 90220 | CA | CAMX | 248.3333 | 338
[13 empty] | 90221 | 90221 | CA | CAMX | 248.3333 | 338
[13 empty] | 90222 | 90222 | CA | CAMX | 248.3333 | 338
[13 empty] | 90223 | 90223 | CA | CAMX | 248.3333 | 338
[13 empty] | 90224 | 90224 | CA | CAMX | 248.3333 | 338
[13 empty] | 90230 | 90230 | CA | CAMX | 248.3333 | 338
[13 empty] | 90231 | 90231 | CA | CAMX | 248.3333 | 338
[13 empty] | 90232 | 90232 | CA | CAMX | 248.3333 | 338
[13 empty] | 90233 | 90233 | CA | CAMX | 248.3333 | 338
[13 empty] | 90239 | 90239 | CA | CAMX | 248.3333 | 338
[13 empty] | 90240 | 90240 | CA | CAMX | 248.3333 | 338
[13 empty] | 90241 | 90241 | CA | CAMX | 248.3333 | 338
[13 empty] | 90242 | 90242 | CA | CAMX | 248.3333 | 338
[13 empty] | 90245 | 90245 | CA | CAMX | 248.3333 | 338
[13 empty] | 90247 | 90247 | CA | CAMX | 248.3333 | 338
[13 empty] | 90248 | 90248 | CA | CAMX | 248.3333 | 338
[13 empty] | 90249 | 90249 | CA | CAMX | 248.3333 | 338
[13 empty] | 90250 | 90250 | CA | CAMX | 248.3333 | 338
[13 empty] | 90251 | 90251 | CA | CAMX | 248.3333 | 338
[13 empty] | 90254 | 90254 | CA | CAMX | 248.3333 | 338
[13 empty] | 90255 | 90255 | CA | CAMX | 248.3333 | 338
[13 empty] | 90260 | 90260 | CA | CAMX | 248.3333 | 338
[13 empty] | 90261 | 90261 | CA | CAMX | 248.3333 | 338
[13 empty] | 90262 | 90262 | CA | CAMX | 248.3333 | 338
[13 empty] | 90263 | 90263 | CA | CAMX | 248.3333 | 338
[13 empty] | 90264 | 90264 | CA | CAMX | 248.3333 | 338
[13 empty] | 90265 | 90265 | CA | CAMX | 248.3333 | 338
[13 empty] | 90266 | 90266 | CA | CAMX | 248.3333 | 338
[13 empty] | 90267 | 90267 | CA | CAMX | 248.3333 | 338
[13 empty] | 90270 | 90270 | CA | CAMX | 248.3333 | 338
[13 empty] | 90272 | 90272 | CA | CAMX | 248.3333 | 338
[13 empty] | 90274 | 90274 | CA | CAMX | 248.3333 | 338
[13 empty] | 90275 | 90275 | CA | CAMX | 248.3333 | 338
[13 empty] | 90277 | 90277 | CA | CAMX | 248.3333 | 338
[13 empty] | 90278 | 90278 | CA | CAMX | 248.3333 | 338
[13 empty] | 90280 | 90280 | CA | CAMX | 248.3333 | 338
[13 empty] | 90290 | 90290 | CA | CAMX | 248.3333 | 338
[13 empty] | 90291 | 90291 | CA | CAMX | 248.3333 | 338
[13 empty] | 90292 | 90292 | CA | CAMX | 248.3333 | 338
[13 empty] | 90293 | 90293 | CA | CAMX | 248.3333 | 338
[13 empty] | 90294 | 90294 | CA | CAMX | 248.3333 | 338
[13 empty] | 90295 | 90295 | CA | CAMX | 248.3333 | 338
[13 empty] | 90296 | 90296 | CA | CAMX | 248.3333 | 338
[13 empty] | 90301 | 90301 | CA | CAMX | 248.3333 | 338
[13 empty] | 90302 | 90302 | CA | CAMX | 248.3333 | 338
[13 empty] | 90303 | 90303 | CA | CAMX | 248.3333 | 338
[13 empty] | 90304 | 90304 | CA | CAMX | 248.3333 | 338
[13 empty] | 90305 | 90305 | CA | CAMX | 248.3333 | 338
[13 empty] | 90306 | 90306 | CA | CAMX | 248.3333 | 338
[13 empty] | 90307 | 90307 | CA | CAMX | 248.3333 | 338
[13 empty] | 90308 | 90308 | CA | CAMX | 248.3333 | 338
[13 empty] | 90309 | 90309 | CA | CAMX | 248.3333 | 338
[13 empty] | 90310 | 90310 | CA | CAMX | 248.3333 | 338
[13 empty] | 90311 | 90311 | CA | CAMX | 248.3333 | 338
[13 empty] | 90312 | 90312 | CA | CAMX | 248.3333 | 338
[13 empty] | 90401 | 90401 | CA | CAMX | 248.3333 | 338
[13 empty] | 90402 | 90402 | CA | CAMX | 248.3333 | 338
[13 empty] | 90403 | 90403 | CA | CAMX | 248.3333 | 338
[13 empty] | 90404 | 90404 | CA | CAMX | 248.3333 | 338
[13 empty] | 90405 | 90405 | CA | CAMX | 248.3333 | 338
[13 empty] | 90406 | 90406 | CA | CAMX | 248.3333 | 338
[13 empty] | 90407 | 90407 | CA | CAMX | 248.3333 | 338
[13 empty] | 90408 | 90408 | CA | CAMX | 248.3333 | 338
[13 empty] | 90409 | 90409 | CA | CAMX | 248.3333 | 338
[13 empty] | 90410 | 90410 | CA | CAMX | 248.3333 | 338
[13 empty] | 90411 | 90411 | CA | CAMX | 248.3333 | 338
[13 empty] | 90501 | 90501 | CA | CAMX | 248.3333 | 338
[13 empty] | 90502 | 90502 | CA | CAMX | 248.3333 | 338
[13 empty] | 90503 | 90503 | CA | CAMX | 248.3333 | 338
[13 empty] | 90504 | 90504 | CA | CAMX | 248.3333 | 338
[13 empty] | 90505 | 90505 | CA | CAMX | 248.3333 | 338
[13 empty] | 90506 | 90506 | CA | CAMX | 248.3333 | 338
[13 empty] | 90507 | 90507 | CA | CAMX | 248.3333 | 338
[13 empty] | 90508 | 90508 | CA | CAMX | 248.3333 | 338
[13 empty] | 90509 | 90509 | CA | CAMX | 248.3333 | 338
[13 empty] | 90510 | 90510 | CA | CAMX | 248.3333 | 338
[13 empty] | 90601 | 90601 | CA | CAMX | 248.3333 | 338
[13 empty] | 90602 | 90602 | CA | CAMX | 248.3333 | 338
[13 empty] | 90603 | 90603 | CA | CAMX | 248.3333 | 338
[13 empty] | 90604 | 90604 | CA | CAMX | 248.3333 | 338
[13 empty] | 90605 | 90605 | CA | CAMX | 248.3333 | 338
[13 empty] | 90606 | 90606 | CA | CAMX | 248.3333 | 338
[13 empty] | 90607 | 90607 | CA | CAMX | 248.3333 | 338
[13 empty] | 90608 | 90608 | CA | CAMX | 248.3333 | 338
[13 empty] | 90609 | 90609 | CA | CAMX | 248.3333 | 338
[13 empty] | 90610 | 90610 | CA | CAMX | 248.3333 | 338
[13 empty] | 90620 | 90620 | CA | CAMX | 248.3333 | 338
[13 empty] | 90621 | 90621 | CA | CAMX | 248.3333 | 338
[13 empty] | 90622 | 90622 | CA | CAMX | 248.3333 | 338
[13 empty] | 90623 | 90623 | CA | CAMX | 248.3333 | 338
[13 empty] | 90624 | 90624 | CA | CAMX | 248.3333 | 338
[13 empty] | 90630 | 90630 | CA | CAMX | 248.3333 | 338
[13 empty] | 90631 | 90631 | CA | CAMX | 248.3333 | 338
[13 empty] | 90632 | 90632 | CA | CAMX | 248.3333 | 338
[13 empty] | 90633 | 90633 | CA | CAMX | 248.3333 | 338
[13 empty] | 90637 | 90637 | CA | CAMX | 248.3333 | 338
[13 empty] | 90638 | 90638 | CA | CAMX | 248.3333 | 338
[13 empty] | 90639 | 90639 | CA | CAMX | 248.3333 | 338
[13 empty] | 90640 | 90640 | CA | CAMX | 248.3333 | 338
[13 empty] | 90650 | 90650 | CA | CAMX | 248.3333 | 338
[13 empty] | 90651 | 90651 | CA | CAMX | 248.3333 | 338
[13 empty] | 90652 | 90652 | CA | CAMX | 248.3333 | 338
[13 empty] | 90660 | 90660 | CA | CAMX | 248.3333 | 338
[13 empty] | 90661 | 90661 | CA | CAMX | 248.3333 | 338
[13 empty] | 90662 | 90662 | CA | CAMX | 248.3333 | 338
[13 empty] | 90670 | 90670 | CA | CAMX | 248.3333 | 338
[13 empty] | 90671 | 90671 | CA | CAMX | 248.3333 | 338
[13 empty] | 90680 | 90680 | CA | CAMX | 248.3333 | 338
[13 empty] | 90701 | 90701 | CA | CAMX | 248.3333 | 338
[13 empty] | 90702 | 90702 | CA | CAMX | 248.3333 | 338
[13 empty] | 90703 | 90703 | CA | CAMX | 248.3333 | 338
[13 empty] | 90704 | 90704 | CA | CAMX | 248.3333 | 338
[13 empty] | 90706 | 90706 | CA | CAMX | 248.3333 | 338
[13 empty] | 90707 | 90707 | CA | CAMX | 248.3333 | 338
[13 empty] | 90710 | 90710 | CA | CAMX | 248.3333 | 338
[13 empty] | 90711 | 90711 | CA | CAMX | 248.3333 | 338
[13 empty] | 90712 | 90712 | CA | CAMX | 248.3333 | 338
[13 empty] | 90713 | 90713 | CA | CAMX | 248.3333 | 338
[13 empty] | 90714 | 90714 | CA | CAMX | 248.3333 | 338
[13 empty] | 90715 | 90715 | CA | CAMX | 248.3333 | 338
[13 empty] | 90716 | 90716 | CA | CAMX | 248.3333 | 338
[13 empty] | 90717 | 90717 | CA | CAMX | 248.3333 | 338
[13 empty] | 90720 | 90720 | CA | CAMX | 248.3333 | 338
[13 empty] | 90721 | 90721 | CA | CAMX | 248.3333 | 338
[13 empty] | 90723 | 90723 | CA | CAMX | 248.3333 | 338
[13 empty] | 90731 | 90731 | CA | CAMX | 248.3333 | 338
[13 empty] | 90732 | 90732 | CA | CAMX | 248.3333 | 338
[13 empty] | 90733 | 90733 | CA | CAMX | 248.3333 | 338
[13 empty] | 90734 | 90734 | CA | CAMX | 248.3333 | 338
[13 empty] | 90740 | 90740 | CA | CAMX | 248.3333 | 338
[13 empty] | 90742 | 90742 | CA | CAMX | 248.3333 | 338
[13 empty] | 90743 | 90743 | CA | CAMX | 248.3333 | 338
[13 empty] | 90744 | 90744 | CA | CAMX | 248.3333 | 338
[13 empty] | 90745 | 90745 | CA | CAMX | 248.3333 | 338
[13 empty] | 90746 | 90746 | CA | CAMX | 248.3333 | 338
[13 empty] | 90747 | 90747 | CA | CAMX | 248.3333 | 338
[13 empty] | 90748 | 90748 | CA | CAMX | 248.3333 | 338
[13 empty] | 90749 | 90749 | CA | CAMX | 248.3333 | 338
[13 empty] | 90755 | 90755 | CA | CAMX | 248.3333 | 338
[13 empty] | 90801 | 90801 | CA | CAMX | 248.3333 | 338
[13 empty] | 90802 | 90802 | CA | CAMX | 248.3333 | 338
[13 empty] | 90803 | 90803 | CA | CAMX | 248.3333 | 338
[13 empty] | 90804 | 90804 | CA | CAMX | 248.3333 | 338
[13 empty] | 90805 | 90805 | CA | CAMX | 248.3333 | 338
[13 empty] | 90806 | 90806 | CA | CAMX | 248.3333 | 338
[13 empty] | 90807 | 90807 | CA | CAMX | 248.3333 | 338
[13 empty] | 90808 | 90808 | CA | CAMX | 248.3333 | 338
[13 empty] | 90809 | 90809 | CA | CAMX | 248.3333 | 338
[13 empty] | 90810 | 90810 | CA | CAMX | 248.3333 | 338
[13 empty] | 90813 | 90813 | CA | CAMX | 248.3333 | 338
[13 empty] | 90814 | 90814 | CA | CAMX | 248.3333 | 338
[13 empty] | 90815 | 90815 | CA | CAMX | 248.3333 | 338
[13 empty] | 90822 | 90822 | CA | CAMX | 248.3333 | 338
[13 empty] | 90831 | 90831 | CA | CAMX | 248.3333 | 338
[13 empty] | 90832 | 90832 | CA | CAMX | 248.3333 | 338
[13 empty] | 90833 | 90833 | CA | CAMX | 248.3333 | 338
[13 empty] | 90834 | 90834 | CA | CAMX | 248.3333 | 338
[13 empty] | 90835 | 90835 | CA | CAMX | 248.3333 | 338
[13 empty] | 90840 | 90840 | CA | CAMX | 248.3333 | 338
[13 empty] | 90842 | 90842 | CA | CAMX | 248.3333 | 338
[13 empty] | 90844 | 90844 | CA | CAMX | 248.3333 | 338
[13 empty] | 90846 | 90846 | CA | CAMX | 248.3333 | 338
[13 empty] | 90847 | 90847 | CA | CAMX | 248.3333 | 338
[13 empty] | 90848 | 90848 | CA | CAMX | 248.3333 | 338
[13 empty] | 90853 | 90853 | CA | CAMX | 248.3333 | 338
[13 empty] | 90895 | 90895 | CA | CAMX | 248.3333 | 338
[13 empty] | 90899 | 90899 | CA | CAMX | 248.3333 | 338
[13 empty] | 91001 | 91001 | CA | CAMX | 248.3333 | 338
[13 empty] | 91003 | 91003 | CA | CAMX | 248.3333 | 338
[13 empty] | 91006 | 91006 | CA | CAMX | 248.3333 | 338
[13 empty] | 91007 | 91007 | CA | CAMX | 248.3333 | 338
[13 empty] | 91008 | 91008 | CA | CAMX | 248.3333 | 338
[13 empty] | 91009 | 91009 | CA | CAMX | 248.3333 | 338
[13 empty] | 91010 | 91010 | CA | CAMX | 248.3333 | 338
[13 empty] | 91011 | 91011 | CA | CAMX | 248.3333 | 338
[13 empty] | 91012 | 91012 | CA | CAMX | 248.3333 | 338
[13 empty] | 91016 | 91016 | CA | CAMX | 248.3333 | 338
[13 empty] | 91017 | 91017 | CA | CAMX | 248.3333 | 338
[13 empty] | 91020 | 91020 | CA | CAMX | 248.3333 | 338
[13 empty] | 91021 | 91021 | CA | CAMX | 248.3333 | 338
[13 empty] | 91023 | 91023 | CA | CAMX | 248.3333 | 338
[13 empty] | 91024 | 91024 | CA | CAMX | 248.3333 | 338
[13 empty] | 91025 | 91025 | CA | CAMX | 248.3333 | 338
[13 empty] | 91030 | 91030 | CA | CAMX | 248.3333 | 338
[13 empty] | 91031 | 91031 | CA | CAMX | 248.3333 | 338
[13 empty] | 91040 | 91040 | CA | CAMX | 248.3333 | 338
[13 empty] | 91041 | 91041 | CA | CAMX | 248.3333 | 338
[13 empty] | 91042 | 91042 | CA | CAMX | 248.3333 | 338
[13 empty] | 91043 | 91043 | CA | CAMX | 248.3333 | 338
[13 empty] | 91046 | 91046 | CA | CAMX | 248.3333 | 338
[13 empty] | 91066 | 91066 | CA | CAMX | 248.3333 | 338
[13 empty] | 91077 | 91077 | CA | CAMX | 248.3333 | 338
[13 empty] | 91101 | 91101 | CA | CAMX | 248.3333 | 338
[13 empty] | 91102 | 91102 | CA | CAMX | 248.3333 | 338
[13 empty] | 91103 | 91103 | CA | CAMX | 248.3333 | 338
[13 empty] | 91104 | 91104 | CA | CAMX | 248.3333 | 338
[13 empty] | 91105 | 91105 | CA | CAMX | 248.3333 | 338
[13 empty] | 91106 | 91106 | CA | CAMX | 248.3333 | 338
[13 empty] | 91107 | 91107 | CA | CAMX | 248.3333 | 338
[13 empty] | 91108 | 91108 | CA | CAMX | 248.3333 | 338
[13 empty] | 91109 | 91109 | CA | CAMX | 248.3333 | 338
[13 empty] | 91110 | 91110 | CA | CAMX | 248.3333 | 338
[13 empty] | 91114 | 91114 | CA | CAMX | 248.3333 | 338
[13 empty] | 91115 | 91115 | CA | CAMX | 248.3333 | 338
[13 empty] | 91116 | 91116 | CA | CAMX | 248.3333 | 338
[13 empty] | 91117 | 91117 | CA | CAMX | 248.3333 | 338
[13 empty] | 91118 | 91118 | CA | CAMX | 248.3333 | 338
[13 empty] | 91121 | 91121 | CA | CAMX | 248.3333 | 338
[13 empty] | 91123 | 91123 | CA | CAMX | 248.3333 | 338
[13 empty] | 91124 | 91124 | CA | CAMX | 248.3333 | 338
[13 empty] | 91125 | 91125 | CA | CAMX | 248.3333 | 338
[13 empty] | 91126 | 91126 | CA | CAMX | 248.3333 | 338
[13 empty] | 91129 | 91129 | CA | CAMX | 248.3333 | 338
[13 empty] | 91182 | 91182 | CA | CAMX | 248.3333 | 338
[13 empty] | 91184 | 91184 | CA | CAMX | 248.3333 | 338
[13 empty] | 91185 | 91185 | CA | CAMX | 248.3333 | 338
[13 empty] | 91188 | 91188 | CA | CAMX | 248.3333 | 338
[13 empty] | 91189 | 91189 | CA | CAMX | 248.3333 | 338
[13 empty] | 91199 | 91199 | CA | CAMX | 248.3333 | 338
[13 empty] | 91201 | 91201 | CA | CAMX | 248.3333 | 338
[13 empty] | 91202 | 91202 | CA | CAMX | 248.3333 | 338
[13 empty] | 91203 | 91203 | CA | CAMX | 248.3333 | 338
[13 empty] | 91204 | 91204 | CA | CAMX | 248.3333 | 338
[13 empty] | 91205 | 91205 | CA | CAMX | 248.3333 | 338
[13 empty] | 91206 | 91206 | CA | CAMX | 248.3333 | 338
[13 empty] | 91207 | 91207 | CA | CAMX | 248.3333 | 338
[13 empty] | 91208 | 91208 | CA | CAMX | 248.3333 | 338
[13 empty] | 91209 | 91209 | CA | CAMX | 248.3333 | 338
[13 empty] | 91210 | 91210 | CA | CAMX | 248.3333 | 338
[13 empty] | 91214 | 91214 | CA | CAMX | 248.3333 | 338
[13 empty] | 91221 | 91221 | CA | CAMX | 248.3333 | 338
[13 empty] | 91222 | 91222 | CA | CAMX | 248.3333 | 338
[13 empty] | 91224 | 91224 | CA | CAMX | 248.3333 | 338
[13 empty] | 91225 | 91225 | CA | CAMX | 248.3333 | 338
[13 empty] | 91226 | 91226 | CA | CAMX | 248.3333 | 338
[13 empty] | 91301 | 91301 | CA | CAMX | 248.3333 | 338
[13 empty] | 91302 | 91302 | CA | CAMX | 248.3333 | 338
[13 empty] | 91303 | 91303 | CA | CAMX | 248.3333 | 338
[13 empty] | 91304 | 91304 | CA | CAMX | 248.3333 | 338
[13 empty] | 91305 | 91305 | CA | CAMX | 248.3333 | 338
[13 empty] | 91306 | 91306 | CA | CAMX | 248.3333 | 338
[13 empty] | 91307 | 91307 | CA | CAMX | 248.3333 | 338
[13 empty] | 91308 | 91308 | CA | CAMX | 248.3333 | 338
[13 empty] | 91309 | 91309 | CA | CAMX | 248.3333 | 338
[13 empty] | 91310 | 91310 | CA | CAMX | 248.3333 | 338
[13 empty] | 91311 | 91311 | CA | CAMX | 248.3333 | 338
[13 empty] | 91313 | 91313 | CA | CAMX | 248.3333 | 338
[13 empty] | 91316 | 91316 | CA | CAMX | 248.3333 | 338
[13 empty] | 91319 | 91319 | CA | CAMX | 248.3333 | 338
[13 empty] | 91320 | 91320 | CA | CAMX | 248.3333 | 338
[13 empty] | 91321 | 91321 | CA | CAMX | 248.3333 | 338
[13 empty] | 91322 | 91322 | CA | CAMX | 248.3333 | 338
[13 empty] | 91324 | 91324 | CA | CAMX | 248.3333 | 338
[13 empty] | 91325 | 91325 | CA | CAMX | 248.3333 | 338
[13 empty] | 91326 | 91326 | CA | CAMX | 248.3333 | 338
[13 empty] | 91327 | 91327 | CA | CAMX | 248.3333 | 338
[13 empty] | 91328 | 91328 | CA | CAMX | 248.3333 | 338
[13 empty] | 91329 | 91329 | CA | CAMX | 248.3333 | 338
[13 empty] | 91330 | 91330 | CA | CAMX | 248.3333 | 338
[13 empty] | 91331 | 91331 | CA | CAMX | 248.3333 | 338
[13 empty] | 91333 | 91333 | CA | CAMX | 248.3333 | 338
[13 empty] | 91334 | 91334 | CA | CAMX | 248.3333 | 338
[13 empty] | 91335 | 91335 | CA | CAMX | 248.3333 | 338
[13 empty] | 91337 | 91337 | CA | CAMX | 248.3333 | 338
[13 empty] | 91340 | 91340 | CA | CAMX | 248.3333 | 338
[13 empty] | 91341 | 91341 | CA | CAMX | 248.3333 | 338
[13 empty] | 91342 | 91342 | CA | CAMX | 248.3333 | 338
[13 empty] | 91343 | 91343 | CA | CAMX | 248.3333 | 338
[13 empty] | 91344 | 91344 | CA | CAMX | 248.3333 | 338
[13 empty] | 91345 | 91345 | CA | CAMX | 248.3333 | 338
[13 empty] | 91346 | 91346 | CA | CAMX | 248.3333 | 338
[13 empty] | 91350 | 91350 | CA | CAMX | 248.3333 | 338
[13 empty] | 91351 | 91351 | CA | CAMX | 248.3333 | 338
[13 empty] | 91352 | 91352 | CA | CAMX | 248.3333 | 338
[13 empty] | 91353 | 91353 | CA | CAMX | 248.3333 | 338
[13 empty] | 91354 | 91354 | CA | CAMX | 248.3333 | 338
[13 empty] | 91355 | 91355 | CA | CAMX | 248.3333 | 338
[13 empty] | 91356 | 91356 | CA | CAMX | 248.3333 | 338
[13 empty] | 91357 | 91357 | CA | CAMX | 248.3333 | 338
[13 empty] | 91358 | 91358 | CA | CAMX | 248.3333 | 338
[13 empty] | 91359 | 91359 | CA | CAMX | 248.3333 | 338
[13 empty] | 91360 | 91360 | CA | CAMX | 248.3333 | 338
[13 empty] | 91361 | 91361 | CA | CAMX | 248.3333 | 338
[13 empty] | 91362 | 91362 | CA | CAMX | 248.3333 | 338
[13 empty] | 91364 | 91364 | CA | CAMX | 248.3333 | 338
[13 empty] | 91365 | 91365 | CA | CAMX | 248.3333 | 338
[13 empty] | 91367 | 91367 | CA | CAMX | 248.3333 | 338
[13 empty] | 91371 | 91371 | CA | CAMX | 248.3333 | 338
[13 empty] | 91372 | 91372 | CA | CAMX | 248.3333 | 338
[13 empty] | 91376 | 91376 | CA | CAMX | 248.3333 | 338
[13 empty] | 91377 | 91377 | CA | CAMX | 248.3333 | 338
[13 empty] | 91380 | 91380 | CA | CAMX | 248.3333 | 338
[13 empty] | 91381 | 91381 | CA | CAMX | 248.3333 | 338
[13 empty] | 91382 | 91382 | CA | CAMX | 248.3333 | 338
[13 empty] | 91383 | 91383 | CA | CAMX | 248.3333 | 338
[13 empty] | 91384 | 91384 | CA | CAMX | 248.3333 | 338
[13 empty] | 91385 | 91385 | CA | CAMX | 248.3333 | 338
[13 empty] | 91386 | 91386 | CA | CAMX | 248.3333 | 338
[13 empty] | 91387 | 91387 | CA | CAMX | 248.3333 | 338
[13 empty] | 91390 | 91390 | CA | CAMX | 248.3333 | 338
[13 empty] | 91392 | 91392 | CA | CAMX | 248.3333 | 338
[13 empty] | 91393 | 91393 | CA | CAMX | 248.3333 | 338
[13 empty] | 91394 | 91394 | CA | CAMX | 248.3333 | 338
[13 empty] | 91395 | 91395 | CA | CAMX | 248.3333 | 338
[13 empty] | 91396 | 91396 | CA | CAMX | 248.3333 | 338
[13 empty] | 91401 | 91401 | CA | CAMX | 248.3333 | 338
[13 empty] | 91402 | 91402 | CA | CAMX | 248.3333 | 338
[13 empty] | 91403 | 91403 | CA | CAMX | 248.3333 | 338
[13 empty] | 91404 | 91404 | CA | CAMX | 248.3333 | 338
[13 empty] | 91405 | 91405 | CA | CAMX | 248.3333 | 338
[13 empty] | 91406 | 91406 | CA | CAMX | 248.3333 | 338
[13 empty] | 91407 | 91407 | CA | CAMX | 248.3333 | 338
[13 empty] | 91408 | 91408 | CA | CAMX | 248.3333 | 338
[13 empty] | 91409 | 91409 | CA | CAMX | 248.3333 | 338
[13 empty] | 91410 | 91410 | CA | CAMX | 248.3333 | 338
[13 empty] | 91411 | 91411 | CA | CAMX | 248.3333 | 338
[13 empty] | 91412 | 91412 | CA | CAMX | 248.3333 | 338
[13 empty] | 91413 | 91413 | CA | CAMX | 248.3333 | 338
[13 empty] | 91416 | 91416 | CA | CAMX | 248.3333 | 338
[13 empty] | 91423 | 91423 | CA | CAMX | 248.3333 | 338
[13 empty] | 91426 | 91426 | CA | CAMX | 248.3333 | 338
[13 empty] | 91436 | 91436 | CA | CAMX | 248.3333 | 338
[13 empty] | 91470 | 91470 | CA | CAMX | 248.3333 | 338
[13 empty] | 91482 | 91482 | CA | CAMX | 248.3333 | 338
[13 empty] | 91495 | 91495 | CA | CAMX | 248.3333 | 338
[13 empty] | 91496 | 91496 | CA | CAMX | 248.3333 | 338
[13 empty] | 91499 | 91499 | CA | CAMX | 248.3333 | 338
[13 empty] | 91501 | 91501 | CA | CAMX | 248.3333 | 338
[13 empty] | 91502 | 91502 | CA | CAMX | 248.3333 | 338
[13 empty] | 91503 | 91503 | CA | CAMX | 248.3333 | 338
[13 empty] | 91504 | 91504 | CA | CAMX | 248.3333 | 338
[13 empty] | 91505 | 91505 | CA | CAMX | 248.3333 | 338
[13 empty] | 91506 | 91506 | CA | CAMX | 248.3333 | 338
[13 empty] | 91507 | 91507 | CA | CAMX | 248.3333 | 338
[13 empty] | 91508 | 91508 | CA | CAMX | 248.3333 | 338
[13 empty] | 91510 | 91510 | CA | CAMX | 248.3333 | 338
[13 empty] | 91521 | 91521 | CA | CAMX | 248.3333 | 338
[13 empty] | 91522 | 91522 | CA | CAMX | 248.3333 | 338
[13 empty] | 91523 | 91523 | CA | CAMX | 248.3333 | 338
[13 empty] | 91526 | 91526 | CA | CAMX | 248.3333 | 338
[13 empty] | 91601 | 91601 | CA | CAMX | 248.3333 | 338
[13 empty] | 91602 | 91602 | CA | CAMX | 248.3333 | 338
[13 empty] | 91603 | 91603 | CA | CAMX | 248.3333 | 338
[13 empty] | 91604 | 91604 | CA | CAMX | 248.3333 | 338
[13 empty] | 91605 | 91605 | CA | CAMX | 248.3333 | 338
[13 empty] | 91606 | 91606 | CA | CAMX | 248.3333 | 338
[13 empty] | 91607 | 91607 | CA | CAMX | 248.3333 | 338
[13 empty] | 91608 | 91608 | CA | CAMX | 248.3333 | 338
[13 empty] | 91609 | 91609 | CA | CAMX | 248.3333 | 338
[13 empty] | 91610 | 91610 | CA | CAMX | 248.3333 | 338
[13 empty] | 91611 | 91611 | CA | CAMX | 248.3333 | 338
[13 empty] | 91612 | 91612 | CA | CAMX | 248.3333 | 338
[13 empty] | 91614 | 91614 | CA | CAMX | 248.3333 | 338
[13 empty] | 91615 | 91615 | CA | CAMX | 248.3333 | 338
[13 empty] | 91616 | 91616 | CA | CAMX | 248.3333 | 338
[13 empty] | 91617 | 91617 | CA | CAMX | 248.3333 | 338
[13 empty] | 91618 | 91618 | CA | CAMX | 248.3333 | 338
[13 empty] | 91701 | 91701 | CA | CAMX | 248.3333 | 338
[13 empty] | 91702 | 91702 | CA | CAMX | 248.3333 | 338
[13 empty] | 91706 | 91706 | CA | CAMX | 248.3333 | 338
[13 empty] | 91708 | 91708 | CA | CAMX | 248.3333 | 338
[13 empty] | 91709 | 91709 | CA | CAMX | 248.3333 | 338
[13 empty] | 91710 | 91710 | CA | CAMX | 248.3333 | 338
[13 empty] | 91711 | 91711 | CA | CAMX | 248.3333 | 338
[13 empty] | 91714 | 91714 | CA | CAMX | 248.3333 | 338
[13 empty] | 91715 | 91715 | CA | CAMX | 248.3333 | 338
[13 empty] | 91716 | 91716 | CA | CAMX | 248.3333 | 338
[13 empty] | 91722 | 91722 | CA | CAMX | 248.3333 | 338
[13 empty] | 91723 | 91723 | CA | CAMX | 248.3333 | 338
[13 empty] | 91724 | 91724 | CA | CAMX | 248.3333 | 338
[13 empty] | 91729 | 91729 | CA | CAMX | 248.3333 | 338
[13 empty] | 91730 | 91730 | CA | CAMX | 248.3333 | 338
[13 empty] | 91731 | 91731 | CA | CAMX | 248.3333 | 338
[13 empty] | 91732 | 91732 | CA | CAMX | 248.3333 | 338
[13 empty] | 91733 | 91733 | CA | CAMX | 248.3333 | 338
[13 empty] | 91734 | 91734 | CA | CAMX | 248.3333 | 338
[13 empty] | 91735 | 91735 | CA | CAMX | 248.3333 | 338
[13 empty] | 91737 | 91737 | CA | CAMX | 248.3333 | 338
[13 empty] | 91739 | 91739 | CA | CAMX | 248.3333 | 338
[13 empty] | 91740 | 91740 | CA | CAMX | 248.3333 | 338
[13 empty] | 91741 | 91741 | CA | CAMX | 248.3333 | 338
[13 empty] | 91743 | 91743 | CA | CAMX | 248.3333 | 338
[13 empty] | 91744 | 91744 | CA | CAMX | 248.3333 | 338
[13 empty] | 91745 | 91745 | CA | CAMX | 248.3333 | 338
[13 empty] | 91746 | 91746 | CA | CAMX | 248.3333 | 338
[13 empty] | 91747 | 91747 | CA | CAMX | 248.3333 | 338
[13 empty] | 91748 | 91748 | CA | CAMX | 248.3333 | 338
[13 empty] | 91749 | 91749 | CA | CAMX | 248.3333 | 338
[13 empty] | 91750 | 91750 | CA | CAMX | 248.3333 | 338
[13 empty] | 91752 | 91752 | CA | CAMX | 248.3333 | 338
[13 empty] | 91754 | 91754 | CA | CAMX | 248.3333 | 338
[13 empty] | 91755 | 91755 | CA | CAMX | 248.3333 | 338
[13 empty] | 91756 | 91756 | CA | CAMX | 248.3333 | 338
[13 empty] | 91758 | 91758 | CA | CAMX | 248.3333 | 338
[13 empty] | 91759 | 91759 | CA | CAMX | 248.3333 | 338
[13 empty] | 91761 | 91761 | CA | CAMX | 248.3333 | 338
[13 empty] | 91762 | 91762 | CA | CAMX | 248.3333 | 338
[13 empty] | 91763 | 91763 | CA | CAMX | 248.3333 | 338
[13 empty] | 91764 | 91764 | CA | CAMX | 248.3333 | 338
[13 empty] | 91765 | 91765 | CA | CAMX | 248.3333 | 338
[13 empty] | 91766 | 91766 | CA | CAMX | 248.3333 | 338
[13 empty] | 91767 | 91767 | CA | CAMX | 248.3333 | 338
[13 empty] | 91768 | 91768 | CA | CAMX | 248.3333 | 338
[13 empty] | 91769 | 91769 | CA | CAMX | 248.3333 | 338
[13 empty] | 91770 | 91770 | CA | CAMX | 248.3333 | 338
[13 empty] | 91771 | 91771 | CA | CAMX | 248.3333 | 338
[13 empty] | 91772 | 91772 | CA | CAMX | 248.3333 | 338
[13 empty] | 91773 | 91773 | CA | CAMX | 248.3333 | 338
[13 empty] | 91775 | 91775 | CA | CAMX | 248.3333 | 338
[13 empty] | 91776 | 91776 | CA | CAMX | 248.3333 | 338
[13 empty] | 91778 | 91778 | CA | CAMX | 248.3333 | 338
[13 empty] | 91780 | 91780 | CA | CAMX | 248.3333 | 338
[13 empty] | 91784 | 91784 | CA | CAMX | 248.3333 | 338
[13 empty] | 91785 | 91785 | CA | CAMX | 248.3333 | 338
[13 empty] | 91786 | 91786 | CA | CAMX | 248.3333 | 338
[13 empty] | 91788 | 91788 | CA | CAMX | 248.3333 | 338
[13 empty] | 91789 | 91789 | CA | CAMX | 248.3333 | 338
[13 empty] | 91790 | 91790 | CA | CAMX | 248.3333 | 338
[13 empty] | 91791 | 91791 | CA | CAMX | 248.3333 | 338
[13 empty] | 91792 | 91792 | CA | CAMX | 248.3333 | 338
[13 empty] | 91793 | 91793 | CA | CAMX | 248.3333 | 338
[13 empty] | 91795 | 91795 | CA | CAMX | 248.3333 | 338
[13 empty] | 91801 | 91801 | CA | CAMX | 248.3333 | 338
[13 empty] | 91802 | 91802 | CA | CAMX | 248.3333 | 338
[13 empty] | 91803 | 91803 | CA | CAMX | 248.3333 | 338
[13 empty] | 91804 | 91804 | CA | CAMX | 248.3333 | 338
[13 empty] | 91896 | 91896 | CA | CAMX | 248.3333 | 338
[13 empty] | 91899 | 91899 | CA | CAMX | 248.3333 | 338
[13 empty] | 91901 | 91901 | CA | CAMX | 248.3333 | 338
[13 empty] | 91902 | 91902 | CA | CAMX | 248.3333 | 338
[13 empty] | 91903 | 91903 | CA | CAMX | 248.3333 | 338
[13 empty] | 91905 | 91905 | CA | CAMX | 248.3333 | 338
[13 empty] | 91906 | 91906 | CA | CAMX | 248.3333 | 338
[13 empty] | 91908 | 91908 | CA | CAMX | 248.3333 | 338
[13 empty] | 91909 | 91909 | CA | CAMX | 248.3333 | 338
[13 empty] | 91910 | 91910 | CA | CAMX | 248.3333 | 338
[13 empty] | 91911 | 91911 | CA | CAMX | 248.3333 | 338
[13 empty] | 91912 | 91912 | CA | CAMX | 248.3333 | 338
[13 empty] | 91913 | 91913 | CA | CAMX | 248.3333 | 338
[13 empty] | 91914 | 91914 | CA | CAMX | 248.3333 | 338
[13 empty] | 91915 | 91915 | CA | CAMX | 248.3333 | 338
[13 empty] | 91916 | 91916 | CA | CAMX | 248.3333 | 338
[13 empty] | 91917 | 91917 | CA | CAMX | 248.3333 | 338
[13 empty] | 91921 | 91921 | CA | CAMX | 248.3333 | 338
[13 empty] | 91931 | 91931 | CA | CAMX | 248.3333 | 338
[13 empty] | 91932 | 91932 | CA | CAMX | 248.3333 | 338
[13 empty] | 91933 | 91933 | CA | CAMX | 248.3333 | 338
[13 empty] | 91934 | 91934 | CA | CAMX | 248.3333 | 338
[13 empty] | 91935 | 91935 | CA | CAMX | 248.3333 | 338
[13 empty] | 91941 | 91941 | CA | CAMX | 248.3333 | 338
[13 empty] | 91942 | 91942 | CA | CAMX | 248.3333 | 338
[13 empty] | 91943 | 91943 | CA | CAMX | 248.3333 | 338
[13 empty] | 91944 | 91944 | CA | CAMX | 248.3333 | 338
[13 empty] | 91945 | 91945 | CA | CAMX | 248.3333 | 338
[13 empty] | 91946 | 91946 | CA | CAMX | 248.3333 | 338
[13 empty] | 91947 | 91947 | CA | CAMX | 248.3333 | 338
[13 empty] | 91948 | 91948 | CA | CAMX | 248.3333 | 338
[13 empty] | 91950 | 91950 | CA | CAMX | 248.3333 | 338
[13 empty] | 91951 | 91951 | CA | CAMX | 248.3333 | 338
[13 empty] | 91962 | 91962 | CA | CAMX | 248.3333 | 338
[13 empty] | 91963 | 91963 | CA | CAMX | 248.3333 | 338
[13 empty] | 91976 | 91976 | CA | CAMX | 248.3333 | 338
[13 empty] | 91977 | 91977 | CA | CAMX | 248.3333 | 338
[13 empty] | 91978 | 91978 | CA | CAMX | 248.3333 | 338
[13 empty] | 91979 | 91979 | CA | CAMX | 248.3333 | 338
[13 empty] | 91980 | 91980 | CA | CAMX | 248.3333 | 338
[13 empty] | 91987 | 91987 | CA | CAMX | 248.3333 | 338
[13 empty] | 92003 | 92003 | CA | CAMX | 248.3333 | 338
[13 empty] | 92004 | 92004 | CA | CAMX | 248.3333 | 338
[13 empty] | 92007 | 92007 | CA | CAMX | 248.3333 | 338
[13 empty] | 92008 | 92008 | CA | CAMX | 248.3333 | 338
[13 empty] | 92009 | 92009 | CA | CAMX | 248.3333 | 338
[13 empty] | 92010 | 92010 | CA | CAMX | 248.3333 | 338
[13 empty] | 92011 | 92011 | CA | CAMX | 248.3333 | 338
[13 empty] | 92013 | 92013 | CA | CAMX | 248.3333 | 338
[13 empty] | 92014 | 92014 | CA | CAMX | 248.3333 | 338
[13 empty] | 92018 | 92018 | CA | CAMX | 248.3333 | 338
[13 empty] | 92019 | 92019 | CA | CAMX | 248.3333 | 338
[13 empty] | 92020 | 92020 | CA | CAMX | 248.3333 | 338
[13 empty] | 92021 | 92021 | CA | CAMX | 248.3333 | 338
[13 empty] | 92022 | 92022 | CA | CAMX | 248.3333 | 338
[13 empty] | 92023 | 92023 | CA | CAMX | 248.3333 | 338
[13 empty] | 92024 | 92024 | CA | CAMX | 248.3333 | 338
[13 empty] | 92025 | 92025 | CA | CAMX | 248.3333 | 338
[13 empty] | 92026 | 92026 | CA | CAMX | 248.3333 | 338
[13 empty] | 92027 | 92027 | CA | CAMX | 248.3333 | 338
[13 empty] | 92028 | 92028 | CA | CAMX | 248.3333 | 338
[13 empty] | 92029 | 92029 | CA | CAMX | 248.3333 | 338
[13 empty] | 92030 | 92030 | CA | CAMX | 248.3333 | 338
[13 empty] | 92033 | 92033 | CA | CAMX | 248.3333 | 338
[13 empty] | 92036 | 92036 | CA | CAMX | 248.3333 | 338
[13 empty] | 92037 | 92037 | CA | CAMX | 248.3333 | 338
[13 empty] | 92038 | 92038 | CA | CAMX | 248.3333 | 338
[13 empty] | 92039 | 92039 | CA | CAMX | 248.3333 | 338
[13 empty] | 92040 | 92040 | CA | CAMX | 248.3333 | 338
[13 empty] | 92046 | 92046 | CA | CAMX | 248.3333 | 338
[13 empty] | 92049 | 92049 | CA | CAMX | 248.3333 | 338
[13 empty] | 92051 | 92051 | CA | CAMX | 248.3333 | 338
[13 empty] | 92052 | 92052 | CA | CAMX | 248.3333 | 338
[13 empty] | 92054 | 92054 | CA | CAMX | 248.3333 | 338
[13 empty] | 92055 | 92055 | CA | CAMX | 248.3333 | 338
[13 empty] | 92056 | 92056 | CA | CAMX | 248.3333 | 338
[13 empty] | 92057 | 92057 | CA | CAMX | 248.3333 | 338
[13 empty] | 92058 | 92058 | CA | CAMX | 248.3333 | 338
[13 empty] | 92059 | 92059 | CA | CAMX | 248.3333 | 338
[13 empty] | 92060 | 92060 | CA | CAMX | 248.3333 | 338
[13 empty] | 92061 | 92061 | CA | CAMX | 248.3333 | 338
[13 empty] | 92064 | 92064 | CA | CAMX | 248.3333 | 338
[13 empty] | 92065 | 92065 | CA | CAMX | 248.3333 | 338
[13 empty] | 92066 | 92066 | CA | CAMX | 248.3333 | 338
[13 empty] | 92067 | 92067 | CA | CAMX | 248.3333 | 338
[13 empty] | 92068 | 92068 | CA | CAMX | 248.3333 | 338
[13 empty] | 92069 | 92069 | CA | CAMX | 248.3333 | 338
[13 empty] | 92070 | 92070 | CA | CAMX | 248.3333 | 338
[13 empty] | 92071 | 92071 | CA | CAMX | 248.3333 | 338
[13 empty] | 92072 | 92072 | CA | CAMX | 248.3333 | 338
[13 empty] | 92074 | 92074 | CA | CAMX | 248.3333 | 338
[13 empty] | 92075 | 92075 | CA | CAMX | 248.3333 | 338
[13 empty] | 92078 | 92078 | CA | CAMX | 248.3333 | 338
[13 empty] | 92079 | 92079 | CA | CAMX | 248.3333 | 338
[13 empty] | 92081 | 92081 | CA | CAMX | 248.3333 | 338
[13 empty] | 92082 | 92082 | CA | CAMX | 248.3333 | 338
[13 empty] | 92083 | 92083 | CA | CAMX | 248.3333 | 338
[13 empty] | 92084 | 92084 | CA | CAMX | 248.3333 | 338
[13 empty] | 92085 | 92085 | CA | CAMX | 248.3333 | 338
[13 empty] | 92086 | 92086 | CA | CAMX | 248.3333 | 338
[13 empty] | 92088 | 92088 | CA | CAMX | 248.3333 | 338
[13 empty] | 92091 | 92091 | CA | CAMX | 248.3333 | 338
[13 empty] | 92092 | 92092 | CA | CAMX | 248.3333 | 338
[13 empty] | 92093 | 92093 | CA | CAMX | 248.3333 | 338
[13 empty] | 92096 | 92096 | CA | CAMX | 248.3333 | 338
[13 empty] | 92101 | 92101 | CA | CAMX | 144.3333 | 201
[13 empty] | 92102 | 92102 | CA | CAMX | 144.3333 | 201
[13 empty] | 92103 | 92103 | CA | CAMX | 144.3333 | 201
[13 empty] | 92104 | 92104 | CA | CAMX | 144.3333 | 201
[13 empty] | 92105 | 92105 | CA | CAMX | 144.3333 | 201
[13 empty] | 92106 | 92106 | CA | CAMX | 144.3333 | 201
[13 empty] | 92107 | 92107 | CA | CAMX | 144.3333 | 201
[13 empty] | 92108 | 92108 | CA | CAMX | 144.3333 | 201
[13 empty] | 92109 | 92109 | CA | CAMX | 144.3333 | 201
[13 empty] | 92110 | 92110 | CA | CAMX | 144.3333 | 201
[13 empty] | 92111 | 92111 | CA | CAMX | 144.3333 | 201
[13 empty] | 92112 | 92112 | CA | CAMX | 144.3333 | 201
[13 empty] | 92113 | 92113 | CA | CAMX | 144.3333 | 201
[13 empty] | 92114 | 92114 | CA | CAMX | 144.3333 | 201
[13 empty] | 92115 | 92115 | CA | CAMX | 144.3333 | 201
[13 empty] | 92116 | 92116 | CA | CAMX | 144.3333 | 201
[13 empty] | 92117 | 92117 | CA | CAMX | 144.3333 | 201
[13 empty] | 92118 | 92118 | CA | CAMX | 144.3333 | 201
[13 empty] | 92119 | 92119 | CA | CAMX | 144.3333 | 201
[13 empty] | 92120 | 92120 | CA | CAMX | 144.3333 | 201
[13 empty] | 92121 | 92121 | CA | CAMX | 144.3333 | 201
[13 empty] | 92122 | 92122 | CA | CAMX | 144.3333 | 201
[13 empty] | 92123 | 92123 | CA | CAMX | 144.3333 | 201
[13 empty] | 92124 | 92124 | CA | CAMX | 144.3333 | 201
[13 empty] | 92126 | 92126 | CA | CAMX | 144.3333 | 201
[13 empty] | 92127 | 92127 | CA | CAMX | 144.3333 | 201
[13 empty] | 92128 | 92128 | CA | CAMX | 144.3333 | 201
[13 empty] | 92129 | 92129 | CA | CAMX | 144.3333 | 201
[13 empty] | 92130 | 92130 | CA | CAMX | 144.3333 | 201
[13 empty] | 92131 | 92131 | CA | CAMX | 144.3333 | 201
[13 empty] | 92132 | 92132 | CA | CAMX | 144.3333 | 201
[13 empty] | 92134 | 92134 | CA | CAMX | 144.3333 | 201
[13 empty] | 92135 | 92135 | CA | CAMX | 144.3333 | 201
[13 empty] | 92136 | 92136 | CA | CAMX | 144.3333 | 201
[13 empty] | 92137 | 92137 | CA | CAMX | 144.3333 | 201
[13 empty] | 92138 | 92138 | CA | CAMX | 144.3333 | 201
[13 empty] | 92139 | 92139 | CA | CAMX | 144.3333 | 201
[13 empty] | 92140 | 92140 | CA | CAMX | 144.3333 | 201
[13 empty] | 92142 | 92142 | CA | CAMX | 144.3333 | 201
[13 empty] | 92143 | 92143 | CA | CAMX | 144.3333 | 201
[13 empty] | 92145 | 92145 | CA | CAMX | 144.3333 | 201
[13 empty] | 92147 | 92147 | CA | CAMX | 144.3333 | 201
[13 empty] | 92149 | 92149 | CA | CAMX | 144.3333 | 201
[13 empty] | 92150 | 92150 | CA | CAMX | 144.3333 | 201
[13 empty] | 92152 | 92152 | CA | CAMX | 144.3333 | 201
[13 empty] | 92153 | 92153 | CA | CAMX | 144.3333 | 201
[13 empty] | 92154 | 92154 | CA | CAMX | 144.3333 | 201
[13 empty] | 92155 | 92155 | CA | CAMX | 144.3333 | 201
[13 empty] | 92158 | 92158 | CA | CAMX | 144.3333 | 201
[13 empty] | 92159 | 92159 | CA | CAMX | 144.3333 | 201
[13 empty] | 92160 | 92160 | CA | CAMX | 144.3333 | 201
[13 empty] | 92161 | 92161 | CA | CAMX | 144.3333 | 201
[13 empty] | 92162 | 92162 | CA | CAMX | 144.3333 | 201
[13 empty] | 92163 | 92163 | CA | CAMX | 144.3333 | 201
[13 empty] | 92164 | 92164 | CA | CAMX | 144.3333 | 201
[13 empty] | 92165 | 92165 | CA | CAMX | 144.3333 | 201
[13 empty] | 92166 | 92166 | CA | CAMX | 144.3333 | 201
[13 empty] | 92167 | 92167 | CA | CAMX | 144.3333 | 201
[13 empty] | 92168 | 92168 | CA | CAMX | 144.3333 | 201
[13 empty] | 92169 | 92169 | CA | CAMX | 144.3333 | 201
[13 empty] | 92170 | 92170 | CA | CAMX | 144.3333 | 201
[13 empty] | 92171 | 92171 | CA | CAMX | 144.3333 | 201
[13 empty] | 92172 | 92172 | CA | CAMX | 144.3333 | 201
[13 empty] | 92173 | 92173 | CA | CAMX | 144.3333 | 201
[13 empty] | 92174 | 92174 | CA | CAMX | 144.3333 | 201
[13 empty] | 92175 | 92175 | CA | CAMX | 144.3333 | 201
[13 empty] | 92176 | 92176 | CA | CAMX | 144.3333 | 201
[13 empty] | 92177 | 92177 | CA | CAMX | 144.3333 | 201
[13 empty] | 92178 | 92178 | CA | CAMX | 144.3333 | 201
[13 empty] | 92179 | 92179 | CA | CAMX | 144.3333 | 201
[13 empty] | 92182 | 92182 | CA | CAMX | 144.3333 | 201
[13 empty] | 92184 | 92184 | CA | CAMX | 144.3333 | 201
[13 empty] | 92186 | 92186 | CA | CAMX | 144.3333 | 201
[13 empty] | 92187 | 92187 | CA | CAMX | 144.3333 | 201
[13 empty] | 92190 | 92190 | CA | CAMX | 144.3333 | 201
[13 empty] | 92191 | 92191 | CA | CAMX | 144.3333 | 201
[13 empty] | 92192 | 92192 | CA | CAMX | 144.3333 | 201
[13 empty] | 92193 | 92193 | CA | CAMX | 144.3333 | 201
[13 empty] | 92194 | 92194 | CA | CAMX | 144.3333 | 201
[13 empty] | 92195 | 92195 | CA | CAMX | 144.3333 | 201
[13 empty] | 92196 | 92196 | CA | CAMX | 144.3333 | 201
[13 empty] | 92197 | 92197 | CA | CAMX | 144.3333 | 201
[13 empty] | 92198 | 92198 | CA | CAMX | 144.3333 | 201
[13 empty] | 92199 | 92199 | CA | CAMX | 144.3333 | 201
[13 empty] | 92201 | 92201 | CA | AZNM | 144.3333 | 201
[13 empty] | 92202 | 92202 | CA | AZNM | 144.3333 | 201
[13 empty] | 92203 | 92203 | CA | AZNM | 144.3333 | 201
[13 empty] | 92210 | 92210 | CA | CAMX | 144.3333 | 201
[13 empty] | 92211 | 92211 | CA | CAMX | 144.3333 | 201
[13 empty] | 92220 | 92220 | CA | CAMX | 144.3333 | 201
[13 empty] | 92222 | 92222 | CA | AZNM | 144.3333 | 201
[13 empty] | 92223 | 92223 | CA | CAMX | 144.3333 | 201
[13 empty] | 92225 | 92225 | CA | CAMX | 144.3333 | 201
[13 empty] | 92226 | 92226 | CA | CAMX | 144.3333 | 201
[13 empty] | 92227 | 92227 | CA | AZNM | 144.3333 | 201
[13 empty] | 92230 | 92230 | CA | CAMX | 144.3333 | 201
[13 empty] | 92231 | 92231 | CA | AZNM | 144.3333 | 201
[13 empty] | 92232 | 92232 | CA | AZNM | 144.3333 | 201
[13 empty] | 92233 | 92233 | CA | AZNM | 144.3333 | 201
[13 empty] | 92234 | 92234 | CA | CAMX | 144.3333 | 201
[13 empty] | 92235 | 92235 | CA | CAMX | 144.3333 | 201
[13 empty] | 92236 | 92236 | CA | AZNM | 144.3333 | 201
[13 empty] | 92239 | 92239 | CA | CAMX | 144.3333 | 201
[13 empty] | 92240 | 92240 | CA | CAMX | 144.3333 | 201
[13 empty] | 92241 | 92241 | CA | AZNM | 144.3333 | 201
[13 empty] | 92242 | 92242 | CA | CAMX | 144.3333 | 201
[13 empty] | 92243 | 92243 | CA | AZNM | 144.3333 | 201
[13 empty] | 92244 | 92244 | CA | AZNM | 144.3333 | 201
[13 empty] | 92247 | 92247 | CA | AZNM | 144.3333 | 201
[13 empty] | 92248 | 92248 | CA | AZNM | 144.3333 | 201
[13 empty] | 92249 | 92249 | CA | AZNM | 144.3333 | 201
[13 empty] | 92250 | 92250 | CA | AZNM | 144.3333 | 201
[13 empty] | 92251 | 92251 | CA | AZNM | 144.3333 | 201
[13 empty] | 92252 | 92252 | CA | CAMX | 144.3333 | 201
[13 empty] | 92253 | 92253 | CA | AZNM | 144.3333 | 201
[13 empty] | 92254 | 92254 | CA | AZNM | 144.3333 | 201
[13 empty] | 92255 | 92255 | CA | CAMX | 144.3333 | 201
[13 empty] | 92256 | 92256 | CA | CAMX | 144.3333 | 201
[13 empty] | 92257 | 92257 | CA | AZNM | 144.3333 | 201
[13 empty] | 92258 | 92258 | CA | CAMX | 144.3333 | 201
[13 empty] | 92259 | 92259 | CA | AZNM | 144.3333 | 201
[13 empty] | 92260 | 92260 | CA | CAMX | 144.3333 | 201
[13 empty] | 92261 | 92261 | CA | CAMX | 144.3333 | 201
[13 empty] | 92262 | 92262 | CA | CAMX | 144.3333 | 201
[13 empty] | 92263 | 92263 | CA | CAMX | 144.3333 | 201
[13 empty] | 92264 | 92264 | CA | CAMX | 144.3333 | 201
[13 empty] | 92266 | 92266 | CA | CAMX | 144.3333 | 201
[13 empty] | 92267 | 92267 | CA | CAMX | 144.3333 | 201
[13 empty] | 92268 | 92268 | CA | CAMX | 144.3333 | 201
[13 empty] | 92270 | 92270 | CA | CAMX | 144.3333 | 201
[13 empty] | 92273 | 92273 | CA | AZNM | 144.3333 | 201
[13 empty] | 92274 | 92274 | CA | AZNM | 144.3333 | 201
[13 empty] | 92275 | 92275 | CA | AZNM | 144.3333 | 201
[13 empty] | 92276 | 92276 | CA | AZNM | 144.3333 | 201
[13 empty] | 92277 | 92277 | CA | CAMX | 144.3333 | 201
[13 empty] | 92278 | 92278 | CA | CAMX | 144.3333 | 201
[13 empty] | 92280 | 92280 | CA | CAMX | 144.3333 | 201
[13 empty] | 92281 | 92281 | CA | AZNM | 144.3333 | 201
[13 empty] | 92282 | 92282 | CA | CAMX | 144.3333 | 201
[13 empty] | 92283 | 92283 | CA | AZNM | 144.3333 | 201
[13 empty] | 92284 | 92284 | CA | CAMX | 144.3333 | 201
[13 empty] | 92285 | 92285 | CA | CAMX | 144.3333 | 201
[13 empty] | 92286 | 92286 | CA | CAMX | 144.3333 | 201
[13 empty] | 92292 | 92292 | CA | CAMX | 144.3333 | 201
[13 empty] | 92301 | 92301 | CA | CAMX | 144.3333 | 201
[13 empty] | 92304 | 92304 | CA | CAMX | 144.3333 | 201
[13 empty] | 92305 | 92305 | CA | CAMX | 144.3333 | 201
[13 empty] | 92307 | 92307 | CA | CAMX | 144.3333 | 201
[13 empty] | 92308 | 92308 | CA | CAMX | 144.3333 | 201
[13 empty] | 92309 | 92309 | CA | CAMX | 144.3333 | 201
[13 empty] | 92310 | 92310 | CA | CAMX | 144.3333 | 201
[13 empty] | 92311 | 92311 | CA | CAMX | 144.3333 | 201
[13 empty] | 92312 | 92312 | CA | CAMX | 144.3333 | 201
[13 empty] | 92313 | 92313 | CA | CAMX | 144.3333 | 201
[13 empty] | 92314 | 92314 | CA | CAMX | 144.3333 | 201
[13 empty] | 92315 | 92315 | CA | CAMX | 144.3333 | 201
[13 empty] | 92316 | 92316 | CA | CAMX | 144.3333 | 201
[13 empty] | 92317 | 92317 | CA | CAMX | 144.3333 | 201
[13 empty] | 92318 | 92318 | CA | CAMX | 144.3333 | 201
[13 empty] | 92320 | 92320 | CA | CAMX | 144.3333 | 201
[13 empty] | 92321 | 92321 | CA | CAMX | 144.3333 | 201
[13 empty] | 92322 | 92322 | CA | CAMX | 144.3333 | 201
[13 empty] | 92323 | 92323 | CA | CAMX | 144.3333 | 201
[13 empty] | 92324 | 92324 | CA | CAMX | 144.3333 | 201
[13 empty] | 92325 | 92325 | CA | CAMX | 144.3333 | 201
[13 empty] | 92326 | 92326 | CA | CAMX | 144.3333 | 201
[13 empty] | 92327 | 92327 | CA | CAMX | 144.3333 | 201
[13 empty] | 92328 | 92328 | CA | CAMX | 144.3333 | 201
[13 empty] | 92329 | 92329 | CA | CAMX | 144.3333 | 201
[13 empty] | 92331 | 92331 | CA | CAMX | 144.3333 | 201
[13 empty] | 92332 | 92332 | CA | CAMX | 144.3333 | 201
[13 empty] | 92333 | 92333 | CA | CAMX | 144.3333 | 201
[13 empty] | 92334 | 92334 | CA | CAMX | 144.3333 | 201
[13 empty] | 92335 | 92335 | CA | CAMX | 144.3333 | 201
[13 empty] | 92336 | 92336 | CA | CAMX | 144.3333 | 201
[13 empty] | 92337 | 92337 | CA | CAMX | 144.3333 | 201
[13 empty] | 92338 | 92338 | CA | CAMX | 144.3333 | 201
[13 empty] | 92339 | 92339 | CA | CAMX | 144.3333 | 201
[13 empty] | 92340 | 92340 | CA | CAMX | 144.3333 | 201
[13 empty] | 92341 | 92341 | CA | CAMX | 144.3333 | 201
[13 empty] | 92342 | 92342 | CA | CAMX | 144.3333 | 201
[13 empty] | 92344 | 92344 | CA | CAMX | 144.3333 | 201
[13 empty] | 92345 | 92345 | CA | CAMX | 144.3333 | 201
[13 empty] | 92346 | 92346 | CA | CAMX | 144.3333 | 201
[13 empty] | 92347 | 92347 | CA | CAMX | 144.3333 | 201
[13 empty] | 92350 | 92350 | CA | CAMX | 144.3333 | 201
[13 empty] | 92352 | 92352 | CA | CAMX | 144.3333 | 201
[13 empty] | 92354 | 92354 | CA | CAMX | 144.3333 | 201
[13 empty] | 92356 | 92356 | CA | CAMX | 144.3333 | 201
[13 empty] | 92357 | 92357 | CA | CAMX | 144.3333 | 201
[13 empty] | 92358 | 92358 | CA | CAMX | 144.3333 | 201
[13 empty] | 92359 | 92359 | CA | CAMX | 144.3333 | 201
[13 empty] | 92363 | 92363 | CA | CAMX | 144.3333 | 201
[13 empty] | 92364 | 92364 | CA | CAMX | 144.3333 | 201
[13 empty] | 92365 | 92365 | CA | CAMX | 144.3333 | 201
[13 empty] | 92366 | 92366 | CA | CAMX | 144.3333 | 201
[13 empty] | 92368 | 92368 | CA | CAMX | 144.3333 | 201
[13 empty] | 92369 | 92369 | CA | CAMX | 144.3333 | 201
[13 empty] | 92371 | 92371 | CA | CAMX | 144.3333 | 201
[13 empty] | 92372 | 92372 | CA | CAMX | 144.3333 | 201
[13 empty] | 92373 | 92373 | CA | CAMX | 144.3333 | 201
[13 empty] | 92374 | 92374 | CA | CAMX | 144.3333 | 201
[13 empty] | 92375 | 92375 | CA | CAMX | 144.3333 | 201
[13 empty] | 92376 | 92376 | CA | CAMX | 144.3333 | 201
[13 empty] | 92377 | 92377 | CA | CAMX | 144.3333 | 201
[13 empty] | 92378 | 92378 | CA | CAMX | 144.3333 | 201
[13 empty] | 92382 | 92382 | CA | CAMX | 144.3333 | 201
[13 empty] | 92384 | 92384 | CA | CAMX | 144.3333 | 201
[13 empty] | 92385 | 92385 | CA | CAMX | 144.3333 | 201
[13 empty] | 92386 | 92386 | CA | CAMX | 144.3333 | 201
[13 empty] | 92389 | 92389 | CA | CAMX | 144.3333 | 201
[13 empty] | 92391 | 92391 | CA | CAMX | 144.3333 | 201
[13 empty] | 92392 | 92392 | CA | CAMX | 144.3333 | 201
[13 empty] | 92393 | 92393 | CA | CAMX | 144.3333 | 201
[13 empty] | 92394 | 92394 | CA | CAMX | 144.3333 | 201
[13 empty] | 92395 | 92395 | CA | CAMX | 144.3333 | 201
[13 empty] | 92397 | 92397 | CA | CAMX | 144.3333 | 201
[13 empty] | 92398 | 92398 | CA | CAMX | 144.3333 | 201
[13 empty] | 92399 | 92399 | CA | CAMX | 144.3333 | 201
[13 empty] | 92401 | 92401 | CA | CAMX | 144.3333 | 201
[13 empty] | 92402 | 92402 | CA | CAMX | 144.3333 | 201
[13 empty] | 92403 | 92403 | CA | CAMX | 144.3333 | 201
[13 empty] | 92404 | 92404 | CA | CAMX | 144.3333 | 201
[13 empty] | 92405 | 92405 | CA | CAMX | 144.3333 | 201
[13 empty] | 92406 | 92406 | CA | CAMX | 144.3333 | 201
[13 empty] | 92407 | 92407 | CA | CAMX | 144.3333 | 201
[13 empty] | 92408 | 92408 | CA | CAMX | 144.3333 | 201
[13 empty] | 92410 | 92410 | CA | CAMX | 144.3333 | 201
[13 empty] | 92411 | 92411 | CA | CAMX | 144.3333 | 201
[13 empty] | 92412 | 92412 | CA | CAMX | 144.3333 | 201
[13 empty] | 92413 | 92413 | CA | CAMX | 144.3333 | 201
[13 empty] | 92414 | 92414 | CA | CAMX | 144.3333 | 201
[13 empty] | 92415 | 92415 | CA | CAMX | 144.3333 | 201
[13 empty] | 92418 | 92418 | CA | CAMX | 144.3333 | 201
[13 empty] | 92423 | 92423 | CA | CAMX | 144.3333 | 201
[13 empty] | 92424 | 92424 | CA | CAMX | 144.3333 | 201
[13 empty] | 92427 | 92427 | CA | CAMX | 144.3333 | 201
[13 empty] | 92501 | 92501 | CA | CAMX | 144.3333 | 201
[13 empty] | 92502 | 92502 | CA | CAMX | 144.3333 | 201
[13 empty] | 92503 | 92503 | CA | CAMX | 144.3333 | 201
[13 empty] | 92504 | 92504 | CA | CAMX | 144.3333 | 201
[13 empty] | 92505 | 92505 | CA | CAMX | 144.3333 | 201
[13 empty] | 92506 | 92506 | CA | CAMX | 144.3333 | 201
[13 empty] | 92507 | 92507 | CA | CAMX | 144.3333 | 201
[13 empty] | 92508 | 92508 | CA | CAMX | 144.3333 | 201
[13 empty] | 92509 | 92509 | CA | CAMX | 144.3333 | 201
[13 empty] | 92513 | 92513 | CA | CAMX | 144.3333 | 201
[13 empty] | 92514 | 92514 | CA | CAMX | 144.3333 | 201
[13 empty] | 92515 | 92515 | CA | CAMX | 144.3333 | 201
[13 empty] | 92516 | 92516 | CA | CAMX | 144.3333 | 201
[13 empty] | 92517 | 92517 | CA | CAMX | 144.3333 | 201
[13 empty] | 92518 | 92518 | CA | CAMX | 144.3333 | 201
[13 empty] | 92519 | 92519 | CA | CAMX | 144.3333 | 201
[13 empty] | 92521 | 92521 | CA | CAMX | 144.3333 | 201
[13 empty] | 92522 | 92522 | CA | CAMX | 144.3333 | 201
[13 empty] | 92530 | 92530 | CA | CAMX | 144.3333 | 201
[13 empty] | 92531 | 92531 | CA | CAMX | 144.3333 | 201
[13 empty] | 92532 | 92532 | CA | CAMX | 144.3333 | 201
[13 empty] | 92536 | 92536 | CA | AZNM | 144.3333 | 201
[13 empty] | 92539 | 92539 | CA | AZNM | 144.3333 | 201
[13 empty] | 92543 | 92543 | CA | CAMX | 144.3333 | 201
[13 empty] | 92544 | 92544 | CA | CAMX | 144.3333 | 201
[13 empty] | 92545 | 92545 | CA | CAMX | 144.3333 | 201
[13 empty] | 92546 | 92546 | CA | CAMX | 144.3333 | 201
[13 empty] | 92548 | 92548 | CA | CAMX | 144.3333 | 201
[13 empty] | 92549 | 92549 | CA | CAMX | 144.3333 | 201
[13 empty] | 92551 | 92551 | CA | CAMX | 144.3333 | 201
[13 empty] | 92552 | 92552 | CA | CAMX | 144.3333 | 201
[13 empty] | 92553 | 92553 | CA | CAMX | 144.3333 | 201
[13 empty] | 92554 | 92554 | CA | CAMX | 144.3333 | 201
[13 empty] | 92555 | 92555 | CA | CAMX | 144.3333 | 201
[13 empty] | 92556 | 92556 | CA | CAMX | 144.3333 | 201
[13 empty] | 92557 | 92557 | CA | CAMX | 144.3333 | 201
[13 empty] | 92561 | 92561 | CA | AZNM | 144.3333 | 201
[13 empty] | 92562 | 92562 | CA | CAMX | 144.3333 | 201
[13 empty] | 92563 | 92563 | CA | CAMX | 144.3333 | 201
[13 empty] | 92564 | 92564 | CA | CAMX | 144.3333 | 201
[13 empty] | 92567 | 92567 | CA | CAMX | 144.3333 | 201
[13 empty] | 92570 | 92570 | CA | CAMX | 144.3333 | 201
[13 empty] | 92571 | 92571 | CA | CAMX | 144.3333 | 201
[13 empty] | 92572 | 92572 | CA | CAMX | 144.3333 | 201
[13 empty] | 92581 | 92581 | CA | CAMX | 144.3333 | 201
[13 empty] | 92582 | 92582 | CA | CAMX | 144.3333 | 201
[13 empty] | 92583 | 92583 | CA | CAMX | 144.3333 | 201
[13 empty] | 92584 | 92584 | CA | CAMX | 144.3333 | 201
[13 empty] | 92585 | 92585 | CA | CAMX | 144.3333 | 201
[13 empty] | 92586 | 92586 | CA | CAMX | 144.3333 | 201
[13 empty] | 92587 | 92587 | CA | CAMX | 144.3333 | 201
[13 empty] | 92589 | 92589 | CA | CAMX | 144.3333 | 201
[13 empty] | 92590 | 92590 | CA | CAMX | 144.3333 | 201
[13 empty] | 92591 | 92591 | CA | CAMX | 144.3333 | 201
[13 empty] | 92592 | 92592 | CA | CAMX | 144.3333 | 201
[13 empty] | 92593 | 92593 | CA | CAMX | 144.3333 | 201
[13 empty] | 92595 | 92595 | CA | CAMX | 144.3333 | 201
[13 empty] | 92596 | 92596 | CA | CAMX | 144.3333 | 201
[13 empty] | 92599 | 92599 | CA | CAMX | 144.3333 | 201
[13 empty] | 92602 | 92602 | CA | CAMX | 144.3333 | 201
[13 empty] | 92603 | 92603 | CA | CAMX | 144.3333 | 201
[13 empty] | 92604 | 92604 | CA | CAMX | 144.3333 | 201
[13 empty] | 92605 | 92605 | CA | CAMX | 144.3333 | 201
[13 empty] | 92606 | 92606 | CA | CAMX | 144.3333 | 201
[13 empty] | 92607 | 92607 | CA | CAMX | 144.3333 | 201
[13 empty] | 92609 | 92609 | CA | CAMX | 144.3333 | 201
[13 empty] | 92610 | 92610 | CA | CAMX | 144.3333 | 201
[13 empty] | 92612 | 92612 | CA | CAMX | 144.3333 | 201
[13 empty] | 92614 | 92614 | CA | CAMX | 144.3333 | 201
[13 empty] | 92615 | 92615 | CA | CAMX | 144.3333 | 201
[13 empty] | 92616 | 92616 | CA | CAMX | 144.3333 | 201
[13 empty] | 92617 | 92617 | CA | CAMX | 144.3333 | 201
[13 empty] | 92618 | 92618 | CA | CAMX | 144.3333 | 201
[13 empty] | 92619 | 92619 | CA | CAMX | 144.3333 | 201
[13 empty] | 92620 | 92620 | CA | CAMX | 144.3333 | 201
[13 empty] | 92623 | 92623 | CA | CAMX | 144.3333 | 201
[13 empty] | 92624 | 92624 | CA | CAMX | 144.3333 | 201
[13 empty] | 92625 | 92625 | CA | CAMX | 144.3333 | 201
[13 empty] | 92626 | 92626 | CA | CAMX | 144.3333 | 201
[13 empty] | 92627 | 92627 | CA | CAMX | 144.3333 | 201
[13 empty] | 92628 | 92628 | CA | CAMX | 144.3333 | 201
[13 empty] | 92629 | 92629 | CA | CAMX | 144.3333 | 201
[13 empty] | 92630 | 92630 | CA | CAMX | 144.3333 | 201
[13 empty] | 92637 | 92637 | CA | CAMX | 144.3333 | 201
[13 empty] | 92646 | 92646 | CA | CAMX | 144.3333 | 201
[13 empty] | 92647 | 92647 | CA | CAMX | 144.3333 | 201
[13 empty] | 92648 | 92648 | CA | CAMX | 144.3333 | 201
[13 empty] | 92649 | 92649 | CA | CAMX | 144.3333 | 201
[13 empty] | 92650 | 92650 | CA | CAMX | 144.3333 | 201
[13 empty] | 92651 | 92651 | CA | CAMX | 144.3333 | 201
[13 empty] | 92652 | 92652 | CA | CAMX | 144.3333 | 201
[13 empty] | 92653 | 92653 | CA | CAMX | 144.3333 | 201
[13 empty] | 92654 | 92654 | CA | CAMX | 144.3333 | 201
[13 empty] | 92655 | 92655 | CA | CAMX | 144.3333 | 201
[13 empty] | 92656 | 92656 | CA | CAMX | 144.3333 | 201
[13 empty] | 92657 | 92657 | CA | CAMX | 144.3333 | 201
[13 empty] | 92658 | 92658 | CA | CAMX | 144.3333 | 201
[13 empty] | 92659 | 92659 | CA | CAMX | 144.3333 | 201
[13 empty] | 92660 | 92660 | CA | CAMX | 144.3333 | 201
[13 empty] | 92661 | 92661 | CA | CAMX | 144.3333 | 201
[13 empty] | 92662 | 92662 | CA | CAMX | 144.3333 | 201
[13 empty] | 92663 | 92663 | CA | CAMX | 144.3333 | 201
[13 empty] | 92672 | 92672 | CA | CAMX | 144.3333 | 201
[13 empty] | 92673 | 92673 | CA | CAMX | 144.3333 | 201
[13 empty] | 92674 | 92674 | CA | CAMX | 144.3333 | 201
[13 empty] | 92675 | 92675 | CA | CAMX | 144.3333 | 201
[13 empty] | 92676 | 92676 | CA | CAMX | 144.3333 | 201
[13 empty] | 92677 | 92677 | CA | CAMX | 144.3333 | 201
[13 empty] | 92678 | 92678 | CA | CAMX | 144.3333 | 201
[13 empty] | 92679 | 92679 | CA | CAMX | 144.3333 | 201
[13 empty] | 92683 | 92683 | CA | CAMX | 144.3333 | 201
[13 empty] | 92684 | 92684 | CA | CAMX | 144.3333 | 201
[13 empty] | 92685 | 92685 | CA | CAMX | 144.3333 | 201
[13 empty] | 92688 | 92688 | CA | CAMX | 144.3333 | 201
[13 empty] | 92690 | 92690 | CA | CAMX | 144.3333 | 201
[13 empty] | 92691 | 92691 | CA | CAMX | 144.3333 | 201
[13 empty] | 92692 | 92692 | CA | CAMX | 144.3333 | 201
[13 empty] | 92693 | 92693 | CA | CAMX | 144.3333 | 201
[13 empty] | 92694 | 92694 | CA | CAMX | 144.3333 | 201
[13 empty] | 92697 | 92697 | CA | CAMX | 144.3333 | 201
[13 empty] | 92698 | 92698 | CA | CAMX | 144.3333 | 201
[13 empty] | 92701 | 92701 | CA | CAMX | 144.3333 | 201
[13 empty] | 92702 | 92702 | CA | CAMX | 144.3333 | 201
[13 empty] | 92703 | 92703 | CA | CAMX | 144.3333 | 201
[13 empty] | 92704 | 92704 | CA | CAMX | 144.3333 | 201
[13 empty] | 92705 | 92705 | CA | CAMX | 144.3333 | 201
[13 empty] | 92706 | 92706 | CA | CAMX | 144.3333 | 201
[13 empty] | 92707 | 92707 | CA | CAMX | 144.3333 | 201
[13 empty] | 92708 | 92708 | CA | CAMX | 144.3333 | 201
[13 empty] | 92711 | 92711 | CA | CAMX | 144.3333 | 201
[13 empty] | 92712 | 92712 | CA | CAMX | 144.3333 | 201
[13 empty] | 92725 | 92725 | CA | CAMX | 144.3333 | 201
[13 empty] | 92728 | 92728 | CA | CAMX | 144.3333 | 201
[13 empty] | 92735 | 92735 | CA | CAMX | 144.3333 | 201
[13 empty] | 92780 | 92780 | CA | CAMX | 144.3333 | 201
[13 empty] | 92781 | 92781 | CA | CAMX | 144.3333 | 201
[13 empty] | 92782 | 92782 | CA | CAMX | 144.3333 | 201
[13 empty] | 92799 | 92799 | CA | CAMX | 144.3333 | 201
[13 empty] | 92801 | 92801 | CA | CAMX | 144.3333 | 201
[13 empty] | 92802 | 92802 | CA | CAMX | 144.3333 | 201
[13 empty] | 92803 | 92803 | CA | CAMX | 144.3333 | 201
[13 empty] | 92804 | 92804 | CA | CAMX | 144.3333 | 201
[13 empty] | 92805 | 92805 | CA | CAMX | 144.3333 | 201
[13 empty] | 92806 | 92806 | CA | CAMX | 144.3333 | 201
[13 empty] | 92807 | 92807 | CA | CAMX | 144.3333 | 201
[13 empty] | 92808 | 92808 | CA | CAMX | 144.3333 | 201
[13 empty] | 92809 | 92809 | CA | CAMX | 144.3333 | 201
[13 empty] | 92811 | 92811 | CA | CAMX | 144.3333 | 201
[13 empty] | 92812 | 92812 | CA | CAMX | 144.3333 | 201
[13 empty] | 92814 | 92814 | CA | CAMX | 144.3333 | 201
[13 empty] | 92815 | 92815 | CA | CAMX | 144.3333 | 201
[13 empty] | 92816 | 92816 | CA | CAMX | 144.3333 | 201
[13 empty] | 92817 | 92817 | CA | CAMX | 144.3333 | 201
[13 empty] | 92821 | 92821 | CA | CAMX | 144.3333 | 201
[13 empty] | 92822 | 92822 | CA | CAMX | 144.3333 | 201
[13 empty] | 92823 | 92823 | CA | CAMX | 144.3333 | 201
[13 empty] | 92825 | 92825 | CA | CAMX | 144.3333 | 201
[13 empty] | 92831 | 92831 | CA | CAMX | 144.3333 | 201
[13 empty] | 92832 | 92832 | CA | CAMX | 144.3333 | 201
[13 empty] | 92833 | 92833 | CA | CAMX | 144.3333 | 201
[13 empty] | 92834 | 92834 | CA | CAMX | 144.3333 | 201
[13 empty] | 92835 | 92835 | CA | CAMX | 144.3333 | 201
[13 empty] | 92836 | 92836 | CA | CAMX | 144.3333 | 201
[13 empty] | 92837 | 92837 | CA | CAMX | 144.3333 | 201
[13 empty] | 92838 | 92838 | CA | CAMX | 144.3333 | 201
[13 empty] | 92840 | 92840 | CA | CAMX | 144.3333 | 201
[13 empty] | 92841 | 92841 | CA | CAMX | 144.3333 | 201
[13 empty] | 92842 | 92842 | CA | CAMX | 144.3333 | 201
[13 empty] | 92843 | 92843 | CA | CAMX | 144.3333 | 201
[13 empty] | 92844 | 92844 | CA | CAMX | 144.3333 | 201
[13 empty] | 92845 | 92845 | CA | CAMX | 144.3333 | 201
[13 empty] | 92846 | 92846 | CA | CAMX | 144.3333 | 201
[13 empty] | 92850 | 92850 | CA | CAMX | 144.3333 | 201
[13 empty] | 92856 | 92856 | CA | CAMX | 144.3333 | 201
[13 empty] | 92857 | 92857 | CA | CAMX | 144.3333 | 201
[13 empty] | 92859 | 92859 | CA | CAMX | 144.3333 | 201
[13 empty] | 92860 | 92860 | CA | CAMX | 144.3333 | 201
[13 empty] | 92861 | 92861 | CA | CAMX | 144.3333 | 201
[13 empty] | 92862 | 92862 | CA | CAMX | 144.3333 | 201
[13 empty] | 92863 | 92863 | CA | CAMX | 144.3333 | 201
[13 empty] | 92864 | 92864 | CA | CAMX | 144.3333 | 201
[13 empty] | 92865 | 92865 | CA | CAMX | 144.3333 | 201
[13 empty] | 92866 | 92866 | CA | CAMX | 144.3333 | 201
[13 empty] | 92867 | 92867 | CA | CAMX | 144.3333 | 201
[13 empty] | 92868 | 92868 | CA | CAMX | 144.3333 | 201
[13 empty] | 92869 | 92869 | CA | CAMX | 144.3333 | 201
[13 empty] | 92870 | 92870 | CA | CAMX | 144.3333 | 201
[13 empty] | 92871 | 92871 | CA | CAMX | 144.3333 | 201
[13 empty] | 92877 | 92877 | CA | CAMX | 144.3333 | 201
[13 empty] | 92878 | 92878 | CA | CAMX | 144.3333 | 201
[13 empty] | 92879 | 92879 | CA | CAMX | 144.3333 | 201
[13 empty] | 92880 | 92880 | CA | CAMX | 144.3333 | 201
[13 empty] | 92881 | 92881 | CA | CAMX | 144.3333 | 201
[13 empty] | 92882 | 92882 | CA | CAMX | 144.3333 | 201
[13 empty] | 92883 | 92883 | CA | CAMX | 144.3333 | 201
[13 empty] | 92885 | 92885 | CA | CAMX | 144.3333 | 201
[13 empty] | 92886 | 92886 | CA | CAMX | 144.3333 | 201
[13 empty] | 92887 | 92887 | CA | CAMX | 144.3333 | 201
[13 empty] | 92899 | 92899 | CA | CAMX | 144.3333 | 201
[13 empty] | 93001 | 93001 | CA | CAMX | 144.3333 | 201
[13 empty] | 93002 | 93002 | CA | CAMX | 144.3333 | 201
[13 empty] | 93003 | 93003 | CA | CAMX | 144.3333 | 201
[13 empty] | 93004 | 93004 | CA | CAMX | 144.3333 | 201
[13 empty] | 93005 | 93005 | CA | CAMX | 144.3333 | 201
[13 empty] | 93006 | 93006 | CA | CAMX | 144.3333 | 201
[13 empty] | 93007 | 93007 | CA | CAMX | 144.3333 | 201
[13 empty] | 93009 | 93009 | CA | CAMX | 144.3333 | 201
[13 empty] | 93010 | 93010 | CA | CAMX | 144.3333 | 201
[13 empty] | 93011 | 93011 | CA | CAMX | 144.3333 | 201
[13 empty] | 93012 | 93012 | CA | CAMX | 144.3333 | 201
[13 empty] | 93013 | 93013 | CA | CAMX | 144.3333 | 201
[13 empty] | 93014 | 93014 | CA | CAMX | 144.3333 | 201
[13 empty] | 93015 | 93015 | CA | CAMX | 144.3333 | 201
[13 empty] | 93016 | 93016 | CA | CAMX | 144.3333 | 201
[13 empty] | 93020 | 93020 | CA | CAMX | 144.3333 | 201
[13 empty] | 93021 | 93021 | CA | CAMX | 144.3333 | 201
[13 empty] | 93022 | 93022 | CA | CAMX | 144.3333 | 201
[13 empty] | 93023 | 93023 | CA | CAMX | 144.3333 | 201
[13 empty] | 93024 | 93024 | CA | CAMX | 144.3333 | 201
[13 empty] | 93030 | 93030 | CA | CAMX | 144.3333 | 201
[13 empty] | 93031 | 93031 | CA | CAMX | 144.3333 | 201
[13 empty] | 93032 | 93032 | CA | CAMX | 144.3333 | 201
[13 empty] | 93033 | 93033 | CA | CAMX | 144.3333 | 201
[13 empty] | 93034 | 93034 | CA | CAMX | 144.3333 | 201
[13 empty] | 93035 | 93035 | CA | CAMX | 144.3333 | 201
[13 empty] | 93036 | 93036 | CA | CAMX | 144.3333 | 201
[13 empty] | 93040 | 93040 | CA | CAMX | 144.3333 | 201
[13 empty] | 93041 | 93041 | CA | CAMX | 144.3333 | 201
[13 empty] | 93042 | 93042 | CA | CAMX | 144.3333 | 201
[13 empty] | 93043 | 93043 | CA | CAMX | 144.3333 | 201
[13 empty] | 93044 | 93044 | CA | CAMX | 144.3333 | 201
[13 empty] | 93060 | 93060 | CA | CAMX | 144.3333 | 201
[13 empty] | 93061 | 93061 | CA | CAMX | 144.3333 | 201
[13 empty] | 93062 | 93062 | CA | CAMX | 144.3333 | 201
[13 empty] | 93063 | 93063 | CA | CAMX | 144.3333 | 201
[13 empty] | 93064 | 93064 | CA | CAMX | 144.3333 | 201
[13 empty] | 93065 | 93065 | CA | CAMX | 144.3333 | 201
[13 empty] | 93066 | 93066 | CA | CAMX | 144.3333 | 201
[13 empty] | 93067 | 93067 | CA | CAMX | 144.3333 | 201
[13 empty] | 93094 | 93094 | CA | CAMX | 144.3333 | 201
[13 empty] | 93099 | 93099 | CA | CAMX | 144.3333 | 201
[13 empty] | 93101 | 93101 | CA | CAMX | 144.3333 | 201
[13 empty] | 93102 | 93102 | CA | CAMX | 144.3333 | 201
[13 empty] | 93103 | 93103 | CA | CAMX | 144.3333 | 201
[13 empty] | 93105 | 93105 | CA | CAMX | 144.3333 | 201
[13 empty] | 93106 | 93106 | CA | CAMX | 144.3333 | 201
[13 empty] | 93107 | 93107 | CA | CAMX | 144.3333 | 201
[13 empty] | 93108 | 93108 | CA | CAMX | 144.3333 | 201
[13 empty] | 93109 | 93109 | CA | CAMX | 144.3333 | 201
[13 empty] | 93110 | 93110 | CA | CAMX | 144.3333 | 201
[13 empty] | 93111 | 93111 | CA | CAMX | 144.3333 | 201
[13 empty] | 93116 | 93116 | CA | CAMX | 144.3333 | 201
[13 empty] | 93117 | 93117 | CA | CAMX | 144.3333 | 201
[13 empty] | 93118 | 93118 | CA | CAMX | 144.3333 | 201
[13 empty] | 93120 | 93120 | CA | CAMX | 144.3333 | 201
[13 empty] | 93121 | 93121 | CA | CAMX | 144.3333 | 201
[13 empty] | 93130 | 93130 | CA | CAMX | 144.3333 | 201
[13 empty] | 93140 | 93140 | CA | CAMX | 144.3333 | 201
[13 empty] | 93150 | 93150 | CA | CAMX | 144.3333 | 201
[13 empty] | 93160 | 93160 | CA | CAMX | 144.3333 | 201
[13 empty] | 93190 | 93190 | CA | CAMX | 144.3333 | 201
[13 empty] | 93199 | 93199 | CA | CAMX | 144.3333 | 201
[13 empty] | 93201 | 93201 | CA | CAMX | 144.3333 | 201
[13 empty] | 93202 | 93202 | CA | CAMX | 144.3333 | 201
[13 empty] | 93203 | 93203 | CA | CAMX | 144.3333 | 201
[13 empty] | 93204 | 93204 | CA | CAMX | 144.3333 | 201
[13 empty] | 93205 | 93205 | CA | CAMX | 144.3333 | 201
[13 empty] | 93206 | 93206 | CA | CAMX | 144.3333 | 201
[13 empty] | 93207 | 93207 | CA | CAMX | 144.3333 | 201
[13 empty] | 93208 | 93208 | CA | CAMX | 144.3333 | 201
[13 empty] | 93210 | 93210 | CA | CAMX | 144.3333 | 201
[13 empty] | 93212 | 93212 | CA | CAMX | 144.3333 | 201
[13 empty] | 93215 | 93215 | CA | CAMX | 144.3333 | 201
[13 empty] | 93216 | 93216 | CA | CAMX | 144.3333 | 201
[13 empty] | 93218 | 93218 | CA | CAMX | 144.3333 | 201
[13 empty] | 93219 | 93219 | CA | CAMX | 144.3333 | 201
[13 empty] | 93220 | 93220 | CA | CAMX | 144.3333 | 201
[13 empty] | 93221 | 93221 | CA | CAMX | 144.3333 | 201
[13 empty] | 93222 | 93222 | CA | CAMX | 144.3333 | 201
[13 empty] | 93223 | 93223 | CA | CAMX | 144.3333 | 201
[13 empty] | 93224 | 93224 | CA | CAMX | 144.3333 | 201
[13 empty] | 93225 | 93225 | CA | CAMX | 144.3333 | 201
[13 empty] | 93226 | 93226 | CA | CAMX | 144.3333 | 201
[13 empty] | 93227 | 93227 | CA | CAMX | 144.3333 | 201
[13 empty] | 93230 | 93230 | CA | CAMX | 144.3333 | 201
[13 empty] | 93232 | 93232 | CA | CAMX | 144.3333 | 201
[13 empty] | 93234 | 93234 | CA | CAMX | 144.3333 | 201
[13 empty] | 93235 | 93235 | CA | CAMX | 144.3333 | 201
[13 empty] | 93237 | 93237 | CA | CAMX | 144.3333 | 201
[13 empty] | 93238 | 93238 | CA | CAMX | 144.3333 | 201
[13 empty] | 93239 | 93239 | CA | CAMX | 144.3333 | 201
[13 empty] | 93240 | 93240 | CA | CAMX | 144.3333 | 201
[13 empty] | 93241 | 93241 | CA | CAMX | 144.3333 | 201
[13 empty] | 93242 | 93242 | CA | CAMX | 144.3333 | 201
[13 empty] | 93243 | 93243 | CA | CAMX | 144.3333 | 201
[13 empty] | 93244 | 93244 | CA | CAMX | 144.3333 | 201
[13 empty] | 93245 | 93245 | CA | CAMX | 144.3333 | 201
[13 empty] | 93246 | 93246 | CA | CAMX | 144.3333 | 201
[13 empty] | 93247 | 93247 | CA | CAMX | 144.3333 | 201
[13 empty] | 93249 | 93249 | CA | CAMX | 144.3333 | 201
[13 empty] | 93250 | 93250 | CA | CAMX | 144.3333 | 201
[13 empty] | 93251 | 93251 | CA | CAMX | 144.3333 | 201
[13 empty] | 93252 | 93252 | CA | CAMX | 144.3333 | 201
[13 empty] | 93254 | 93254 | CA | CAMX | 144.3333 | 201
[13 empty] | 93255 | 93255 | CA | CAMX | 144.3333 | 201
[13 empty] | 93256 | 93256 | CA | CAMX | 144.3333 | 201
[13 empty] | 93257 | 93257 | CA | CAMX | 144.3333 | 201
[13 empty] | 93258 | 93258 | CA | CAMX | 144.3333 | 201
[13 empty] | 93260 | 93260 | CA | CAMX | 144.3333 | 201
[13 empty] | 93261 | 93261 | CA | CAMX | 144.3333 | 201
[13 empty] | 93262 | 93262 | CA | CAMX | 144.3333 | 201
[13 empty] | 93263 | 93263 | CA | CAMX | 144.3333 | 201
[13 empty] | 93265 | 93265 | CA | CAMX | 144.3333 | 201
[13 empty] | 93266 | 93266 | CA | CAMX | 144.3333 | 201
[13 empty] | 93267 | 93267 | CA | CAMX | 144.3333 | 201
[13 empty] | 93268 | 93268 | CA | CAMX | 144.3333 | 201
[13 empty] | 93270 | 93270 | CA | CAMX | 144.3333 | 201
[13 empty] | 93271 | 93271 | CA | CAMX | 144.3333 | 201
[13 empty] | 93272 | 93272 | CA | CAMX | 144.3333 | 201
[13 empty] | 93274 | 93274 | CA | CAMX | 144.3333 | 201
[13 empty] | 93275 | 93275 | CA | CAMX | 144.3333 | 201
[13 empty] | 93276 | 93276 | CA | CAMX | 144.3333 | 201
[13 empty] | 93277 | 93277 | CA | CAMX | 144.3333 | 201
[13 empty] | 93278 | 93278 | CA | CAMX | 144.3333 | 201
[13 empty] | 93279 | 93279 | CA | CAMX | 144.3333 | 201
[13 empty] | 93280 | 93280 | CA | CAMX | 144.3333 | 201
[13 empty] | 93282 | 93282 | CA | CAMX | 144.3333 | 201
[13 empty] | 93283 | 93283 | CA | CAMX | 144.3333 | 201
[13 empty] | 93285 | 93285 | CA | CAMX | 144.3333 | 201
[13 empty] | 93286 | 93286 | CA | CAMX | 144.3333 | 201
[13 empty] | 93287 | 93287 | CA | CAMX | 144.3333 | 201
[13 empty] | 93290 | 93290 | CA | CAMX | 144.3333 | 201
[13 empty] | 93291 | 93291 | CA | CAMX | 144.3333 | 201
[13 empty] | 93292 | 93292 | CA | CAMX | 144.3333 | 201
[13 empty] | 93301 | 93301 | CA | CAMX | 144.3333 | 201
[13 empty] | 93302 | 93302 | CA | CAMX | 144.3333 | 201
[13 empty] | 93303 | 93303 | CA | CAMX | 144.3333 | 201
[13 empty] | 93304 | 93304 | CA | CAMX | 144.3333 | 201
[13 empty] | 93305 | 93305 | CA | CAMX | 144.3333 | 201
[13 empty] | 93306 | 93306 | CA | CAMX | 144.3333 | 201
[13 empty] | 93307 | 93307 | CA | CAMX | 144.3333 | 201
[13 empty] | 93308 | 93308 | CA | CAMX | 144.3333 | 201
[13 empty] | 93309 | 93309 | CA | CAMX | 144.3333 | 201
[13 empty] | 93311 | 93311 | CA | CAMX | 144.3333 | 201
[13 empty] | 93312 | 93312 | CA | CAMX | 144.3333 | 201
[13 empty] | 93313 | 93313 | CA | CAMX | 144.3333 | 201
[13 empty] | 93314 | 93314 | CA | CAMX | 144.3333 | 201
[13 empty] | 93380 | 93380 | CA | CAMX | 144.3333 | 201
[13 empty] | 93383 | 93383 | CA | CAMX | 144.3333 | 201
[13 empty] | 93384 | 93384 | CA | CAMX | 144.3333 | 201
[13 empty] | 93385 | 93385 | CA | CAMX | 144.3333 | 201
[13 empty] | 93386 | 93386 | CA | CAMX | 144.3333 | 201
[13 empty] | 93387 | 93387 | CA | CAMX | 144.3333 | 201
[13 empty] | 93388 | 93388 | CA | CAMX | 144.3333 | 201
[13 empty] | 93389 | 93389 | CA | CAMX | 144.3333 | 201
[13 empty] | 93390 | 93390 | CA | CAMX | 144.3333 | 201
[13 empty] | 93401 | 93401 | CA | CAMX | 144.3333 | 201
[13 empty] | 93402 | 93402 | CA | CAMX | 144.3333 | 201
[13 empty] | 93403 | 93403 | CA | CAMX | 144.3333 | 201
[13 empty] | 93405 | 93405 | CA | CAMX | 144.3333 | 201
[13 empty] | 93406 | 93406 | CA | CAMX | 144.3333 | 201
[13 empty] | 93407 | 93407 | CA | CAMX | 144.3333 | 201
[13 empty] | 93408 | 93408 | CA | CAMX | 144.3333 | 201
[13 empty] | 93409 | 93409 | CA | CAMX | 144.3333 | 201
[13 empty] | 93410 | 93410 | CA | CAMX | 144.3333 | 201
[13 empty] | 93412 | 93412 | CA | CAMX | 144.3333 | 201
[13 empty] | 93420 | 93420 | CA | CAMX | 144.3333 | 201
[13 empty] | 93421 | 93421 | CA | CAMX | 144.3333 | 201
[13 empty] | 93422 | 93422 | CA | CAMX | 144.3333 | 201
[13 empty] | 93423 | 93423 | CA | CAMX | 144.3333 | 201
[13 empty] | 93424 | 93424 | CA | CAMX | 144.3333 | 201
[13 empty] | 93426 | 93426 | CA | CAMX | 144.3333 | 201
[13 empty] | 93427 | 93427 | CA | CAMX | 144.3333 | 201
[13 empty] | 93428 | 93428 | CA | CAMX | 144.3333 | 201
[13 empty] | 93429 | 93429 | CA | CAMX | 144.3333 | 201
[13 empty] | 93430 | 93430 | CA | CAMX | 144.3333 | 201
[13 empty] | 93432 | 93432 | CA | CAMX | 144.3333 | 201
[13 empty] | 93433 | 93433 | CA | CAMX | 144.3333 | 201
[13 empty] | 93434 | 93434 | CA | CAMX | 144.3333 | 201
[13 empty] | 93435 | 93435 | CA | CAMX | 144.3333 | 201
[13 empty] | 93436 | 93436 | CA | CAMX | 144.3333 | 201
[13 empty] | 93437 | 93437 | CA | CAMX | 144.3333 | 201
[13 empty] | 93438 | 93438 | CA | CAMX | 144.3333 | 201
[13 empty] | 93440 | 93440 | CA | CAMX | 144.3333 | 201
[13 empty] | 93441 | 93441 | CA | CAMX | 144.3333 | 201
[13 empty] | 93442 | 93442 | CA | CAMX | 144.3333 | 201
[13 empty] | 93443 | 93443 | CA | CAMX | 144.3333 | 201
[13 empty] | 93444 | 93444 | CA | CAMX | 144.3333 | 201
[13 empty] | 93445 | 93445 | CA | CAMX | 144.3333 | 201
[13 empty] | 93446 | 93446 | CA | CAMX | 144.3333 | 201
[13 empty] | 93447 | 93447 | CA | CAMX | 144.3333 | 201
[13 empty] | 93448 | 93448 | CA | CAMX | 144.3333 | 201
[13 empty] | 93449 | 93449 | CA | CAMX | 144.3333 | 201
[13 empty] | 93450 | 93450 | CA | CAMX | 144.3333 | 201
[13 empty] | 93451 | 93451 | CA | CAMX | 144.3333 | 201
[13 empty] | 93452 | 93452 | CA | CAMX | 144.3333 | 201
[13 empty] | 93453 | 93453 | CA | CAMX | 144.3333 | 201
[13 empty] | 93454 | 93454 | CA | CAMX | 144.3333 | 201
[13 empty] | 93455 | 93455 | CA | CAMX | 144.3333 | 201
[13 empty] | 93456 | 93456 | CA | CAMX | 144.3333 | 201
[13 empty] | 93457 | 93457 | CA | CAMX | 144.3333 | 201
[13 empty] | 93458 | 93458 | CA | CAMX | 144.3333 | 201
[13 empty] | 93460 | 93460 | CA | CAMX | 144.3333 | 201
[13 empty] | 93461 | 93461 | CA | CAMX | 144.3333 | 201
[13 empty] | 93463 | 93463 | CA | CAMX | 144.3333 | 201
[13 empty] | 93464 | 93464 | CA | CAMX | 144.3333 | 201
[13 empty] | 93465 | 93465 | CA | CAMX | 144.3333 | 201
[13 empty] | 93475 | 93475 | CA | CAMX | 144.3333 | 201
[13 empty] | 93483 | 93483 | CA | CAMX | 144.3333 | 201
[13 empty] | 93501 | 93501 | CA | CAMX | 144.3333 | 201
[13 empty] | 93502 | 93502 | CA | CAMX | 144.3333 | 201
[13 empty] | 93504 | 93504 | CA | CAMX | 144.3333 | 201
[13 empty] | 93505 | 93505 | CA | CAMX | 144.3333 | 201
[13 empty] | 93510 | 93510 | CA | CAMX | 144.3333 | 201
[13 empty] | 93512 | 93512 | CA | CAMX | 144.3333 | 201
[13 empty] | 93513 | 93513 | CA | CAMX | 144.3333 | 201
[13 empty] | 93514 | 93514 | CA | CAMX | 144.3333 | 201
[13 empty] | 93515 | 93515 | CA | CAMX | 144.3333 | 201
[13 empty] | 93516 | 93516 | CA | CAMX | 144.3333 | 201
[13 empty] | 93517 | 93517 | CA | CAMX | 144.3333 | 201
[13 empty] | 93518 | 93518 | CA | CAMX | 144.3333 | 201
[13 empty] | 93519 | 93519 | CA | CAMX | 144.3333 | 201
[13 empty] | 93522 | 93522 | CA | CAMX | 144.3333 | 201
[13 empty] | 93523 | 93523 | CA | CAMX | 144.3333 | 201
[13 empty] | 93524 | 93524 | CA | CAMX | 144.3333 | 201
[13 empty] | 93526 | 93526 | CA | CAMX | 144.3333 | 201
[13 empty] | 93527 | 93527 | CA | CAMX | 144.3333 | 201
[13 empty] | 93528 | 93528 | CA | CAMX | 144.3333 | 201
[13 empty] | 93529 | 93529 | CA | CAMX | 144.3333 | 201
[13 empty] | 93530 | 93530 | CA | CAMX | 144.3333 | 201
[13 empty] | 93531 | 93531 | CA | CAMX | 144.3333 | 201
[13 empty] | 93532 | 93532 | CA | CAMX | 144.3333 | 201
[13 empty] | 93534 | 93534 | CA | CAMX | 144.3333 | 201
[13 empty] | 93535 | 93535 | CA | CAMX | 144.3333 | 201
[13 empty] | 93536 | 93536 | CA | CAMX | 144.3333 | 201
[13 empty] | 93539 | 93539 | CA | CAMX | 144.3333 | 201
[13 empty] | 93541 | 93541 | CA | CAMX | 144.3333 | 201
[13 empty] | 93542 | 93542 | CA | CAMX | 144.3333 | 201
[13 empty] | 93543 | 93543 | CA | CAMX | 144.3333 | 201
[13 empty] | 93544 | 93544 | CA | CAMX | 144.3333 | 201
[13 empty] | 93545 | 93545 | CA | CAMX | 144.3333 | 201
[13 empty] | 93546 | 93546 | CA | CAMX | 144.3333 | 201
[13 empty] | 93549 | 93549 | CA | CAMX | 144.3333 | 201
[13 empty] | 93550 | 93550 | CA | CAMX | 144.3333 | 201
[13 empty] | 93551 | 93551 | CA | CAMX | 144.3333 | 201
[13 empty] | 93552 | 93552 | CA | CAMX | 144.3333 | 201
[13 empty] | 93553 | 93553 | CA | CAMX | 144.3333 | 201
[13 empty] | 93554 | 93554 | CA | CAMX | 144.3333 | 201
[13 empty] | 93555 | 93555 | CA | CAMX | 144.3333 | 201
[13 empty] | 93556 | 93556 | CA | CAMX | 144.3333 | 201
[13 empty] | 93558 | 93558 | CA | CAMX | 144.3333 | 201
[13 empty] | 93560 | 93560 | CA | CAMX | 144.3333 | 201
[13 empty] | 93561 | 93561 | CA | CAMX | 144.3333 | 201
[13 empty] | 93562 | 93562 | CA | CAMX | 144.3333 | 201
[13 empty] | 93563 | 93563 | CA | CAMX | 144.3333 | 201
[13 empty] | 93581 | 93581 | CA | CAMX | 144.3333 | 201
[13 empty] | 93584 | 93584 | CA | CAMX | 144.3333 | 201
[13 empty] | 93586 | 93586 | CA | CAMX | 144.3333 | 201
[13 empty] | 93590 | 93590 | CA | CAMX | 144.3333 | 201
[13 empty] | 93591 | 93591 | CA | CAMX | 144.3333 | 201
[13 empty] | 93592 | 93592 | CA | CAMX | 144.3333 | 201
[13 empty] | 93596 | 93596 | CA | CAMX | 144.3333 | 201
[13 empty] | 93599 | 93599 | CA | CAMX | 144.3333 | 201
[13 empty] | 93601 | 93601 | CA | CAMX | 144.3333 | 201
[13 empty] | 93602 | 93602 | CA | CAMX | 144.3333 | 201
[13 empty] | 93603 | 93603 | CA | CAMX | 144.3333 | 201
[13 empty] | 93604 | 93604 | CA | CAMX | 144.3333 | 201
[13 empty] | 93605 | 93605 | CA | CAMX | 144.3333 | 201
[13 empty] | 93606 | 93606 | CA | CAMX | 144.3333 | 201
[13 empty] | 93607 | 93607 | CA | CAMX | 144.3333 | 201
[13 empty] | 93608 | 93608 | CA | CAMX | 144.3333 | 201
[13 empty] | 93609 | 93609 | CA | CAMX | 144.3333 | 201
[13 empty] | 93610 | 93610 | CA | CAMX | 144.3333 | 201
[13 empty] | 93611 | 93611 | CA | CAMX | 144.3333 | 201
[13 empty] | 93612 | 93612 | CA | CAMX | 144.3333 | 201
[13 empty] | 93613 | 93613 | CA | CAMX | 144.3333 | 201
[13 empty] | 93614 | 93614 | CA | CAMX | 144.3333 | 201
[13 empty] | 93615 | 93615 | CA | CAMX | 144.3333 | 201
[13 empty] | 93616 | 93616 | CA | CAMX | 144.3333 | 201
[13 empty] | 93618 | 93618 | CA | CAMX | 144.3333 | 201
[13 empty] | 93619 | 93619 | CA | CAMX | 144.3333 | 201
[13 empty] | 93620 | 93620 | CA | CAMX | 144.3333 | 201
[13 empty] | 93621 | 93621 | CA | CAMX | 144.3333 | 201
[13 empty] | 93622 | 93622 | CA | CAMX | 144.3333 | 201
[13 empty] | 93623 | 93623 | CA | CAMX | 144.3333 | 201
[13 empty] | 93624 | 93624 | CA | CAMX | 144.3333 | 201
[13 empty] | 93625 | 93625 | CA | CAMX | 144.3333 | 201
[13 empty] | 93626 | 93626 | CA | CAMX | 144.3333 | 201
[13 empty] | 93627 | 93627 | CA | CAMX | 144.3333 | 201
[13 empty] | 93628 | 93628 | CA | CAMX | 144.3333 | 201
[13 empty] | 93630 | 93630 | CA | CAMX | 144.3333 | 201
[13 empty] | 93631 | 93631 | CA | CAMX | 144.3333 | 201
[13 empty] | 93633 | 93633 | CA | CAMX | 144.3333 | 201
[13 empty] | 93634 | 93634 | CA | CAMX | 144.3333 | 201
[13 empty] | 93635 | 93635 | CA | CAMX | 144.3333 | 201
[13 empty] | 93636 | 93636 | CA | CAMX | 144.3333 | 201
[13 empty] | 93637 | 93637 | CA | CAMX | 144.3333 | 201
[13 empty] | 93638 | 93638 | CA | CAMX | 144.3333 | 201
[13 empty] | 93639 | 93639 | CA | CAMX | 144.3333 | 201
[13 empty] | 93640 | 93640 | CA | CAMX | 144.3333 | 201
[13 empty] | 93641 | 93641 | CA | CAMX | 144.3333 | 201
[13 empty] | 93642 | 93642 | CA | CAMX | 144.3333 | 201
[13 empty] | 93643 | 93643 | CA | CAMX | 144.3333 | 201
[13 empty] | 93644 | 93644 | CA | CAMX | 144.3333 | 201
[13 empty] | 93645 | 93645 | CA | CAMX | 144.3333 | 201
[13 empty] | 93646 | 93646 | CA | CAMX | 144.3333 | 201
[13 empty] | 93647 | 93647 | CA | CAMX | 144.3333 | 201
[13 empty] | 93648 | 93648 | CA | CAMX | 144.3333 | 201
[13 empty] | 93649 | 93649 | CA | CAMX | 144.3333 | 201
[13 empty] | 93650 | 93650 | CA | CAMX | 720.3333 | 969
[13 empty] | 93651 | 93651 | CA | CAMX | 720.3333 | 969
[13 empty] | 93652 | 93652 | CA | CAMX | 720.3333 | 969
[13 empty] | 93653 | 93653 | CA | CAMX | 720.3333 | 969
[13 empty] | 93654 | 93654 | CA | CAMX | 720.3333 | 969
[13 empty] | 93656 | 93656 | CA | CAMX | 720.3333 | 969
[13 empty] | 93657 | 93657 | CA | CAMX | 720.3333 | 969
[13 empty] | 93660 | 93660 | CA | CAMX | 720.3333 | 969
[13 empty] | 93661 | 93661 | CA | CAMX | 720.3333 | 969
[13 empty] | 93662 | 93662 | CA | CAMX | 720.3333 | 969
[13 empty] | 93664 | 93664 | CA | CAMX | 720.3333 | 969
[13 empty] | 93665 | 93665 | CA | CAMX | 720.3333 | 969
[13 empty] | 93666 | 93666 | CA | CAMX | 720.3333 | 969
[13 empty] | 93667 | 93667 | CA | CAMX | 720.3333 | 969
[13 empty] | 93668 | 93668 | CA | CAMX | 720.3333 | 969
[13 empty] | 93669 | 93669 | CA | CAMX | 720.3333 | 969
[13 empty] | 93670 | 93670 | CA | CAMX | 720.3333 | 969
[13 empty] | 93673 | 93673 | CA | CAMX | 720.3333 | 969
[13 empty] | 93675 | 93675 | CA | CAMX | 720.3333 | 969
[13 empty] | 93701 | 93701 | CA | CAMX | 720.3333 | 969
[13 empty] | 93702 | 93702 | CA | CAMX | 720.3333 | 969
[13 empty] | 93703 | 93703 | CA | CAMX | 720.3333 | 969
[13 empty] | 93704 | 93704 | CA | CAMX | 720.3333 | 969
[13 empty] | 93705 | 93705 | CA | CAMX | 720.3333 | 969
[13 empty] | 93706 | 93706 | CA | CAMX | 720.3333 | 969
[13 empty] | 93707 | 93707 | CA | CAMX | 720.3333 | 969
[13 empty] | 93708 | 93708 | CA | CAMX | 720.3333 | 969
[13 empty] | 93709 | 93709 | CA | CAMX | 720.3333 | 969
[13 empty] | 93710 | 93710 | CA | CAMX | 720.3333 | 969
[13 empty] | 93711 | 93711 | CA | CAMX | 720.3333 | 969
[13 empty] | 93712 | 93712 | CA | CAMX | 720.3333 | 969
[13 empty] | 93714 | 93714 | CA | CAMX | 720.3333 | 969
[13 empty] | 93715 | 93715 | CA | CAMX | 720.3333 | 969
[13 empty] | 93716 | 93716 | CA | CAMX | 720.3333 | 969
[13 empty] | 93717 | 93717 | CA | CAMX | 720.3333 | 969
[13 empty] | 93718 | 93718 | CA | CAMX | 720.3333 | 969
[13 empty] | 93720 | 93720 | CA | CAMX | 720.3333 | 969
[13 empty] | 93721 | 93721 | CA | CAMX | 720.3333 | 969
[13 empty] | 93722 | 93722 | CA | CAMX | 720.3333 | 969
[13 empty] | 93723 | 93723 | CA | CAMX | 720.3333 | 969
[13 empty] | 93724 | 93724 | CA | CAMX | 720.3333 | 969
[13 empty] | 93725 | 93725 | CA | CAMX | 720.3333 | 969
[13 empty] | 93726 | 93726 | CA | CAMX | 720.3333 | 969
[13 empty] | 93727 | 93727 | CA | CAMX | 720.3333 | 969
[13 empty] | 93728 | 93728 | CA | CAMX | 720.3333 | 969
[13 empty] | 93729 | 93729 | CA | CAMX | 720.3333 | 969
[13 empty] | 93730 | 93730 | CA | CAMX | 720.3333 | 969
[13 empty] | 93737 | 93737 | CA | CAMX | 720.3333 | 969
[13 empty] | 93740 | 93740 | CA | CAMX | 720.3333 | 969
[13 empty] | 93741 | 93741 | CA | CAMX | 720.3333 | 969
[13 empty] | 93744 | 93744 | CA | CAMX | 720.3333 | 969
[13 empty] | 93745 | 93745 | CA | CAMX | 720.3333 | 969
[13 empty] | 93747 | 93747 | CA | CAMX | 720.3333 | 969
[13 empty] | 93750 | 93750 | CA | CAMX | 720.3333 | 969
[13 empty] | 93755 | 93755 | CA | CAMX | 720.3333 | 969
[13 empty] | 93760 | 93760 | CA | CAMX | 720.3333 | 969
[13 empty] | 93761 | 93761 | CA | CAMX | 720.3333 | 969
[13 empty] | 93764 | 93764 | CA | CAMX | 720.3333 | 969
[13 empty] | 93765 | 93765 | CA | CAMX | 720.3333 | 969
[13 empty] | 93771 | 93771 | CA | CAMX | 720.3333 | 969
[13 empty] | 93772 | 93772 | CA | CAMX | 720.3333 | 969
[13 empty] | 93773 | 93773 | CA | CAMX | 720.3333 | 969
[13 empty] | 93774 | 93774 | CA | CAMX | 720.3333 | 969
[13 empty] | 93775 | 93775 | CA | CAMX | 720.3333 | 969
[13 empty] | 93776 | 93776 | CA | CAMX | 720.3333 | 969
[13 empty] | 93777 | 93777 | CA | CAMX | 720.3333 | 969
[13 empty] | 93778 | 93778 | CA | CAMX | 720.3333 | 969
[13 empty] | 93779 | 93779 | CA | CAMX | 720.3333 | 969
[13 empty] | 93786 | 93786 | CA | CAMX | 720.3333 | 969
[13 empty] | 93790 | 93790 | CA | CAMX | 720.3333 | 969
[13 empty] | 93791 | 93791 | CA | CAMX | 720.3333 | 969
[13 empty] | 93792 | 93792 | CA | CAMX | 720.3333 | 969
[13 empty] | 93793 | 93793 | CA | CAMX | 720.3333 | 969
[13 empty] | 93794 | 93794 | CA | CAMX | 720.3333 | 969
[13 empty] | 93844 | 93844 | CA | CAMX | 720.3333 | 969
[13 empty] | 93888 | 93888 | CA | CAMX | 720.3333 | 969
[13 empty] | 93901 | 93901 | CA | CAMX | 720.3333 | 969
[13 empty] | 93902 | 93902 | CA | CAMX | 720.3333 | 969
[13 empty] | 93905 | 93905 | CA | CAMX | 720.3333 | 969
[13 empty] | 93906 | 93906 | CA | CAMX | 720.3333 | 969
[13 empty] | 93907 | 93907 | CA | CAMX | 720.3333 | 969
[13 empty] | 93908 | 93908 | CA | CAMX | 720.3333 | 969
[13 empty] | 93912 | 93912 | CA | CAMX | 720.3333 | 969
[13 empty] | 93915 | 93915 | CA | CAMX | 720.3333 | 969
[13 empty] | 93920 | 93920 | CA | CAMX | 720.3333 | 969
[13 empty] | 93921 | 93921 | CA | CAMX | 720.3333 | 969
[13 empty] | 93922 | 93922 | CA | CAMX | 720.3333 | 969
[13 empty] | 93923 | 93923 | CA | CAMX | 720.3333 | 969
[13 empty] | 93924 | 93924 | CA | CAMX | 720.3333 | 969
[13 empty] | 93925 | 93925 | CA | CAMX | 720.3333 | 969
[13 empty] | 93926 | 93926 | CA | CAMX | 720.3333 | 969
[13 empty] | 93927 | 93927 | CA | CAMX | 720.3333 | 969
[13 empty] | 93928 | 93928 | CA | CAMX | 720.3333 | 969
[13 empty] | 93930 | 93930 | CA | CAMX | 720.3333 | 969
[13 empty] | 93932 | 93932 | CA | CAMX | 720.3333 | 969
[13 empty] | 93933 | 93933 | CA | CAMX | 720.3333 | 969
[13 empty] | 93940 | 93940 | CA | CAMX | 720.3333 | 969
[13 empty] | 93942 | 93942 | CA | CAMX | 720.3333 | 969
[13 empty] | 93943 | 93943 | CA | CAMX | 720.3333 | 969
[13 empty] | 93944 | 93944 | CA | CAMX | 720.3333 | 969
[13 empty] | 93950 | 93950 | CA | CAMX | 720.3333 | 969
[13 empty] | 93953 | 93953 | CA | CAMX | 720.3333 | 969
[13 empty] | 93954 | 93954 | CA | CAMX | 720.3333 | 969
[13 empty] | 93955 | 93955 | CA | CAMX | 720.3333 | 969
[13 empty] | 93960 | 93960 | CA | CAMX | 720.3333 | 969
[13 empty] | 93962 | 93962 | CA | CAMX | 720.3333 | 969
[13 empty] | 94002 | 94002 | CA | CAMX | 720.3333 | 969
[13 empty] | 94005 | 94005 | CA | CAMX | 720.3333 | 969
[13 empty] | 94010 | 94010 | CA | CAMX | 720.3333 | 969
[13 empty] | 94011 | 94011 | CA | CAMX | 720.3333 | 969
[13 empty] | 94013 | 94013 | CA | CAMX | 720.3333 | 969
[13 empty] | 94014 | 94014 | CA | CAMX | 720.3333 | 969
[13 empty] | 94015 | 94015 | CA | CAMX | 720.3333 | 969
[13 empty] | 94016 | 94016 | CA | CAMX | 720.3333 | 969
[13 empty] | 94017 | 94017 | CA | CAMX | 720.3333 | 969
[13 empty] | 94018 | 94018 | CA | CAMX | 720.3333 | 969
[13 empty] | 94019 | 94019 | CA | CAMX | 720.3333 | 969
[13 empty] | 94020 | 94020 | CA | CAMX | 720.3333 | 969
[13 empty] | 94021 | 94021 | CA | CAMX | 720.3333 | 969
[13 empty] | 94022 | 94022 | CA | CAMX | 720.3333 | 969
[13 empty] | 94023 | 94023 | CA | CAMX | 720.3333 | 969
[13 empty] | 94024 | 94024 | CA | CAMX | 720.3333 | 969
[13 empty] | 94025 | 94025 | CA | CAMX | 720.3333 | 969
[13 empty] | 94026 | 94026 | CA | CAMX | 720.3333 | 969
[13 empty] | 94027 | 94027 | CA | CAMX | 720.3333 | 969
[13 empty] | 94028 | 94028 | CA | CAMX | 720.3333 | 969
[13 empty] | 94030 | 94030 | CA | CAMX | 720.3333 | 969
[13 empty] | 94035 | 94035 | CA | CAMX | 720.3333 | 969
[13 empty] | 94037 | 94037 | CA | CAMX | 720.3333 | 969
[13 empty] | 94038 | 94038 | CA | CAMX | 720.3333 | 969
[13 empty] | 94039 | 94039 | CA | CAMX | 720.3333 | 969
[13 empty] | 94040 | 94040 | CA | CAMX | 720.3333 | 969
[13 empty] | 94041 | 94041 | CA | CAMX | 720.3333 | 969
[13 empty] | 94042 | 94042 | CA | CAMX | 720.3333 | 969
[13 empty] | 94043 | 94043 | CA | CAMX | 720.3333 | 969
[13 empty] | 94044 | 94044 | CA | CAMX | 720.3333 | 969
[13 empty] | 94060 | 94060 | CA | CAMX | 720.3333 | 969
[13 empty] | 94061 | 94061 | CA | CAMX | 720.3333 | 969
[13 empty] | 94062 | 94062 | CA | CAMX | 720.3333 | 969
[13 empty] | 94063 | 94063 | CA | CAMX | 720.3333 | 969
[13 empty] | 94064 | 94064 | CA | CAMX | 720.3333 | 969
[13 empty] | 94065 | 94065 | CA | CAMX | 720.3333 | 969
[13 empty] | 94066 | 94066 | CA | CAMX | 720.3333 | 969
[13 empty] | 94070 | 94070 | CA | CAMX | 720.3333 | 969
[13 empty] | 94074 | 94074 | CA | CAMX | 720.3333 | 969
[13 empty] | 94080 | 94080 | CA | CAMX | 720.3333 | 969
[13 empty] | 94083 | 94083 | CA | CAMX | 720.3333 | 969
[13 empty] | 94085 | 94085 | CA | CAMX | 720.3333 | 969
[13 empty] | 94086 | 94086 | CA | CAMX | 720.3333 | 969
[13 empty] | 94087 | 94087 | CA | CAMX | 720.3333 | 969
[13 empty] | 94088 | 94088 | CA | CAMX | 720.3333 | 969
[13 empty] | 94089 | 94089 | CA | CAMX | 720.3333 | 969
[13 empty] | 94101 | 94101 | CA | CAMX | 720.3333 | 969
[13 empty] | 94102 | 94102 | CA | CAMX | 718.6667 | 50
[13 empty] | 94103 | 94103 | CA | CAMX | 718.6667 | 50
[13 empty] | 94104 | 94104 | CA | CAMX | 718.6667 | 50
[13 empty] | 94105 | 94105 | CA | CAMX | 718.6667 | 50
[13 empty] | 94107 | 94107 | CA | CAMX | 718.6667 | 50
[13 empty] | 94108 | 94108 | CA | CAMX | 718.6667 | 50
[13 empty] | 94109 | 94109 | CA | CAMX | 718.6667 | 50
[13 empty] | 94110 | 94110 | CA | CAMX | 718.6667 | 50
[13 empty] | 94111 | 94111 | CA | CAMX | 718.6667 | 50
[13 empty] | 94112 | 94112 | CA | CAMX | 718.6667 | 50
[13 empty] | 94114 | 94114 | CA | CAMX | 718.6667 | 50
[13 empty] | 94115 | 94115 | CA | CAMX | 718.6667 | 50
[13 empty] | 94116 | 94116 | CA | CAMX | 718.6667 | 50
[13 empty] | 94117 | 94117 | CA | CAMX | 718.6667 | 50
[13 empty] | 94118 | 94118 | CA | CAMX | 718.6667 | 50
[13 empty] | 94119 | 94119 | CA | CAMX | 718.6667 | 50
[13 empty] | 94120 | 94120 | CA | CAMX | 718.6667 | 50
[13 empty] | 94121 | 94121 | CA | CAMX | 718.6667 | 50
[13 empty] | 94122 | 94122 | CA | CAMX | 718.6667 | 50
[13 empty] | 94123 | 94123 | CA | CAMX | 718.6667 | 50
[13 empty] | 94124 | 94124 | CA | CAMX | 718.6667 | 50
[13 empty] | 94125 | 94125 | CA | CAMX | 718.6667 | 50
[13 empty] | 94126 | 94126 | CA | CAMX | 718.6667 | 50
[13 empty] | 94127 | 94127 | CA | CAMX | 718.6667 | 50
[13 empty] | 94128 | 94128 | CA | CAMX | 718.6667 | 50
[13 empty] | 94129 | 94129 | CA | CAMX | 718.6667 | 50
[13 empty] | 94130 | 94130 | CA | CAMX | 718.6667 | 50
[13 empty] | 94131 | 94131 | CA | CAMX | 718.6667 | 50
[13 empty] | 94132 | 94132 | CA | CAMX | 718.6667 | 50
[13 empty] | 94133 | 94133 | CA | CAMX | 718.6667 | 50
[13 empty] | 94134 | 94134 | CA | CAMX | 718.6667 | 50
[13 empty] | 94137 | 94137 | CA | CAMX | 718.6667 | 50
[13 empty] | 94139 | 94139 | CA | CAMX | 718.6667 | 50
[13 empty] | 94140 | 94140 | CA | CAMX | 718.6667 | 50
[13 empty] | 94141 | 94141 | CA | CAMX | 718.6667 | 50
[13 empty] | 94142 | 94142 | CA | CAMX | 718.6667 | 50
[13 empty] | 94143 | 94143 | CA | CAMX | 718.6667 | 50
[13 empty] | 94144 | 94144 | CA | CAMX | 718.6667 | 50
[13 empty] | 94145 | 94145 | CA | CAMX | 718.6667 | 50
[13 empty] | 94146 | 94146 | CA | CAMX | 718.6667 | 50
[13 empty] | 94147 | 94147 | CA | CAMX | 718.6667 | 50
[13 empty] | 94151 | 94151 | CA | CAMX | 718.6667 | 50
[13 empty] | 94153 | 94153 | CA | CAMX | 718.6667 | 50
[13 empty] | 94154 | 94154 | CA | CAMX | 718.6667 | 50
[13 empty] | 94156 | 94156 | CA | CAMX | 718.6667 | 50
[13 empty] | 94158 | 94158 | CA | CAMX | 718.6667 | 50
[13 empty] | 94159 | 94159 | CA | CAMX | 718.6667 | 50
[13 empty] | 94160 | 94160 | CA | CAMX | 718.6667 | 50
[13 empty] | 94161 | 94161 | CA | CAMX | 718.6667 | 50
[13 empty] | 94162 | 94162 | CA | CAMX | 718.6667 | 50
[13 empty] | 94163 | 94163 | CA | CAMX | 718.6667 | 50
[13 empty] | 94164 | 94164 | CA | CAMX | 718.6667 | 50
[13 empty] | 94171 | 94171 | CA | CAMX | 718.6667 | 50
[13 empty] | 94172 | 94172 | CA | CAMX | 718.6667 | 50
[13 empty] | 94177 | 94177 | CA | CAMX | 718.6667 | 50
[13 empty] | 94188 | 94188 | CA | CAMX | 718.6667 | 50
[13 empty] | 94199 | 94199 | CA | CAMX | 718.6667 | 50
[13 empty] | 94203 | 94203 | CA | CAMX | 860 | 489.3333
[13 empty] | 94204 | 94204 | CA | CAMX | 860 | 489.3333
[13 empty] | 94205 | 94205 | CA | CAMX | 860 | 489.3333
[13 empty] | 94206 | 94206 | CA | CAMX | 860 | 489.3333
[13 empty] | 94207 | 94207 | CA | CAMX | 860 | 489.3333
[13 empty] | 94208 | 94208 | CA | CAMX | 860 | 489.3333
[13 empty] | 94209 | 94209 | CA | CAMX | 860 | 489.3333
[13 empty] | 94211 | 94211 | CA | CAMX | 860 | 489.3333
[13 empty] | 94229 | 94229 | CA | CAMX | 860 | 489.3333
[13 empty] | 94230 | 94230 | CA | CAMX | 860 | 489.3333
[13 empty] | 94232 | 94232 | CA | CAMX | 860 | 489.3333
[13 empty] | 94234 | 94234 | CA | CAMX | 860 | 489.3333
[13 empty] | 94235 | 94235 | CA | CAMX | 860 | 489.3333
[13 empty] | 94236 | 94236 | CA | CAMX | 860 | 489.3333
[13 empty] | 94237 | 94237 | CA | CAMX | 860 | 489.3333
[13 empty] | 94239 | 94239 | CA | CAMX | 860 | 489.3333
[13 empty] | 94240 | 94240 | CA | CAMX | 860 | 489.3333
[13 empty] | 94244 | 94244 | CA | CAMX | 860 | 489.3333
[13 empty] | 94245 | 94245 | CA | CAMX | 860 | 489.3333
[13 empty] | 94246 | 94246 | CA | CAMX | 860 | 489.3333
[13 empty] | 94247 | 94247 | CA | CAMX | 860 | 489.3333
[13 empty] | 94248 | 94248 | CA | CAMX | 860 | 489.3333
[13 empty] | 94249 | 94249 | CA | CAMX | 860 | 489.3333
[13 empty] | 94250 | 94250 | CA | CAMX | 860 | 489.3333
[13 empty] | 94252 | 94252 | CA | CAMX | 860 | 489.3333
[13 empty] | 94254 | 94254 | CA | CAMX | 860 | 489.3333
[13 empty] | 94256 | 94256 | CA | CAMX | 860 | 489.3333
[13 empty] | 94257 | 94257 | CA | CAMX | 860 | 489.3333
[13 empty] | 94258 | 94258 | CA | CAMX | 860 | 489.3333
[13 empty] | 94259 | 94259 | CA | CAMX | 860 | 489.3333
[13 empty] | 94261 | 94261 | CA | CAMX | 860 | 489.3333
[13 empty] | 94262 | 94262 | CA | CAMX | 860 | 489.3333
[13 empty] | 94263 | 94263 | CA | CAMX | 860 | 489.3333
[13 empty] | 94267 | 94267 | CA | CAMX | 860 | 489.3333
[13 empty] | 94268 | 94268 | CA | CAMX | 860 | 489.3333
[13 empty] | 94269 | 94269 | CA | CAMX | 860 | 489.3333
[13 empty] | 94271 | 94271 | CA | CAMX | 860 | 489.3333
[13 empty] | 94273 | 94273 | CA | CAMX | 860 | 489.3333
[13 empty] | 94274 | 94274 | CA | CAMX | 860 | 489.3333
[13 empty] | 94277 | 94277 | CA | CAMX | 860 | 489.3333
[13 empty] | 94278 | 94278 | CA | CAMX | 860 | 489.3333
[13 empty] | 94279 | 94279 | CA | CAMX | 860 | 489.3333
[13 empty] | 94280 | 94280 | CA | CAMX | 860 | 489.3333
[13 empty] | 94282 | 94282 | CA | CAMX | 860 | 489.3333
[13 empty] | 94283 | 94283 | CA | CAMX | 860 | 489.3333
[13 empty] | 94284 | 94284 | CA | CAMX | 860 | 489.3333
[13 empty] | 94285 | 94285 | CA | CAMX | 860 | 489.3333
[13 empty] | 94286 | 94286 | CA | CAMX | 860 | 489.3333
[13 empty] | 94287 | 94287 | CA | CAMX | 860 | 489.3333
[13 empty] | 94288 | 94288 | CA | CAMX | 860 | 489.3333
[13 empty] | 94289 | 94289 | CA | CAMX | 860 | 489.3333
[13 empty] | 94290 | 94290 | CA | CAMX | 860 | 489.3333
[13 empty] | 94291 | 94291 | CA | CAMX | 860 | 489.3333
[13 empty] | 94293 | 94293 | CA | CAMX | 860 | 489.3333
[13 empty] | 94294 | 94294 | CA | CAMX | 860 | 489.3333
[13 empty] | 94295 | 94295 | CA | CAMX | 860 | 489.3333
[13 empty] | 94296 | 94296 | CA | CAMX | 860 | 489.3333
[13 empty] | 94297 | 94297 | CA | CAMX | 860 | 489.3333
[13 empty] | 94298 | 94298 | CA | CAMX | 860 | 489.3333
[13 empty] | 94299 | 94299 | CA | CAMX | 860 | 489.3333
[13 empty] | 94301 | 94301 | CA | CAMX | 860 | 489.3333
[13 empty] | 94302 | 94302 | CA | CAMX | 860 | 489.3333
[13 empty] | 94303 | 94303 | CA | CAMX | 860 | 489.3333
[13 empty] | 94304 | 94304 | CA | CAMX | 860 | 489.3333
[13 empty] | 94305 | 94305 | CA | CAMX | 860 | 489.3333
[13 empty] | 94306 | 94306 | CA | CAMX | 860 | 489.3333
[13 empty] | 94309 | 94309 | CA | CAMX | 860 | 489.3333
[13 empty] | 94401 | 94401 | CA | CAMX | 860 | 489.3333
[13 empty] | 94402 | 94402 | CA | CAMX | 860 | 489.3333
[13 empty] | 94403 | 94403 | CA | CAMX | 860 | 489.3333
[13 empty] | 94404 | 94404 | CA | CAMX | 860 | 489.3333
[13 empty] | 94497 | 94497 | CA | CAMX | 860 | 489.3333
[13 empty] | 94501 | 94501 | CA | CAMX | 860 | 489.3333
[13 empty] | 94502 | 94502 | CA | CAMX | 860 | 489.3333
[13 empty] | 94503 | 94503 | CA | CAMX | 860 | 489.3333
[13 empty] | 94505 | 94505 | CA | CAMX | 860 | 489.3333
[13 empty] | 94506 | 94506 | CA | CAMX | 860 | 489.3333
[13 empty] | 94507 | 94507 | CA | CAMX | 860 | 489.3333
[13 empty] | 94508 | 94508 | CA | CAMX | 860 | 489.3333
[13 empty] | 94509 | 94509 | CA | CAMX | 860 | 489.3333
[13 empty] | 94510 | 94510 | CA | CAMX | 860 | 489.3333
[13 empty] | 94511 | 94511 | CA | CAMX | 860 | 489.3333
[13 empty] | 94512 | 94512 | CA | CAMX | 860 | 489.3333
[13 empty] | 94513 | 94513 | CA | CAMX | 860 | 489.3333
[13 empty] | 94514 | 94514 | CA | CAMX | 860 | 489.3333
[13 empty] | 94515 | 94515 | CA | CAMX | 860 | 489.3333
[13 empty] | 94516 | 94516 | CA | CAMX | 860 | 489.3333
[13 empty] | 94517 | 94517 | CA | CAMX | 860 | 489.3333
[13 empty] | 94518 | 94518 | CA | CAMX | 860 | 489.3333
[13 empty] | 94519 | 94519 | CA | CAMX | 860 | 489.3333
[13 empty] | 94520 | 94520 | CA | CAMX | 860 | 489.3333
[13 empty] | 94521 | 94521 | CA | CAMX | 860 | 489.3333
[13 empty] | 94522 | 94522 | CA | CAMX | 860 | 489.3333
[13 empty] | 94523 | 94523 | CA | CAMX | 860 | 489.3333
[13 empty] | 94524 | 94524 | CA | CAMX | 860 | 489.3333
[13 empty] | 94525 | 94525 | CA | CAMX | 860 | 489.3333
[13 empty] | 94526 | 94526 | CA | CAMX | 860 | 489.3333
[13 empty] | 94527 | 94527 | CA | CAMX | 860 | 489.3333
[13 empty] | 94528 | 94528 | CA | CAMX | 860 | 489.3333
[13 empty] | 94529 | 94529 | CA | CAMX | 860 | 489.3333
[13 empty] | 94530 | 94530 | CA | CAMX | 860 | 489.3333
[13 empty] | 94531 | 94531 | CA | CAMX | 860 | 489.3333
[13 empty] | 94533 | 94533 | CA | CAMX | 860 | 489.3333
[13 empty] | 94534 | 94534 | CA | CAMX | 860 | 489.3333
[13 empty] | 94535 | 94535 | CA | CAMX | 860 | 489.3333
[13 empty] | 94536 | 94536 | CA | CAMX | 860 | 489.3333
[13 empty] | 94537 | 94537 | CA | CAMX | 860 | 489.3333
[13 empty] | 94538 | 94538 | CA | CAMX | 860 | 489.3333
[13 empty] | 94539 | 94539 | CA | CAMX | 860 | 489.3333
[13 empty] | 94540 | 94540 | CA | CAMX | 860 | 489.3333
[13 empty] | 94541 | 94541 | CA | CAMX | 860 | 489.3333
[13 empty] | 94542 | 94542 | CA | CAMX | 860 | 489.3333
[13 empty] | 94543 | 94543 | CA | CAMX | 860 | 489.3333
[13 empty] | 94544 | 94544 | CA | CAMX | 860 | 489.3333
[13 empty] | 94545 | 94545 | CA | CAMX | 860 | 489.3333
[13 empty] | 94546 | 94546 | CA | CAMX | 860 | 489.3333
[13 empty] | 94547 | 94547 | CA | CAMX | 860 | 489.3333
[13 empty] | 94548 | 94548 | CA | CAMX | 860 | 489.3333
[13 empty] | 94549 | 94549 | CA | CAMX | 860 | 489.3333
[13 empty] | 94550 | 94550 | CA | CAMX | 860 | 489.3333
[13 empty] | 94551 | 94551 | CA | CAMX | 860 | 489.3333
[13 empty] | 94552 | 94552 | CA | CAMX | 860 | 489.3333
[13 empty] | 94553 | 94553 | CA | CAMX | 860 | 489.3333
[13 empty] | 94555 | 94555 | CA | CAMX | 860 | 489.3333
[13 empty] | 94556 | 94556 | CA | CAMX | 860 | 489.3333
[13 empty] | 94557 | 94557 | CA | CAMX | 860 | 489.3333
[13 empty] | 94558 | 94558 | CA | CAMX | 860 | 489.3333
[13 empty] | 94559 | 94559 | CA | CAMX | 860 | 489.3333
[13 empty] | 94560 | 94560 | CA | CAMX | 860 | 489.3333
[13 empty] | 94561 | 94561 | CA | CAMX | 860 | 489.3333
[13 empty] | 94562 | 94562 | CA | CAMX | 860 | 489.3333
[13 empty] | 94563 | 94563 | CA | CAMX | 860 | 489.3333
[13 empty] | 94564 | 94564 | CA | CAMX | 860 | 489.3333
[13 empty] | 94565 | 94565 | CA | CAMX | 860 | 489.3333
[13 empty] | 94566 | 94566 | CA | CAMX | 860 | 489.3333
[13 empty] | 94567 | 94567 | CA | CAMX | 860 | 489.3333
[13 empty] | 94568 | 94568 | CA | CAMX | 860 | 489.3333
[13 empty] | 94569 | 94569 | CA | CAMX | 860 | 489.3333
[13 empty] | 94570 | 94570 | CA | CAMX | 860 | 489.3333
[13 empty] | 94571 | 94571 | CA | CAMX | 860 | 489.3333
[13 empty] | 94572 | 94572 | CA | CAMX | 860 | 489.3333
[13 empty] | 94573 | 94573 | CA | CAMX | 860 | 489.3333
[13 empty] | 94574 | 94574 | CA | CAMX | 860 | 489.3333
[13 empty] | 94575 | 94575 | CA | CAMX | 860 | 489.3333
[13 empty] | 94576 | 94576 | CA | CAMX | 860 | 489.3333
[13 empty] | 94577 | 94577 | CA | CAMX | 860 | 489.3333
[13 empty] | 94578 | 94578 | CA | CAMX | 860 | 489.3333
[13 empty] | 94579 | 94579 | CA | CAMX | 860 | 489.3333
[13 empty] | 94580 | 94580 | CA | CAMX | 860 | 489.3333
[13 empty] | 94581 | 94581 | CA | CAMX | 860 | 489.3333
[13 empty] | 94582 | 94582 | CA | CAMX | 860 | 489.3333
[13 empty] | 94583 | 94583 | CA | CAMX | 860 | 489.3333
[13 empty] | 94585 | 94585 | CA | CAMX | 860 | 489.3333
[13 empty] | 94586 | 94586 | CA | CAMX | 860 | 489.3333
[13 empty] | 94587 | 94587 | CA | CAMX | 860 | 489.3333
[13 empty] | 94588 | 94588 | CA | CAMX | 860 | 489.3333
[13 empty] | 94589 | 94589 | CA | CAMX | 860 | 489.3333
[13 empty] | 94590 | 94590 | CA | CAMX | 860 | 489.3333
[13 empty] | 94591 | 94591 | CA | CAMX | 860 | 489.3333
[13 empty] | 94592 | 94592 | CA | CAMX | 860 | 489.3333
[13 empty] | 94595 | 94595 | CA | CAMX | 860 | 489.3333
[13 empty] | 94596 | 94596 | CA | CAMX | 860 | 489.3333
[13 empty] | 94597 | 94597 | CA | CAMX | 860 | 489.3333
[13 empty] | 94598 | 94598 | CA | CAMX | 860 | 489.3333
[13 empty] | 94599 | 94599 | CA | CAMX | 860 | 489.3333
[13 empty] | 94601 | 94601 | CA | CAMX | 860 | 489.3333
[13 empty] | 94602 | 94602 | CA | CAMX | 860 | 489.3333
[13 empty] | 94603 | 94603 | CA | CAMX | 860 | 489.3333
[13 empty] | 94604 | 94604 | CA | CAMX | 860 | 489.3333
[13 empty] | 94605 | 94605 | CA | CAMX | 860 | 489.3333
[13 empty] | 94606 | 94606 | CA | CAMX | 860 | 489.3333
[13 empty] | 94607 | 94607 | CA | CAMX | 860 | 489.3333
[13 empty] | 94608 | 94608 | CA | CAMX | 860 | 489.3333
[13 empty] | 94609 | 94609 | CA | CAMX | 860 | 489.3333
[13 empty] | 94610 | 94610 | CA | CAMX | 860 | 489.3333
[13 empty] | 94611 | 94611 | CA | CAMX | 860 | 489.3333
[13 empty] | 94612 | 94612 | CA | CAMX | 860 | 489.3333
[13 empty] | 94613 | 94613 | CA | CAMX | 860 | 489.3333
[13 empty] | 94614 | 94614 | CA | CAMX | 860 | 489.3333
[13 empty] | 94615 | 94615 | CA | CAMX | 860 | 489.3333
[13 empty] | 94617 | 94617 | CA | CAMX | 860 | 489.3333
[13 empty] | 94618 | 94618 | CA | CAMX | 860 | 489.3333
[13 empty] | 94619 | 94619 | CA | CAMX | 860 | 489.3333
[13 empty] | 94620 | 94620 | CA | CAMX | 860 | 489.3333
[13 empty] | 94621 | 94621 | CA | CAMX | 860 | 489.3333
[13 empty] | 94622 | 94622 | CA | CAMX | 860 | 489.3333
[13 empty] | 94623 | 94623 | CA | CAMX | 860 | 489.3333
[13 empty] | 94624 | 94624 | CA | CAMX | 860 | 489.3333
[13 empty] | 94649 | 94649 | CA | CAMX | 860 | 489.3333
[13 empty] | 94659 | 94659 | CA | CAMX | 860 | 489.3333
[13 empty] | 94660 | 94660 | CA | CAMX | 860 | 489.3333
[13 empty] | 94661 | 94661 | CA | CAMX | 860 | 489.3333
[13 empty] | 94662 | 94662 | CA | CAMX | 860 | 489.3333
[13 empty] | 94666 | 94666 | CA | CAMX | 860 | 489.3333
[13 empty] | 94701 | 94701 | CA | CAMX | 860 | 489.3333
[13 empty] | 94702 | 94702 | CA | CAMX | 860 | 489.3333
[13 empty] | 94703 | 94703 | CA | CAMX | 860 | 489.3333
[13 empty] | 94704 | 94704 | CA | CAMX | 860 | 489.3333
[13 empty] | 94705 | 94705 | CA | CAMX | 860 | 489.3333
[13 empty] | 94706 | 94706 | CA | CAMX | 860 | 489.3333
[13 empty] | 94707 | 94707 | CA | CAMX | 860 | 489.3333
[13 empty] | 94708 | 94708 | CA | CAMX | 860 | 489.3333
[13 empty] | 94709 | 94709 | CA | CAMX | 860 | 489.3333
[13 empty] | 94710 | 94710 | CA | CAMX | 860 | 489.3333
[13 empty] | 94712 | 94712 | CA | CAMX | 860 | 489.3333
[13 empty] | 94720 | 94720 | CA | CAMX | 860 | 489.3333
[13 empty] | 94801 | 94801 | CA | CAMX | 860 | 489.3333
[13 empty] | 94802 | 94802 | CA | CAMX | 860 | 489.3333
[13 empty] | 94803 | 94803 | CA | CAMX | 860 | 489.3333
[13 empty] | 94804 | 94804 | CA | CAMX | 860 | 489.3333
[13 empty] | 94805 | 94805 | CA | CAMX | 860 | 489.3333
[13 empty] | 94806 | 94806 | CA | CAMX | 860 | 489.3333
[13 empty] | 94807 | 94807 | CA | CAMX | 860 | 489.3333
[13 empty] | 94808 | 94808 | CA | CAMX | 860 | 489.3333
[13 empty] | 94820 | 94820 | CA | CAMX | 860 | 489.3333
[13 empty] | 94850 | 94850 | CA | CAMX | 860 | 489.3333
[13 empty] | 94901 | 94901 | CA | CAMX | 860 | 489.3333
[13 empty] | 94903 | 94903 | CA | CAMX | 860 | 489.3333
[13 empty] | 94904 | 94904 | CA | CAMX | 860 | 489.3333
[13 empty] | 94912 | 94912 | CA | CAMX | 860 | 489.3333
[13 empty] | 94913 | 94913 | CA | CAMX | 860 | 489.3333
[13 empty] | 94914 | 94914 | CA | CAMX | 860 | 489.3333
[13 empty] | 94915 | 94915 | CA | CAMX | 860 | 489.3333
[13 empty] | 94920 | 94920 | CA | CAMX | 860 | 489.3333
[13 empty] | 94922 | 94922 | CA | CAMX | 860 | 489.3333
[13 empty] | 94923 | 94923 | CA | CAMX | 860 | 489.3333
[13 empty] | 94924 | 94924 | CA | CAMX | 860 | 489.3333
[13 empty] | 94925 | 94925 | CA | CAMX | 860 | 489.3333
[13 empty] | 94926 | 94926 | CA | CAMX | 860 | 489.3333
[13 empty] | 94927 | 94927 | CA | CAMX | 860 | 489.3333
[13 empty] | 94928 | 94928 | CA | CAMX | 860 | 489.3333
[13 empty] | 94929 | 94929 | CA | CAMX | 860 | 489.3333
[13 empty] | 94930 | 94930 | CA | CAMX | 860 | 489.3333
[13 empty] | 94931 | 94931 | CA | CAMX | 860 | 489.3333
[13 empty] | 94933 | 94933 | CA | CAMX | 860 | 489.3333
[13 empty] | 94937 | 94937 | CA | CAMX | 860 | 489.3333
[13 empty] | 94938 | 94938 | CA | CAMX | 860 | 489.3333
[13 empty] | 94939 | 94939 | CA | CAMX | 860 | 489.3333
[13 empty] | 94940 | 94940 | CA | CAMX | 860 | 489.3333
[13 empty] | 94941 | 94941 | CA | CAMX | 860 | 489.3333
[13 empty] | 94942 | 94942 | CA | CAMX | 860 | 489.3333
[13 empty] | 94945 | 94945 | CA | CAMX | 860 | 489.3333
[13 empty] | 94946 | 94946 | CA | CAMX | 860 | 489.3333
[13 empty] | 94947 | 94947 | CA | CAMX | 860 | 489.3333
[13 empty] | 94948 | 94948 | CA | CAMX | 860 | 489.3333
[13 empty] | 94949 | 94949 | CA | CAMX | 860 | 489.3333
[13 empty] | 94950 | 94950 | CA | CAMX | 860 | 489.3333
[13 empty] | 94951 | 94951 | CA | CAMX | 860 | 489.3333
[13 empty] | 94952 | 94952 | CA | CAMX | 860 | 489.3333
[13 empty] | 94953 | 94953 | CA | CAMX | 860 | 489.3333
[13 empty] | 94954 | 94954 | CA | CAMX | 860 | 489.3333
[13 empty] | 94955 | 94955 | CA | CAMX | 860 | 489.3333
[13 empty] | 94956 | 94956 | CA | CAMX | 860 | 489.3333
[13 empty] | 94957 | 94957 | CA | CAMX | 860 | 489.3333
[13 empty] | 94960 | 94960 | CA | CAMX | 860 | 489.3333
[13 empty] | 94963 | 94963 | CA | CAMX | 860 | 489.3333
[13 empty] | 94964 | 94964 | CA | CAMX | 860 | 489.3333
[13 empty] | 94965 | 94965 | CA | CAMX | 860 | 489.3333
[13 empty] | 94966 | 94966 | CA | CAMX | 860 | 489.3333
[13 empty] | 94970 | 94970 | CA | CAMX | 860 | 489.3333
[13 empty] | 94971 | 94971 | CA | CAMX | 860 | 489.3333
[13 empty] | 94972 | 94972 | CA | CAMX | 860 | 489.3333
[13 empty] | 94973 | 94973 | CA | CAMX | 860 | 489.3333
[13 empty] | 94974 | 94974 | CA | CAMX | 860 | 489.3333
[13 empty] | 94975 | 94975 | CA | CAMX | 860 | 489.3333
[13 empty] | 94976 | 94976 | CA | CAMX | 860 | 489.3333
[13 empty] | 94977 | 94977 | CA | CAMX | 860 | 489.3333
[13 empty] | 94978 | 94978 | CA | CAMX | 860 | 489.3333
[13 empty] | 94979 | 94979 | CA | CAMX | 860 | 489.3333
[13 empty] | 94998 | 94998 | CA | CAMX | 860 | 489.3333
[13 empty] | 94999 | 94999 | CA | CAMX | 860 | 489.3333
[13 empty] | 95001 | 95001 | CA | CAMX | 860 | 489.3333
[13 empty] | 95002 | 95002 | CA | CAMX | 716 | 168.6667
[13 empty] | 95003 | 95003 | CA | CAMX | 716 | 168.6667
[13 empty] | 95004 | 95004 | CA | CAMX | 716 | 168.6667
[13 empty] | 95005 | 95005 | CA | CAMX | 716 | 168.6667
[13 empty] | 95006 | 95006 | CA | CAMX | 716 | 168.6667
[13 empty] | 95007 | 95007 | CA | CAMX | 716 | 168.6667
[13 empty] | 95008 | 95008 | CA | CAMX | 716 | 168.6667
[13 empty] | 95009 | 95009 | CA | CAMX | 716 | 168.6667
[13 empty] | 95010 | 95010 | CA | CAMX | 716 | 168.6667
[13 empty] | 95011 | 95011 | CA | CAMX | 716 | 168.6667
[13 empty] | 95012 | 95012 | CA | CAMX | 716 | 168.6667
[13 empty] | 95013 | 95013 | CA | CAMX | 716 | 168.6667
[13 empty] | 95014 | 95014 | CA | CAMX | 716 | 168.6667
[13 empty] | 95015 | 95015 | CA | CAMX | 716 | 168.6667
[13 empty] | 95017 | 95017 | CA | CAMX | 716 | 168.6667
[13 empty] | 95018 | 95018 | CA | CAMX | 716 | 168.6667
[13 empty] | 95019 | 95019 | CA | CAMX | 716 | 168.6667
[13 empty] | 95020 | 95020 | CA | CAMX | 716 | 168.6667
[13 empty] | 95021 | 95021 | CA | CAMX | 716 | 168.6667
[13 empty] | 95023 | 95023 | CA | CAMX | 716 | 168.6667
[13 empty] | 95024 | 95024 | CA | CAMX | 716 | 168.6667
[13 empty] | 95026 | 95026 | CA | CAMX | 716 | 168.6667
[13 empty] | 95030 | 95030 | CA | CAMX | 716 | 168.6667
[13 empty] | 95031 | 95031 | CA | CAMX | 716 | 168.6667
[13 empty] | 95032 | 95032 | CA | CAMX | 716 | 168.6667
[13 empty] | 95033 | 95033 | CA | CAMX | 716 | 168.6667
[13 empty] | 95035 | 95035 | CA | CAMX | 716 | 168.6667
[13 empty] | 95036 | 95036 | CA | CAMX | 716 | 168.6667
[13 empty] | 95037 | 95037 | CA | CAMX | 716 | 168.6667
[13 empty] | 95038 | 95038 | CA | CAMX | 716 | 168.6667
[13 empty] | 95039 | 95039 | CA | CAMX | 716 | 168.6667
[13 empty] | 95041 | 95041 | CA | CAMX | 716 | 168.6667
[13 empty] | 95042 | 95042 | CA | CAMX | 716 | 168.6667
[13 empty] | 95043 | 95043 | CA | CAMX | 716 | 168.6667
[13 empty] | 95044 | 95044 | CA | CAMX | 716 | 168.6667
[13 empty] | 95045 | 95045 | CA | CAMX | 716 | 168.6667
[13 empty] | 95046 | 95046 | CA | CAMX | 716 | 168.6667
[13 empty] | 95050 | 95050 | CA | CAMX | 716 | 168.6667
[13 empty] | 95051 | 95051 | CA | CAMX | 716 | 168.6667
[13 empty] | 95052 | 95052 | CA | CAMX | 716 | 168.6667
[13 empty] | 95053 | 95053 | CA | CAMX | 716 | 168.6667
[13 empty] | 95054 | 95054 | CA | CAMX | 716 | 168.6667
[13 empty] | 95055 | 95055 | CA | CAMX | 716 | 168.6667
[13 empty] | 95056 | 95056 | CA | CAMX | 716 | 168.6667
[13 empty] | 95060 | 95060 | CA | CAMX | 716 | 168.6667
[13 empty] | 95061 | 95061 | CA | CAMX | 716 | 168.6667
[13 empty] | 95062 | 95062 | CA | CAMX | 716 | 168.6667
[13 empty] | 95063 | 95063 | CA | CAMX | 716 | 168.6667
[13 empty] | 95064 | 95064 | CA | CAMX | 716 | 168.6667
[13 empty] | 95065 | 95065 | CA | CAMX | 716 | 168.6667
[13 empty] | 95066 | 95066 | CA | CAMX | 716 | 168.6667
[13 empty] | 95067 | 95067 | CA | CAMX | 716 | 168.6667
[13 empty] | 95070 | 95070 | CA | CAMX | 716 | 168.6667
[13 empty] | 95071 | 95071 | CA | CAMX | 716 | 168.6667
[13 empty] | 95073 | 95073 | CA | CAMX | 716 | 168.6667
[13 empty] | 95075 | 95075 | CA | CAMX | 716 | 168.6667
[13 empty] | 95076 | 95076 | CA | CAMX | 716 | 168.6667
[13 empty] | 95077 | 95077 | CA | CAMX | 716 | 168.6667
[13 empty] | 95101 | 95101 | CA | CAMX | 716 | 168.6667
[13 empty] | 95103 | 95103 | CA | CAMX | 716 | 168.6667
[13 empty] | 95106 | 95106 | CA | CAMX | 716 | 168.6667
[13 empty] | 95108 | 95108 | CA | CAMX | 716 | 168.6667
[13 empty] | 95109 | 95109 | CA | CAMX | 716 | 168.6667
[13 empty] | 95110 | 95110 | CA | CAMX | 716 | 168.6667
[13 empty] | 95111 | 95111 | CA | CAMX | 716 | 168.6667
[13 empty] | 95112 | 95112 | CA | CAMX | 716 | 168.6667
[13 empty] | 95113 | 95113 | CA | CAMX | 716 | 168.6667
[13 empty] | 95115 | 95115 | CA | CAMX | 716 | 168.6667
[13 empty] | 95116 | 95116 | CA | CAMX | 716 | 168.6667
[13 empty] | 95117 | 95117 | CA | CAMX | 716 | 168.6667
[13 empty] | 95118 | 95118 | CA | CAMX | 716 | 168.6667
[13 empty] | 95119 | 95119 | CA | CAMX | 716 | 168.6667
[13 empty] | 95120 | 95120 | CA | CAMX | 716 | 168.6667
[13 empty] | 95121 | 95121 | CA | CAMX | 716 | 168.6667
[13 empty] | 95122 | 95122 | CA | CAMX | 716 | 168.6667
[13 empty] | 95123 | 95123 | CA | CAMX | 716 | 168.6667
[13 empty] | 95124 | 95124 | CA | CAMX | 716 | 168.6667
[13 empty] | 95125 | 95125 | CA | CAMX | 716 | 168.6667
[13 empty] | 95126 | 95126 | CA | CAMX | 716 | 168.6667
[13 empty] | 95127 | 95127 | CA | CAMX | 716 | 168.6667
[13 empty] | 95128 | 95128 | CA | CAMX | 716 | 168.6667
[13 empty] | 95129 | 95129 | CA | CAMX | 716 | 168.6667
[13 empty] | 95130 | 95130 | CA | CAMX | 716 | 168.6667
[13 empty] | 95131 | 95131 | CA | CAMX | 716 | 168.6667
[13 empty] | 95132 | 95132 | CA | CAMX | 716 | 168.6667
[13 empty] | 95133 | 95133 | CA | CAMX | 716 | 168.6667
[13 empty] | 95134 | 95134 | CA | CAMX | 716 | 168.6667
[13 empty] | 95135 | 95135 | CA | CAMX | 716 | 168.6667
[13 empty] | 95136 | 95136 | CA | CAMX | 716 | 168.6667
[13 empty] | 95138 | 95138 | CA | CAMX | 716 | 168.6667
[13 empty] | 95139 | 95139 | CA | CAMX | 716 | 168.6667
[13 empty] | 95140 | 95140 | CA | CAMX | 716 | 168.6667
[13 empty] | 95141 | 95141 | CA | CAMX | 716 | 168.6667
[13 empty] | 95148 | 95148 | CA | CAMX | 716 | 168.6667
[13 empty] | 95150 | 95150 | CA | CAMX | 716 | 168.6667
[13 empty] | 95151 | 95151 | CA | CAMX | 716 | 168.6667
[13 empty] | 95152 | 95152 | CA | CAMX | 716 | 168.6667
[13 empty] | 95153 | 95153 | CA | CAMX | 716 | 168.6667
[13 empty] | 95154 | 95154 | CA | CAMX | 716 | 168.6667
[13 empty] | 95155 | 95155 | CA | CAMX | 716 | 168.6667
[13 empty] | 95156 | 95156 | CA | CAMX | 716 | 168.6667
[13 empty] | 95157 | 95157 | CA | CAMX | 716 | 168.6667
[13 empty] | 95158 | 95158 | CA | CAMX | 716 | 168.6667
[13 empty] | 95159 | 95159 | CA | CAMX | 716 | 168.6667
[13 empty] | 95160 | 95160 | CA | CAMX | 716 | 168.6667
[13 empty] | 95161 | 95161 | CA | CAMX | 716 | 168.6667
[13 empty] | 95164 | 95164 | CA | CAMX | 716 | 168.6667
[13 empty] | 95170 | 95170 | CA | CAMX | 716 | 168.6667
[13 empty] | 95172 | 95172 | CA | CAMX | 716 | 168.6667
[13 empty] | 95173 | 95173 | CA | CAMX | 716 | 168.6667
[13 empty] | 95190 | 95190 | CA | CAMX | 716 | 168.6667
[13 empty] | 95191 | 95191 | CA | CAMX | 716 | 168.6667
[13 empty] | 95192 | 95192 | CA | CAMX | 716 | 168.6667
[13 empty] | 95193 | 95193 | CA | CAMX | 716 | 168.6667
[13 empty] | 95194 | 95194 | CA | CAMX | 716 | 168.6667
[13 empty] | 95196 | 95196 | CA | CAMX | 716 | 168.6667
[13 empty] | 95201 | 95201 | CA | CAMX | 716 | 168.6667
[13 empty] | 95202 | 95202 | CA | CAMX | 716 | 168.6667
[13 empty] | 95203 | 95203 | CA | CAMX | 716 | 168.6667
[13 empty] | 95204 | 95204 | CA | CAMX | 716 | 168.6667
[13 empty] | 95205 | 95205 | CA | CAMX | 716 | 168.6667
[13 empty] | 95206 | 95206 | CA | CAMX | 716 | 168.6667
[13 empty] | 95207 | 95207 | CA | CAMX | 716 | 168.6667
[13 empty] | 95208 | 95208 | CA | CAMX | 716 | 168.6667
[13 empty] | 95209 | 95209 | CA | CAMX | 716 | 168.6667
[13 empty] | 95210 | 95210 | CA | CAMX | 716 | 168.6667
[13 empty] | 95211 | 95211 | CA | CAMX | 716 | 168.6667
[13 empty] | 95212 | 95212 | CA | CAMX | 716 | 168.6667
[13 empty] | 95213 | 95213 | CA | CAMX | 716 | 168.6667
[13 empty] | 95215 | 95215 | CA | CAMX | 716 | 168.6667
[13 empty] | 95219 | 95219 | CA | CAMX | 716 | 168.6667
[13 empty] | 95220 | 95220 | CA | CAMX | 716 | 168.6667
[13 empty] | 95221 | 95221 | CA | CAMX | 716 | 168.6667
[13 empty] | 95222 | 95222 | CA | CAMX | 716 | 168.6667
[13 empty] | 95223 | 95223 | CA | CAMX | 716 | 168.6667
[13 empty] | 95224 | 95224 | CA | CAMX | 716 | 168.6667
[13 empty] | 95225 | 95225 | CA | CAMX | 716 | 168.6667
[13 empty] | 95226 | 95226 | CA | CAMX | 716 | 168.6667
[13 empty] | 95227 | 95227 | CA | CAMX | 716 | 168.6667
[13 empty] | 95228 | 95228 | CA | CAMX | 716 | 168.6667
[13 empty] | 95229 | 95229 | CA | CAMX | 716 | 168.6667
[13 empty] | 95230 | 95230 | CA | CAMX | 716 | 168.6667
[13 empty] | 95231 | 95231 | CA | CAMX | 716 | 168.6667
[13 empty] | 95232 | 95232 | CA | CAMX | 716 | 168.6667
[13 empty] | 95233 | 95233 | CA | CAMX | 716 | 168.6667
[13 empty] | 95234 | 95234 | CA | CAMX | 716 | 168.6667
[13 empty] | 95236 | 95236 | CA | CAMX | 716 | 168.6667
[13 empty] | 95237 | 95237 | CA | CAMX | 716 | 168.6667
[13 empty] | 95240 | 95240 | CA | CAMX | 716 | 168.6667
[13 empty] | 95241 | 95241 | CA | CAMX | 716 | 168.6667
[13 empty] | 95242 | 95242 | CA | CAMX | 716 | 168.6667
[13 empty] | 95245 | 95245 | CA | CAMX | 716 | 168.6667
[13 empty] | 95246 | 95246 | CA | CAMX | 716 | 168.6667
[13 empty] | 95247 | 95247 | CA | CAMX | 716 | 168.6667
[13 empty] | 95248 | 95248 | CA | CAMX | 716 | 168.6667
[13 empty] | 95249 | 95249 | CA | CAMX | 716 | 168.6667
[13 empty] | 95250 | 95250 | CA | CAMX | 716 | 168.6667
[13 empty] | 95251 | 95251 | CA | CAMX | 716 | 168.6667
[13 empty] | 95252 | 95252 | CA | CAMX | 716 | 168.6667
[13 empty] | 95253 | 95253 | CA | CAMX | 716 | 168.6667
[13 empty] | 95254 | 95254 | CA | CAMX | 716 | 168.6667
[13 empty] | 95255 | 95255 | CA | CAMX | 716 | 168.6667
[13 empty] | 95257 | 95257 | CA | CAMX | 716 | 168.6667
[13 empty] | 95258 | 95258 | CA | CAMX | 716 | 168.6667
[13 empty] | 95267 | 95267 | CA | CAMX | 716 | 168.6667
[13 empty] | 95269 | 95269 | CA | CAMX | 716 | 168.6667
[13 empty] | 95296 | 95296 | CA | CAMX | 716 | 168.6667
[13 empty] | 95297 | 95297 | CA | CAMX | 716 | 168.6667
[13 empty] | 95301 | 95301 | CA | CAMX | 716 | 168.6667
[13 empty] | 95303 | 95303 | CA | CAMX | 716 | 168.6667
[13 empty] | 95304 | 95304 | CA | CAMX | 716 | 168.6667
[13 empty] | 95305 | 95305 | CA | CAMX | 716 | 168.6667
[13 empty] | 95306 | 95306 | CA | CAMX | 716 | 168.6667
[13 empty] | 95307 | 95307 | CA | CAMX | 716 | 168.6667
[13 empty] | 95309 | 95309 | CA | CAMX | 716 | 168.6667
[13 empty] | 95310 | 95310 | CA | CAMX | 716 | 168.6667
[13 empty] | 95311 | 95311 | CA | CAMX | 716 | 168.6667
[13 empty] | 95312 | 95312 | CA | CAMX | 716 | 168.6667
[13 empty] | 95313 | 95313 | CA | CAMX | 716 | 168.6667
[13 empty] | 95314 | 95314 | CA | CAMX | 716 | 168.6667
[13 empty] | 95315 | 95315 | CA | CAMX | 716 | 168.6667
[13 empty] | 95316 | 95316 | CA | CAMX | 716 | 168.6667
[13 empty] | 95317 | 95317 | CA | CAMX | 716 | 168.6667
[13 empty] | 95318 | 95318 | CA | CAMX | 716 | 168.6667
[13 empty] | 95319 | 95319 | CA | CAMX | 716 | 168.6667
[13 empty] | 95320 | 95320 | CA | CAMX | 716 | 168.6667
[13 empty] | 95321 | 95321 | CA | CAMX | 716 | 168.6667
[13 empty] | 95322 | 95322 | CA | CAMX | 716 | 168.6667
[13 empty] | 95323 | 95323 | CA | CAMX | 716 | 168.6667
[13 empty] | 95324 | 95324 | CA | CAMX | 716 | 168.6667
[13 empty] | 95325 | 95325 | CA | CAMX | 716 | 168.6667
[13 empty] | 95326 | 95326 | CA | CAMX | 716 | 168.6667
[13 empty] | 95327 | 95327 | CA | CAMX | 716 | 168.6667
[13 empty] | 95328 | 95328 | CA | CAMX | 716 | 168.6667
[13 empty] | 95329 | 95329 | CA | CAMX | 716 | 168.6667
[13 empty] | 95330 | 95330 | CA | CAMX | 716 | 168.6667
[13 empty] | 95333 | 95333 | CA | CAMX | 716 | 168.6667
[13 empty] | 95334 | 95334 | CA | CAMX | 716 | 168.6667
[13 empty] | 95335 | 95335 | CA | CAMX | 716 | 168.6667
[13 empty] | 95336 | 95336 | CA | CAMX | 716 | 168.6667
[13 empty] | 95337 | 95337 | CA | CAMX | 716 | 168.6667
[13 empty] | 95338 | 95338 | CA | CAMX | 716 | 168.6667
[13 empty] | 95340 | 95340 | CA | CAMX | 716 | 168.6667
[13 empty] | 95341 | 95341 | CA | CAMX | 716 | 168.6667
[13 empty] | 95343 | 95343 | CA | CAMX | 716 | 168.6667
[13 empty] | 95344 | 95344 | CA | CAMX | 716 | 168.6667
[13 empty] | 95345 | 95345 | CA | CAMX | 716 | 168.6667
[13 empty] | 95346 | 95346 | CA | CAMX | 716 | 168.6667
[13 empty] | 95347 | 95347 | CA | CAMX | 716 | 168.6667
[13 empty] | 95348 | 95348 | CA | CAMX | 716 | 168.6667
[13 empty] | 95350 | 95350 | CA | CAMX | 716 | 168.6667
[13 empty] | 95351 | 95351 | CA | CAMX | 716 | 168.6667
[13 empty] | 95352 | 95352 | CA | CAMX | 716 | 168.6667
[13 empty] | 95353 | 95353 | CA | CAMX | 716 | 168.6667
[13 empty] | 95354 | 95354 | CA | CAMX | 716 | 168.6667
[13 empty] | 95355 | 95355 | CA | CAMX | 716 | 168.6667
[13 empty] | 95356 | 95356 | CA | CAMX | 716 | 168.6667
[13 empty] | 95357 | 95357 | CA | CAMX | 716 | 168.6667
[13 empty] | 95358 | 95358 | CA | CAMX | 716 | 168.6667
[13 empty] | 95360 | 95360 | CA | CAMX | 716 | 168.6667
[13 empty] | 95361 | 95361 | CA | CAMX | 716 | 168.6667
[13 empty] | 95363 | 95363 | CA | CAMX | 716 | 168.6667
[13 empty] | 95364 | 95364 | CA | CAMX | 716 | 168.6667
[13 empty] | 95365 | 95365 | CA | CAMX | 716 | 168.6667
[13 empty] | 95366 | 95366 | CA | CAMX | 716 | 168.6667
[13 empty] | 95367 | 95367 | CA | CAMX | 716 | 168.6667
[13 empty] | 95368 | 95368 | CA | CAMX | 716 | 168.6667
[13 empty] | 95369 | 95369 | CA | CAMX | 716 | 168.6667
[13 empty] | 95370 | 95370 | CA | CAMX | 716 | 168.6667
[13 empty] | 95372 | 95372 | CA | CAMX | 716 | 168.6667
[13 empty] | 95373 | 95373 | CA | CAMX | 716 | 168.6667
[13 empty] | 95374 | 95374 | CA | CAMX | 716 | 168.6667
[13 empty] | 95375 | 95375 | CA | CAMX | 716 | 168.6667
[13 empty] | 95376 | 95376 | CA | CAMX | 716 | 168.6667
[13 empty] | 95377 | 95377 | CA | CAMX | 716 | 168.6667
[13 empty] | 95378 | 95378 | CA | CAMX | 716 | 168.6667
[13 empty] | 95379 | 95379 | CA | CAMX | 716 | 168.6667
[13 empty] | 95380 | 95380 | CA | CAMX | 716 | 168.6667
[13 empty] | 95381 | 95381 | CA | CAMX | 716 | 168.6667
[13 empty] | 95382 | 95382 | CA | CAMX | 716 | 168.6667
[13 empty] | 95383 | 95383 | CA | CAMX | 716 | 168.6667
[13 empty] | 95385 | 95385 | CA | CAMX | 716 | 168.6667
[13 empty] | 95386 | 95386 | CA | CAMX | 716 | 168.6667
[13 empty] | 95387 | 95387 | CA | CAMX | 716 | 168.6667
[13 empty] | 95388 | 95388 | CA | CAMX | 716 | 168.6667
[13 empty] | 95389 | 95389 | CA | CAMX | 716 | 168.6667
[13 empty] | 95391 | 95391 | CA | CAMX | 716 | 168.6667
[13 empty] | 95397 | 95397 | CA | CAMX | 716 | 168.6667
[13 empty] | 95401 | 95401 | CA | CAMX | 716 | 168.6667
[13 empty] | 95402 | 95402 | CA | CAMX | 716 | 168.6667
[13 empty] | 95403 | 95403 | CA | CAMX | 716 | 168.6667
[13 empty] | 95404 | 95404 | CA | CAMX | 716 | 168.6667
[13 empty] | 95405 | 95405 | CA | CAMX | 716 | 168.6667
[13 empty] | 95406 | 95406 | CA | CAMX | 716 | 168.6667
[13 empty] | 95407 | 95407 | CA | CAMX | 716 | 168.6667
[13 empty] | 95409 | 95409 | CA | CAMX | 716 | 168.6667
[13 empty] | 95410 | 95410 | CA | CAMX | 716 | 168.6667
[13 empty] | 95412 | 95412 | CA | CAMX | 716 | 168.6667
[13 empty] | 95415 | 95415 | CA | CAMX | 716 | 168.6667
[13 empty] | 95416 | 95416 | CA | CAMX | 716 | 168.6667
[13 empty] | 95417 | 95417 | CA | CAMX | 716 | 168.6667
[13 empty] | 95418 | 95418 | CA | CAMX | 716 | 168.6667
[13 empty] | 95419 | 95419 | CA | CAMX | 716 | 168.6667
[13 empty] | 95420 | 95420 | CA | CAMX | 716 | 168.6667
[13 empty] | 95421 | 95421 | CA | CAMX | 716 | 168.6667
[13 empty] | 95422 | 95422 | CA | CAMX | 716 | 168.6667
[13 empty] | 95423 | 95423 | CA | CAMX | 716 | 168.6667
[13 empty] | 95424 | 95424 | CA | CAMX | 716 | 168.6667
[13 empty] | 95425 | 95425 | CA | CAMX | 716 | 168.6667
[13 empty] | 95426 | 95426 | CA | CAMX | 716 | 168.6667
[13 empty] | 95427 | 95427 | CA | CAMX | 716 | 168.6667
[13 empty] | 95428 | 95428 | CA | CAMX | 716 | 168.6667
[13 empty] | 95429 | 95429 | CA | CAMX | 716 | 168.6667
[13 empty] | 95430 | 95430 | CA | CAMX | 716 | 168.6667
[13 empty] | 95431 | 95431 | CA | CAMX | 716 | 168.6667
[13 empty] | 95432 | 95432 | CA | CAMX | 716 | 168.6667
[13 empty] | 95433 | 95433 | CA | CAMX | 716 | 168.6667
[13 empty] | 95435 | 95435 | CA | CAMX | 716 | 168.6667
[13 empty] | 95436 | 95436 | CA | CAMX | 716 | 168.6667
[13 empty] | 95437 | 95437 | CA | CAMX | 716 | 168.6667
[13 empty] | 95439 | 95439 | CA | CAMX | 716 | 168.6667
[13 empty] | 95441 | 95441 | CA | CAMX | 716 | 168.6667
[13 empty] | 95442 | 95442 | CA | CAMX | 716 | 168.6667
[13 empty] | 95443 | 95443 | CA | CAMX | 716 | 168.6667
[13 empty] | 95444 | 95444 | CA | CAMX | 716 | 168.6667
[13 empty] | 95445 | 95445 | CA | CAMX | 716 | 168.6667
[13 empty] | 95446 | 95446 | CA | CAMX | 716 | 168.6667
[13 empty] | 95448 | 95448 | CA | CAMX | 716 | 168.6667
[13 empty] | 95449 | 95449 | CA | CAMX | 716 | 168.6667
[13 empty] | 95450 | 95450 | CA | CAMX | 716 | 168.6667
[13 empty] | 95451 | 95451 | CA | CAMX | 716 | 168.6667
[13 empty] | 95452 | 95452 | CA | CAMX | 716 | 168.6667
[13 empty] | 95453 | 95453 | CA | CAMX | 716 | 168.6667
[13 empty] | 95454 | 95454 | CA | CAMX | 716 | 168.6667
[13 empty] | 95456 | 95456 | CA | CAMX | 716 | 168.6667
[13 empty] | 95457 | 95457 | CA | CAMX | 716 | 168.6667
[13 empty] | 95458 | 95458 | CA | CAMX | 716 | 168.6667
[13 empty] | 95459 | 95459 | CA | CAMX | 716 | 168.6667
[13 empty] | 95460 | 95460 | CA | CAMX | 716 | 168.6667
[13 empty] | 95461 | 95461 | CA | CAMX | 716 | 168.6667
[13 empty] | 95462 | 95462 | CA | CAMX | 716 | 168.6667
[13 empty] | 95463 | 95463 | CA | CAMX | 716 | 168.6667
[13 empty] | 95464 | 95464 | CA | CAMX | 716 | 168.6667
[13 empty] | 95465 | 95465 | CA | CAMX | 716 | 168.6667
[13 empty] | 95466 | 95466 | CA | CAMX | 716 | 168.6667
[13 empty] | 95467 | 95467 | CA | CAMX | 716 | 168.6667
[13 empty] | 95468 | 95468 | CA | CAMX | 716 | 168.6667
[13 empty] | 95469 | 95469 | CA | CAMX | 716 | 168.6667
[13 empty] | 95470 | 95470 | CA | CAMX | 716 | 168.6667
[13 empty] | 95471 | 95471 | CA | CAMX | 716 | 168.6667
[13 empty] | 95472 | 95472 | CA | CAMX | 716 | 168.6667
[13 empty] | 95473 | 95473 | CA | CAMX | 716 | 168.6667
[13 empty] | 95476 | 95476 | CA | CAMX | 716 | 168.6667
[13 empty] | 95480 | 95480 | CA | CAMX | 716 | 168.6667
[13 empty] | 95481 | 95481 | CA | CAMX | 716 | 168.6667
[13 empty] | 95482 | 95482 | CA | CAMX | 716 | 168.6667
[13 empty] | 95485 | 95485 | CA | CAMX | 716 | 168.6667
[13 empty] | 95486 | 95486 | CA | CAMX | 716 | 168.6667
[13 empty] | 95487 | 95487 | CA | CAMX | 716 | 168.6667
[13 empty] | 95488 | 95488 | CA | CAMX | 716 | 168.6667
[13 empty] | 95490 | 95490 | CA | CAMX | 716 | 168.6667
[13 empty] | 95492 | 95492 | CA | CAMX | 716 | 168.6667
[13 empty] | 95493 | 95493 | CA | CAMX | 716 | 168.6667
[13 empty] | 95494 | 95494 | CA | CAMX | 716 | 168.6667
[13 empty] | 95497 | 95497 | CA | CAMX | 716 | 168.6667
[13 empty] | 95501 | 95501 | CA | CAMX | 716 | 168.6667
[13 empty] | 95502 | 95502 | CA | CAMX | 716 | 168.6667
[13 empty] | 95503 | 95503 | CA | CAMX | 716 | 168.6667
[13 empty] | 95511 | 95511 | CA | CAMX | 716 | 168.6667
[13 empty] | 95514 | 95514 | CA | CAMX | 716 | 168.6667
[13 empty] | 95518 | 95518 | CA | CAMX | 716 | 168.6667
[13 empty] | 95519 | 95519 | CA | CAMX | 716 | 168.6667
[13 empty] | 95521 | 95521 | CA | CAMX | 716 | 168.6667
[13 empty] | 95524 | 95524 | CA | CAMX | 716 | 168.6667
[13 empty] | 95525 | 95525 | CA | CAMX | 716 | 168.6667
[13 empty] | 95526 | 95526 | CA | CAMX | 716 | 168.6667
[13 empty] | 95527 | 95527 | CA | CAMX | 716 | 168.6667
[13 empty] | 95528 | 95528 | CA | CAMX | 716 | 168.6667
[13 empty] | 95531 | 95531 | CA | NWPP | 716 | 168.6667
[13 empty] | 95532 | 95532 | CA | NWPP | 716 | 168.6667
[13 empty] | 95534 | 95534 | CA | CAMX | 716 | 168.6667
[13 empty] | 95536 | 95536 | CA | CAMX | 716 | 168.6667
[13 empty] | 95537 | 95537 | CA | CAMX | 716 | 168.6667
[13 empty] | 95538 | 95538 | CA | NWPP | 716 | 168.6667
[13 empty] | 95540 | 95540 | CA | CAMX | 716 | 168.6667
[13 empty] | 95542 | 95542 | CA | CAMX | 716 | 168.6667
[13 empty] | 95543 | 95543 | CA | NWPP | 716 | 168.6667
[13 empty] | 95545 | 95545 | CA | CAMX | 716 | 168.6667
[13 empty] | 95546 | 95546 | CA | CAMX | 716 | 168.6667
[13 empty] | 95547 | 95547 | CA | CAMX | 716 | 168.6667
[13 empty] | 95548 | 95548 | CA | NWPP | 716 | 168.6667
[13 empty] | 95549 | 95549 | CA | CAMX | 716 | 168.6667
[13 empty] | 95550 | 95550 | CA | CAMX | 716 | 168.6667
[13 empty] | 95551 | 95551 | CA | CAMX | 716 | 168.6667
[13 empty] | 95552 | 95552 | CA | CAMX | 716 | 168.6667
[13 empty] | 95553 | 95553 | CA | CAMX | 716 | 168.6667
[13 empty] | 95554 | 95554 | CA | CAMX | 716 | 168.6667
[13 empty] | 95555 | 95555 | CA | CAMX | 716 | 168.6667
[13 empty] | 95556 | 95556 | CA | CAMX | 716 | 168.6667
[13 empty] | 95558 | 95558 | CA | CAMX | 716 | 168.6667
[13 empty] | 95559 | 95559 | CA | CAMX | 716 | 168.6667
[13 empty] | 95560 | 95560 | CA | CAMX | 716 | 168.6667
[13 empty] | 95562 | 95562 | CA | CAMX | 716 | 168.6667
[13 empty] | 95563 | 95563 | CA | CAMX | 716 | 168.6667
[13 empty] | 95564 | 95564 | CA | CAMX | 716 | 168.6667
[13 empty] | 95565 | 95565 | CA | CAMX | 716 | 168.6667
[13 empty] | 95567 | 95567 | CA | NWPP | 716 | 168.6667
[13 empty] | 95568 | 95568 | CA | NWPP | 716 | 168.6667
[13 empty] | 95569 | 95569 | CA | CAMX | 716 | 168.6667
[13 empty] | 95570 | 95570 | CA | CAMX | 716 | 168.6667
[13 empty] | 95571 | 95571 | CA | CAMX | 716 | 168.6667
[13 empty] | 95573 | 95573 | CA | CAMX | 716 | 168.6667
[13 empty] | 95585 | 95585 | CA | CAMX | 716 | 168.6667
[13 empty] | 95587 | 95587 | CA | CAMX | 716 | 168.6667
[13 empty] | 95589 | 95589 | CA | CAMX | 716 | 168.6667
[13 empty] | 95595 | 95595 | CA | CAMX | 716 | 168.6667
[13 empty] | 95601 | 95601 | CA | CAMX | 716 | 168.6667
[13 empty] | 95602 | 95602 | CA | CAMX | 716 | 168.6667
[13 empty] | 95603 | 95603 | CA | CAMX | 716 | 168.6667
[13 empty] | 95604 | 95604 | CA | CAMX | 716 | 168.6667
[13 empty] | 95605 | 95605 | CA | CAMX | 716 | 168.6667
[13 empty] | 95606 | 95606 | CA | CAMX | 716 | 168.6667
[13 empty] | 95607 | 95607 | CA | CAMX | 716 | 168.6667
[13 empty] | 95608 | 95608 | CA | CAMX | 716 | 168.6667
[13 empty] | 95609 | 95609 | CA | CAMX | 716 | 168.6667
[13 empty] | 95610 | 95610 | CA | CAMX | 716 | 168.6667
[13 empty] | 95611 | 95611 | CA | CAMX | 716 | 168.6667
[13 empty] | 95612 | 95612 | CA | CAMX | 716 | 168.6667
[13 empty] | 95613 | 95613 | CA | CAMX | 716 | 168.6667
[13 empty] | 95614 | 95614 | CA | CAMX | 716 | 168.6667
[13 empty] | 95615 | 95615 | CA | CAMX | 716 | 168.6667
[13 empty] | 95616 | 95616 | CA | CAMX | 716 | 168.6667
[13 empty] | 95617 | 95617 | CA | CAMX | 716 | 168.6667
[13 empty] | 95618 | 95618 | CA | CAMX | 716 | 168.6667
[13 empty] | 95619 | 95619 | CA | CAMX | 716 | 168.6667
[13 empty] | 95620 | 95620 | CA | CAMX | 716 | 168.6667
[13 empty] | 95621 | 95621 | CA | CAMX | 716 | 168.6667
[13 empty] | 95623 | 95623 | CA | CAMX | 716 | 168.6667
[13 empty] | 95624 | 95624 | CA | CAMX | 716 | 168.6667
[13 empty] | 95625 | 95625 | CA | CAMX | 716 | 168.6667
[13 empty] | 95626 | 95626 | CA | CAMX | 716 | 168.6667
[13 empty] | 95627 | 95627 | CA | CAMX | 716 | 168.6667
[13 empty] | 95628 | 95628 | CA | CAMX | 716 | 168.6667
[13 empty] | 95629 | 95629 | CA | CAMX | 716 | 168.6667
[13 empty] | 95630 | 95630 | CA | CAMX | 716 | 168.6667
[13 empty] | 95631 | 95631 | CA | CAMX | 716 | 168.6667
[13 empty] | 95632 | 95632 | CA | CAMX | 716 | 168.6667
[13 empty] | 95633 | 95633 | CA | CAMX | 716 | 168.6667
[13 empty] | 95634 | 95634 | CA | CAMX | 716 | 168.6667
[13 empty] | 95635 | 95635 | CA | CAMX | 716 | 168.6667
[13 empty] | 95636 | 95636 | CA | CAMX | 716 | 168.6667
[13 empty] | 95637 | 95637 | CA | CAMX | 716 | 168.6667
[13 empty] | 95638 | 95638 | CA | CAMX | 716 | 168.6667
[13 empty] | 95639 | 95639 | CA | CAMX | 716 | 168.6667
[13 empty] | 95640 | 95640 | CA | CAMX | 716 | 168.6667
[13 empty] | 95641 | 95641 | CA | CAMX | 716 | 168.6667
[13 empty] | 95642 | 95642 | CA | CAMX | 716 | 168.6667
[13 empty] | 95644 | 95644 | CA | CAMX | 716 | 168.6667
[13 empty] | 95645 | 95645 | CA | CAMX | 716 | 168.6667
[13 empty] | 95646 | 95646 | CA | CAMX | 716 | 168.6667
[13 empty] | 95648 | 95648 | CA | CAMX | 716 | 168.6667
[13 empty] | 95650 | 95650 | CA | CAMX | 716 | 168.6667
[13 empty] | 95651 | 95651 | CA | CAMX | 716 | 168.6667
[13 empty] | 95652 | 95652 | CA | CAMX | 716 | 168.6667
[13 empty] | 95653 | 95653 | CA | CAMX | 716 | 168.6667
[13 empty] | 95654 | 95654 | CA | CAMX | 716 | 168.6667
[13 empty] | 95655 | 95655 | CA | CAMX | 716 | 168.6667
[13 empty] | 95656 | 95656 | CA | CAMX | 716 | 168.6667
[13 empty] | 95658 | 95658 | CA | CAMX | 716 | 168.6667
[13 empty] | 95659 | 95659 | CA | CAMX | 716 | 168.6667
[13 empty] | 95660 | 95660 | CA | CAMX | 716 | 168.6667
[13 empty] | 95661 | 95661 | CA | CAMX | 716 | 168.6667
[13 empty] | 95662 | 95662 | CA | CAMX | 716 | 168.6667
[13 empty] | 95663 | 95663 | CA | CAMX | 716 | 168.6667
[13 empty] | 95664 | 95664 | CA | CAMX | 716 | 168.6667
[13 empty] | 95665 | 95665 | CA | CAMX | 716 | 168.6667
[13 empty] | 95666 | 95666 | CA | CAMX | 716 | 168.6667
[13 empty] | 95667 | 95667 | CA | CAMX | 716 | 168.6667
[13 empty] | 95668 | 95668 | CA | CAMX | 716 | 168.6667
[13 empty] | 95669 | 95669 | CA | CAMX | 716 | 168.6667
[13 empty] | 95670 | 95670 | CA | CAMX | 716 | 168.6667
[13 empty] | 95671 | 95671 | CA | CAMX | 716 | 168.6667
[13 empty] | 95672 | 95672 | CA | CAMX | 716 | 168.6667
[13 empty] | 95673 | 95673 | CA | CAMX | 716 | 168.6667
[13 empty] | 95674 | 95674 | CA | CAMX | 716 | 168.6667
[13 empty] | 95675 | 95675 | CA | CAMX | 716 | 168.6667
[13 empty] | 95676 | 95676 | CA | CAMX | 716 | 168.6667
[13 empty] | 95677 | 95677 | CA | CAMX | 716 | 168.6667
[13 empty] | 95678 | 95678 | CA | CAMX | 716 | 168.6667
[13 empty] | 95679 | 95679 | CA | CAMX | 716 | 168.6667
[13 empty] | 95680 | 95680 | CA | CAMX | 716 | 168.6667
[13 empty] | 95681 | 95681 | CA | CAMX | 716 | 168.6667
[13 empty] | 95682 | 95682 | CA | CAMX | 716 | 168.6667
[13 empty] | 95683 | 95683 | CA | CAMX | 716 | 168.6667
[13 empty] | 95684 | 95684 | CA | CAMX | 716 | 168.6667
[13 empty] | 95685 | 95685 | CA | CAMX | 716 | 168.6667
[13 empty] | 95686 | 95686 | CA | CAMX | 716 | 168.6667
[13 empty] | 95687 | 95687 | CA | CAMX | 716 | 168.6667
[13 empty] | 95688 | 95688 | CA | CAMX | 716 | 168.6667
[13 empty] | 95689 | 95689 | CA | CAMX | 716 | 168.6667
[13 empty] | 95690 | 95690 | CA | CAMX | 716 | 168.6667
[13 empty] | 95691 | 95691 | CA | CAMX | 716 | 168.6667
[13 empty] | 95692 | 95692 | CA | CAMX | 716 | 168.6667
[13 empty] | 95693 | 95693 | CA | CAMX | 716 | 168.6667
[13 empty] | 95694 | 95694 | CA | CAMX | 716 | 168.6667
[13 empty] | 95695 | 95695 | CA | CAMX | 716 | 168.6667
[13 empty] | 95696 | 95696 | CA | CAMX | 716 | 168.6667
[13 empty] | 95697 | 95697 | CA | CAMX | 716 | 168.6667
[13 empty] | 95698 | 95698 | CA | CAMX | 716 | 168.6667
[13 empty] | 95699 | 95699 | CA | CAMX | 716 | 168.6667
[13 empty] | 95701 | 95701 | CA | CAMX | 716 | 168.6667
[13 empty] | 95703 | 95703 | CA | CAMX | 716 | 168.6667
[13 empty] | 95709 | 95709 | CA | CAMX | 716 | 168.6667
[13 empty] | 95712 | 95712 | CA | CAMX | 716 | 168.6667
[13 empty] | 95713 | 95713 | CA | CAMX | 716 | 168.6667
[13 empty] | 95714 | 95714 | CA | CAMX | 716 | 168.6667
[13 empty] | 95715 | 95715 | CA | CAMX | 716 | 168.6667
[13 empty] | 95717 | 95717 | CA | CAMX | 716 | 168.6667
[13 empty] | 95720 | 95720 | CA | CAMX | 716 | 168.6667
[13 empty] | 95721 | 95721 | CA | CAMX | 716 | 168.6667
[13 empty] | 95722 | 95722 | CA | CAMX | 716 | 168.6667
[13 empty] | 95724 | 95724 | CA | CAMX | 716 | 168.6667
[13 empty] | 95726 | 95726 | CA | CAMX | 716 | 168.6667
[13 empty] | 95728 | 95728 | CA | CAMX | 716 | 168.6667
[13 empty] | 95735 | 95735 | CA | CAMX | 716 | 168.6667
[13 empty] | 95736 | 95736 | CA | CAMX | 716 | 168.6667
[13 empty] | 95741 | 95741 | CA | CAMX | 716 | 168.6667
[13 empty] | 95742 | 95742 | CA | CAMX | 716 | 168.6667
[13 empty] | 95746 | 95746 | CA | CAMX | 716 | 168.6667
[13 empty] | 95747 | 95747 | CA | CAMX | 716 | 168.6667
[13 empty] | 95757 | 95757 | CA | CAMX | 716 | 168.6667
[13 empty] | 95758 | 95758 | CA | CAMX | 716 | 168.6667
[13 empty] | 95759 | 95759 | CA | CAMX | 716 | 168.6667
[13 empty] | 95762 | 95762 | CA | CAMX | 716 | 168.6667
[13 empty] | 95763 | 95763 | CA | CAMX | 716 | 168.6667
[13 empty] | 95765 | 95765 | CA | CAMX | 716 | 168.6667
[13 empty] | 95776 | 95776 | CA | CAMX | 716 | 168.6667
[13 empty] | 95798 | 95798 | CA | CAMX | 716 | 168.6667
[13 empty] | 95799 | 95799 | CA | CAMX | 716 | 168.6667
[13 empty] | 95811 | 95811 | CA | CAMX | 860 | 489.3333
[13 empty] | 95812 | 95812 | CA | CAMX | 860 | 489.3333
[13 empty] | 95813 | 95813 | CA | CAMX | 860 | 489.3333
[13 empty] | 95814 | 95814 | CA | CAMX | 860 | 489.3333
[13 empty] | 95815 | 95815 | CA | CAMX | 860 | 489.3333
[13 empty] | 95816 | 95816 | CA | CAMX | 860 | 489.3333
[13 empty] | 95817 | 95817 | CA | CAMX | 860 | 489.3333
[13 empty] | 95818 | 95818 | CA | CAMX | 860 | 489.3333
[13 empty] | 95819 | 95819 | CA | CAMX | 860 | 489.3333
[13 empty] | 95820 | 95820 | CA | CAMX | 860 | 489.3333
[13 empty] | 95821 | 95821 | CA | CAMX | 860 | 489.3333
[13 empty] | 95822 | 95822 | CA | CAMX | 860 | 489.3333
[13 empty] | 95823 | 95823 | CA | CAMX | 860 | 489.3333
[13 empty] | 95824 | 95824 | CA | CAMX | 860 | 489.3333
[13 empty] | 95825 | 95825 | CA | CAMX | 860 | 489.3333
[13 empty] | 95826 | 95826 | CA | CAMX | 860 | 489.3333
[13 empty] | 95827 | 95827 | CA | CAMX | 860 | 489.3333
[13 empty] | 95828 | 95828 | CA | CAMX | 860 | 489.3333
[13 empty] | 95829 | 95829 | CA | CAMX | 860 | 489.3333
[13 empty] | 95830 | 95830 | CA | CAMX | 860 | 489.3333
[13 empty] | 95831 | 95831 | CA | CAMX | 860 | 489.3333
[13 empty] | 95832 | 95832 | CA | CAMX | 860 | 489.3333
[13 empty] | 95833 | 95833 | CA | CAMX | 860 | 489.3333
[13 empty] | 95834 | 95834 | CA | CAMX | 860 | 489.3333
[13 empty] | 95835 | 95835 | CA | CAMX | 860 | 489.3333
[13 empty] | 95836 | 95836 | CA | CAMX | 860 | 489.3333
[13 empty] | 95837 | 95837 | CA | CAMX | 860 | 489.3333
[13 empty] | 95838 | 95838 | CA | CAMX | 860 | 489.3333
[13 empty] | 95840 | 95840 | CA | CAMX | 860 | 489.3333
[13 empty] | 95841 | 95841 | CA | CAMX | 860 | 489.3333
[13 empty] | 95842 | 95842 | CA | CAMX | 860 | 489.3333
[13 empty] | 95843 | 95843 | CA | CAMX | 860 | 489.3333
[13 empty] | 95851 | 95851 | CA | CAMX | 860 | 489.3333
[13 empty] | 95852 | 95852 | CA | CAMX | 860 | 489.3333
[13 empty] | 95853 | 95853 | CA | CAMX | 860 | 489.3333
[13 empty] | 95860 | 95860 | CA | CAMX | 860 | 489.3333
[13 empty] | 95864 | 95864 | CA | CAMX | 860 | 489.3333
[13 empty] | 95865 | 95865 | CA | CAMX | 860 | 489.3333
[13 empty] | 95866 | 95866 | CA | CAMX | 860 | 489.3333
[13 empty] | 95867 | 95867 | CA | CAMX | 860 | 489.3333
[13 empty] | 95887 | 95887 | CA | CAMX | 860 | 489.3333
[13 empty] | 95894 | 95894 | CA | CAMX | 860 | 489.3333
[13 empty] | 95899 | 95899 | CA | CAMX | 860 | 489.3333
[13 empty] | 95901 | 95901 | CA | CAMX | 860 | 489.3333
[13 empty] | 95903 | 95903 | CA | CAMX | 860 | 489.3333
[13 empty] | 95910 | 95910 | CA | CAMX | 860 | 489.3333
[13 empty] | 95912 | 95912 | CA | CAMX | 860 | 489.3333
[13 empty] | 95913 | 95913 | CA | CAMX | 860 | 489.3333
[13 empty] | 95914 | 95914 | CA | CAMX | 860 | 489.3333
[13 empty] | 95915 | 95915 | CA | CAMX | 860 | 489.3333
[13 empty] | 95916 | 95916 | CA | CAMX | 860 | 489.3333
[13 empty] | 95917 | 95917 | CA | CAMX | 860 | 489.3333
[13 empty] | 95918 | 95918 | CA | CAMX | 860 | 489.3333
[13 empty] | 95919 | 95919 | CA | CAMX | 860 | 489.3333
[13 empty] | 95920 | 95920 | CA | CAMX | 860 | 489.3333
[13 empty] | 95922 | 95922 | CA | CAMX | 860 | 489.3333
[13 empty] | 95923 | 95923 | CA | CAMX | 860 | 489.3333
[13 empty] | 95924 | 95924 | CA | CAMX | 860 | 489.3333
[13 empty] | 95925 | 95925 | CA | CAMX | 860 | 489.3333
[13 empty] | 95926 | 95926 | CA | CAMX | 860 | 489.3333
[13 empty] | 95927 | 95927 | CA | CAMX | 860 | 489.3333
[13 empty] | 95928 | 95928 | CA | CAMX | 860 | 489.3333
[13 empty] | 95929 | 95929 | CA | CAMX | 860 | 489.3333
[13 empty] | 95930 | 95930 | CA | CAMX | 860 | 489.3333
[13 empty] | 95932 | 95932 | CA | CAMX | 860 | 489.3333
[13 empty] | 95934 | 95934 | CA | CAMX | 860 | 489.3333
[13 empty] | 95935 | 95935 | CA | CAMX | 860 | 489.3333
[13 empty] | 95936 | 95936 | CA | CAMX | 860 | 489.3333
[13 empty] | 95937 | 95937 | CA | CAMX | 860 | 489.3333
[13 empty] | 95938 | 95938 | CA | CAMX | 860 | 489.3333
[13 empty] | 95939 | 95939 | CA | CAMX | 860 | 489.3333
[13 empty] | 95940 | 95940 | CA | CAMX | 860 | 489.3333
[13 empty] | 95941 | 95941 | CA | CAMX | 860 | 489.3333
[13 empty] | 95942 | 95942 | CA | CAMX | 860 | 489.3333
[13 empty] | 95943 | 95943 | CA | CAMX | 860 | 489.3333
[13 empty] | 95944 | 95944 | CA | CAMX | 860 | 489.3333
[13 empty] | 95945 | 95945 | CA | CAMX | 860 | 489.3333
[13 empty] | 95946 | 95946 | CA | CAMX | 860 | 489.3333
[13 empty] | 95947 | 95947 | CA | CAMX | 860 | 489.3333
[13 empty] | 95948 | 95948 | CA | CAMX | 860 | 489.3333
[13 empty] | 95949 | 95949 | CA | CAMX | 860 | 489.3333
[13 empty] | 95950 | 95950 | CA | CAMX | 860 | 489.3333
[13 empty] | 95951 | 95951 | CA | CAMX | 860 | 489.3333
[13 empty] | 95953 | 95953 | CA | CAMX | 860 | 489.3333
[13 empty] | 95954 | 95954 | CA | CAMX | 860 | 489.3333
[13 empty] | 95955 | 95955 | CA | CAMX | 860 | 489.3333
[13 empty] | 95956 | 95956 | CA | CAMX | 860 | 489.3333
[13 empty] | 95957 | 95957 | CA | CAMX | 860 | 489.3333
[13 empty] | 95958 | 95958 | CA | CAMX | 860 | 489.3333
[13 empty] | 95959 | 95959 | CA | CAMX | 860 | 489.3333
[13 empty] | 95960 | 95960 | CA | CAMX | 860 | 489.3333
[13 empty] | 95961 | 95961 | CA | CAMX | 860 | 489.3333
[13 empty] | 95962 | 95962 | CA | CAMX | 860 | 489.3333
[13 empty] | 95963 | 95963 | CA | CAMX | 860 | 489.3333
[13 empty] | 95965 | 95965 | CA | CAMX | 860 | 489.3333
[13 empty] | 95966 | 95966 | CA | CAMX | 860 | 489.3333
[13 empty] | 95967 | 95967 | CA | CAMX | 860 | 489.3333
[13 empty] | 95968 | 95968 | CA | CAMX | 860 | 489.3333
[13 empty] | 95969 | 95969 | CA | CAMX | 860 | 489.3333
[13 empty] | 95970 | 95970 | CA | CAMX | 860 | 489.3333
[13 empty] | 95971 | 95971 | CA | CAMX | 860 | 489.3333
[13 empty] | 95972 | 95972 | CA | CAMX | 860 | 489.3333
[13 empty] | 95973 | 95973 | CA | CAMX | 860 | 489.3333
[13 empty] | 95974 | 95974 | CA | CAMX | 860 | 489.3333
[13 empty] | 95975 | 95975 | CA | CAMX | 860 | 489.3333
[13 empty] | 95976 | 95976 | CA | CAMX | 860 | 489.3333
[13 empty] | 95977 | 95977 | CA | CAMX | 860 | 489.3333
[13 empty] | 95978 | 95978 | CA | CAMX | 860 | 489.3333
[13 empty] | 95979 | 95979 | CA | CAMX | 860 | 489.3333
[13 empty] | 95980 | 95980 | CA | CAMX | 860 | 489.3333
[13 empty] | 95981 | 95981 | CA | CAMX | 860 | 489.3333
[13 empty] | 95982 | 95982 | CA | CAMX | 860 | 489.3333
[13 empty] | 95983 | 95983 | CA | CAMX | 860 | 489.3333
[13 empty] | 95984 | 95984 | CA | CAMX | 860 | 489.3333
[13 empty] | 95986 | 95986 | CA | CAMX | 860 | 489.3333
[13 empty] | 95987 | 95987 | CA | CAMX | 860 | 489.3333
[13 empty] | 95988 | 95988 | CA | CAMX | 860 | 489.3333
[13 empty] | 95991 | 95991 | CA | CAMX | 860 | 489.3333
[13 empty] | 95992 | 95992 | CA | CAMX | 860 | 489.3333
[13 empty] | 95993 | 95993 | CA | CAMX | 860 | 489.3333
[13 empty] | 96001 | 96001 | CA | CAMX | 860 | 489.3333
[13 empty] | 96002 | 96002 | CA | CAMX | 860 | 489.3333
[13 empty] | 96003 | 96003 | CA | CAMX | 860 | 489.3333
[13 empty] | 96006 | 96006 | CA | NWPP | 860 | 489.3333
[13 empty] | 96007 | 96007 | CA | CAMX | 860 | 489.3333
[13 empty] | 96008 | 96008 | CA | CAMX | 860 | 489.3333
[13 empty] | 96009 | 96009 | CA | CAMX | 860 | 489.3333
[13 empty] | 96010 | 96010 | CA | CAMX | 860 | 489.3333
[13 empty] | 96011 | 96011 | CA | CAMX | 860 | 489.3333
[13 empty] | 96013 | 96013 | CA | CAMX | 860 | 489.3333
[13 empty] | 96014 | 96014 | CA | NWPP | 860 | 489.3333
[13 empty] | 96015 | 96015 | CA | NWPP | 860 | 489.3333
[13 empty] | 96016 | 96016 | CA | CAMX | 860 | 489.3333
[13 empty] | 96017 | 96017 | CA | NWPP | 860 | 489.3333
[13 empty] | 96019 | 96019 | CA | CAMX | 860 | 489.3333
[13 empty] | 96020 | 96020 | CA | CAMX | 860 | 489.3333
[13 empty] | 96021 | 96021 | CA | CAMX | 860 | 489.3333
[13 empty] | 96022 | 96022 | CA | CAMX | 860 | 489.3333
[13 empty] | 96023 | 96023 | CA | NWPP | 860 | 489.3333
[13 empty] | 96024 | 96024 | CA | CAMX | 860 | 489.3333
[13 empty] | 96025 | 96025 | CA | NWPP | 860 | 489.3333
[13 empty] | 96027 | 96027 | CA | NWPP | 860 | 489.3333
[13 empty] | 96028 | 96028 | CA | CAMX | 860 | 489.3333
[13 empty] | 96029 | 96029 | CA | CAMX | 860 | 489.3333
[13 empty] | 96031 | 96031 | CA | NWPP | 860 | 489.3333
[13 empty] | 96032 | 96032 | CA | NWPP | 860 | 489.3333
[13 empty] | 96033 | 96033 | CA | CAMX | 860 | 489.3333
[13 empty] | 96034 | 96034 | CA | NWPP | 860 | 489.3333
[13 empty] | 96035 | 96035 | CA | CAMX | 860 | 489.3333
[13 empty] | 96037 | 96037 | CA | NWPP | 860 | 489.3333
[13 empty] | 96038 | 96038 | CA | NWPP | 860 | 489.3333
[13 empty] | 96039 | 96039 | CA | NWPP | 860 | 489.3333
[13 empty] | 96040 | 96040 | CA | CAMX | 860 | 489.3333
[13 empty] | 96041 | 96041 | CA | CAMX | 860 | 489.3333
[13 empty] | 96044 | 96044 | CA | NWPP | 860 | 489.3333
[13 empty] | 96046 | 96046 | CA | CAMX | 860 | 489.3333
[13 empty] | 96047 | 96047 | CA | CAMX | 860 | 489.3333
[13 empty] | 96048 | 96048 | CA | CAMX | 860 | 489.3333
[13 empty] | 96049 | 96049 | CA | CAMX | 860 | 489.3333
[13 empty] | 96050 | 96050 | CA | NWPP | 860 | 489.3333
[13 empty] | 96051 | 96051 | CA | NWPP | 860 | 489.3333
[13 empty] | 96052 | 96052 | CA | CAMX | 860 | 489.3333
[13 empty] | 96054 | 96054 | CA | NWPP | 860 | 489.3333
[13 empty] | 96055 | 96055 | CA | CAMX | 860 | 489.3333
[13 empty] | 96056 | 96056 | CA | CAMX | 860 | 489.3333
[13 empty] | 96057 | 96057 | CA | NWPP | 860 | 489.3333
[13 empty] | 96058 | 96058 | CA | NWPP | 860 | 489.3333
[13 empty] | 96059 | 96059 | CA | CAMX | 860 | 489.3333
[13 empty] | 96061 | 96061 | CA | CAMX | 860 | 489.3333
[13 empty] | 96062 | 96062 | CA | CAMX | 860 | 489.3333
[13 empty] | 96063 | 96063 | CA | CAMX | 860 | 489.3333
[13 empty] | 96064 | 96064 | CA | NWPP | 860 | 489.3333
[13 empty] | 96065 | 96065 | CA | CAMX | 860 | 489.3333
[13 empty] | 96067 | 96067 | CA | NWPP | 860 | 489.3333
[13 empty] | 96068 | 96068 | CA | CAMX | 860 | 489.3333
[13 empty] | 96069 | 96069 | CA | CAMX | 860 | 489.3333
[13 empty] | 96070 | 96070 | CA | CAMX | 860 | 489.3333
[13 empty] | 96071 | 96071 | CA | CAMX | 860 | 489.3333
[13 empty] | 96073 | 96073 | CA | CAMX | 860 | 489.3333
[13 empty] | 96074 | 96074 | CA | CAMX | 860 | 489.3333
[13 empty] | 96075 | 96075 | CA | CAMX | 860 | 489.3333
[13 empty] | 96076 | 96076 | CA | CAMX | 860 | 489.3333
[13 empty] | 96078 | 96078 | CA | CAMX | 860 | 489.3333
[13 empty] | 96079 | 96079 | CA | CAMX | 860 | 489.3333
[13 empty] | 96080 | 96080 | CA | CAMX | 860 | 489.3333
[13 empty] | 96084 | 96084 | CA | CAMX | 860 | 489.3333
[13 empty] | 96085 | 96085 | CA | NWPP | 860 | 489.3333
[13 empty] | 96086 | 96086 | CA | NWPP | 860 | 489.3333
[13 empty] | 96087 | 96087 | CA | CAMX | 860 | 489.3333
[13 empty] | 96088 | 96088 | CA | CAMX | 860 | 489.3333
[13 empty] | 96089 | 96089 | CA | CAMX | 860 | 489.3333
[13 empty] | 96090 | 96090 | CA | CAMX | 860 | 489.3333
[13 empty] | 96091 | 96091 | CA | CAMX | 860 | 489.3333
[13 empty] | 96092 | 96092 | CA | CAMX | 860 | 489.3333
[13 empty] | 96093 | 96093 | CA | CAMX | 860 | 489.3333
[13 empty] | 96094 | 96094 | CA | NWPP | 860 | 489.3333
[13 empty] | 96095 | 96095 | CA | CAMX | 860 | 489.3333
[13 empty] | 96096 | 96096 | CA | CAMX | 860 | 489.3333
[13 empty] | 96097 | 96097 | CA | NWPP | 860 | 489.3333
[13 empty] | 96099 | 96099 | CA | CAMX | 860 | 489.3333
[13 empty] | 96101 | 96101 | CA | NWPP | 860 | 489.3333
[13 empty] | 96103 | 96103 | CA | CAMX | 860 | 489.3333
[13 empty] | 96104 | 96104 | CA | NWPP | 860 | 489.3333
[13 empty] | 96105 | 96105 | CA | CAMX | 860 | 489.3333
[13 empty] | 96106 | 96106 | CA | CAMX | 860 | 489.3333
[13 empty] | 96107 | 96107 | CA | CAMX | 860 | 489.3333
[13 empty] | 96108 | 96108 | CA | NWPP | 860 | 489.3333
[13 empty] | 96109 | 96109 | CA | CAMX | 860 | 489.3333
[13 empty] | 96110 | 96110 | CA | NWPP | 860 | 489.3333
[13 empty] | 96111 | 96111 | CA | NWPP | 860 | 489.3333
[13 empty] | 96112 | 96112 | CA | NWPP | 860 | 489.3333
[13 empty] | 96113 | 96113 | CA | CAMX | 860 | 489.3333
[13 empty] | 96114 | 96114 | CA | CAMX | 860 | 489.3333
[13 empty] | 96115 | 96115 | CA | NWPP | 860 | 489.3333
[13 empty] | 96116 | 96116 | CA | NWPP | 860 | 489.3333
[13 empty] | 96117 | 96117 | CA | CAMX | 860 | 489.3333
[13 empty] | 96118 | 96118 | CA | CAMX | 860 | 489.3333
[13 empty] | 96119 | 96119 | CA | NWPP | 860 | 489.3333
[13 empty] | 96120 | 96120 | CA | CAMX | 860 | 489.3333
[13 empty] | 96121 | 96121 | CA | CAMX | 860 | 489.3333
[13 empty] | 96122 | 96122 | CA | CAMX | 860 | 489.3333
[13 empty] | 96123 | 96123 | CA | NWPP | 860 | 489.3333
[13 empty] | 96124 | 96124 | CA | CAMX | 860 | 489.3333
[13 empty] | 96125 | 96125 | CA | CAMX | 860 | 489.3333
[13 empty] | 96126 | 96126 | CA | CAMX | 860 | 489.3333
[13 empty] | 96127 | 96127 | CA | CAMX | 860 | 489.3333
[13 empty] | 96128 | 96128 | CA | CAMX | 860 | 489.3333
[13 empty] | 96129 | 96129 | CA | CAMX | 860 | 489.3333
[13 empty] | 96130 | 96130 | CA | CAMX | 860 | 489.3333
[13 empty] | 96132 | 96132 | CA | NWPP | 860 | 489.3333
[13 empty] | 96133 | 96133 | CA | NWPP | 860 | 489.3333
[13 empty] | 96134 | 96134 | CA | NWPP | 860 | 489.3333
[13 empty] | 96135 | 96135 | CA | CAMX | 860 | 489.3333
[13 empty] | 96136 | 96136 | CA | CAMX | 860 | 489.3333
[13 empty] | 96137 | 96137 | CA | CAMX | 860 | 489.3333
[13 empty] | 96140 | 96140 | CA | NWPP | 860 | 489.3333
[13 empty] | 96141 | 96141 | CA | CAMX | 860 | 489.3333
[13 empty] | 96142 | 96142 | CA | NWPP | 860 | 489.3333
[13 empty] | 96143 | 96143 | CA | NWPP | 860 | 489.3333
[13 empty] | 96145 | 96145 | CA | CAMX | 860 | 489.3333
[13 empty] | 96146 | 96146 | CA | NWPP | 860 | 489.3333
[13 empty] | 96148 | 96148 | CA | NWPP | 860 | 489.3333
[13 empty] | 96150 | 96150 | CA | CAMX | 860 | 489.3333
[13 empty] | 96151 | 96151 | CA | NWPP | 860 | 489.3333
[13 empty] | 96152 | 96152 | CA | NWPP | 860 | 489.3333
[13 empty] | 96154 | 96154 | CA | NWPP | 860 | 489.3333
[13 empty] | 96155 | 96155 | CA | NWPP | 860 | 489.3333
[13 empty] | 96156 | 96156 | CA | NWPP | 860 | 489.3333
[13 empty] | 96157 | 96157 | CA | NWPP | 860 | 489.3333
[13 empty] | 96158 | 96158 | CA | NWPP | 860 | 489.3333
[13 empty] | 96160 | 96160 | CA | NWPP | 860 | 489.3333
[13 empty] | 96161 | 96161 | CA | CAMX | 860 | 489.3333
[13 empty] | 96162 | 96162 | CA | CAMX | 860 | 489.3333
[13 empty] | 96701 | 96701 | HI | HIOA | 860 | 489.3333
[13 empty] | 96703 | 96703 | HI | HIMS | 860 | 489.3333
[13 empty] | 96704 | 96704 | HI | HIMS | 860 | 489.3333
[13 empty] | 96705 | 96705 | HI | HIMS | 860 | 489.3333
[13 empty] | 96706 | 96706 | HI | HIOA | 860 | 489.3333
[13 empty] | 96707 | 96707 | HI | HIOA | 860 | 489.3333
[13 empty] | 96708 | 96708 | HI | HIMS | 860 | 489.3333
[13 empty] | 96709 | 96709 | HI | HIOA | 860 | 489.3333
[13 empty] | 96710 | 96710 | HI | HIMS | 860 | 489.3333
[13 empty] | 96712 | 96712 | HI | HIOA | 860 | 489.3333
[13 empty] | 96713 | 96713 | HI | HIMS | 860 | 489.3333
[13 empty] | 96714 | 96714 | HI | HIMS | 860 | 489.3333
[13 empty] | 96715 | 96715 | HI | HIMS | 860 | 489.3333
[13 empty] | 96716 | 96716 | HI | HIMS | 860 | 489.3333
[13 empty] | 96717 | 96717 | HI | HIOA | 860 | 489.3333
[13 empty] | 96718 | 96718 | HI | HIMS | 860 | 489.3333
[13 empty] | 96719 | 96719 | HI | HIMS | 860 | 489.3333
[13 empty] | 96720 | 96720 | HI | HIMS | 860 | 489.3333
[13 empty] | 96721 | 96721 | HI | HIMS | 860 | 489.3333
[13 empty] | 96722 | 96722 | HI | HIMS | 860 | 489.3333
[13 empty] | 96725 | 96725 | HI | HIMS | 860 | 489.3333
[13 empty] | 96726 | 96726 | HI | HIMS | 860 | 489.3333
[13 empty] | 96727 | 96727 | HI | HIMS | 860 | 489.3333
[13 empty] | 96728 | 96728 | HI | HIMS | 860 | 489.3333
[13 empty] | 96729 | 96729 | HI | HIMS | 860 | 489.3333
[13 empty] | 96730 | 96730 | HI | HIOA | 860 | 489.3333
[13 empty] | 96731 | 96731 | HI | HIOA | 860 | 489.3333
[13 empty] | 96732 | 96732 | HI | HIMS | 860 | 489.3333
[13 empty] | 96733 | 96733 | HI | HIMS | 860 | 489.3333
[13 empty] | 96734 | 96734 | HI | HIOA | 860 | 489.3333
[13 empty] | 96737 | 96737 | HI | HIMS | 860 | 489.3333
[13 empty] | 96738 | 96738 | HI | HIMS | 860 | 489.3333
[13 empty] | 96739 | 96739 | HI | HIMS | 860 | 489.3333
[13 empty] | 96740 | 96740 | HI | HIMS | 860 | 489.3333
[13 empty] | 96741 | 96741 | HI | HIMS | 860 | 489.3333
[13 empty] | 96742 | 96742 | HI | HIMS | 860 | 489.3333
[13 empty] | 96743 | 96743 | HI | HIMS | 860 | 489.3333
[13 empty] | 96744 | 96744 | HI | HIOA | 860 | 489.3333
[13 empty] | 96745 | 96745 | HI | HIMS | 860 | 489.3333
[13 empty] | 96746 | 96746 | HI | HIMS | 860 | 489.3333
[13 empty] | 96747 | 96747 | HI | HIMS | 860 | 489.3333
[13 empty] | 96748 | 96748 | HI | HIMS | 860 | 489.3333
[13 empty] | 96749 | 96749 | HI | HIMS | 860 | 489.3333
[13 empty] | 96750 | 96750 | HI | HIMS | 860 | 489.3333
[13 empty] | 96751 | 96751 | HI | HIMS | 860 | 489.3333
[13 empty] | 96752 | 96752 | HI | HIMS | 860 | 489.3333
[13 empty] | 96753 | 96753 | HI | HIMS | 860 | 489.3333
[13 empty] | 96754 | 96754 | HI | HIMS | 860 | 489.3333
[13 empty] | 96755 | 96755 | HI | HIMS | 860 | 489.3333
[13 empty] | 96756 | 96756 | HI | HIMS | 860 | 489.3333
[13 empty] | 96757 | 96757 | HI | HIMS | 860 | 489.3333
[13 empty] | 96759 | 96759 | HI | HIOA | 860 | 489.3333
[13 empty] | 96760 | 96760 | HI | HIMS | 860 | 489.3333
[13 empty] | 96761 | 96761 | HI | HIMS | 860 | 489.3333
[13 empty] | 96762 | 96762 | HI | HIOA | 860 | 489.3333
[13 empty] | 96763 | 96763 | HI | HIMS | 860 | 489.3333
[13 empty] | 96764 | 96764 | HI | HIMS | 860 | 489.3333
[13 empty] | 96765 | 96765 | HI | HIMS | 860 | 489.3333
[13 empty] | 96766 | 96766 | HI | HIMS | 860 | 489.3333
[13 empty] | 96767 | 96767 | HI | HIMS | 860 | 489.3333
[13 empty] | 96768 | 96768 | HI | HIMS | 860 | 489.3333
[13 empty] | 96769 | 96769 | HI | HIMS | 860 | 489.3333
[13 empty] | 96770 | 96770 | HI | HIMS | 860 | 489.3333
[13 empty] | 96771 | 96771 | HI | HIMS | 860 | 489.3333
[13 empty] | 96772 | 96772 | HI | HIMS | 860 | 489.3333
[13 empty] | 96773 | 96773 | HI | HIMS | 860 | 489.3333
[13 empty] | 96774 | 96774 | HI | HIMS | 860 | 489.3333
[13 empty] | 96776 | 96776 | HI | HIMS | 860 | 489.3333
[13 empty] | 96777 | 96777 | HI | HIMS | 860 | 489.3333
[13 empty] | 96778 | 96778 | HI | HIMS | 860 | 489.3333
[13 empty] | 96779 | 96779 | HI | HIMS | 860 | 489.3333
[13 empty] | 96780 | 96780 | HI | HIMS | 860 | 489.3333
[13 empty] | 96781 | 96781 | HI | HIMS | 860 | 489.3333
[13 empty] | 96782 | 96782 | HI | HIOA | 860 | 489.3333
[13 empty] | 96783 | 96783 | HI | HIMS | 860 | 489.3333
[13 empty] | 96784 | 96784 | HI | HIMS | 860 | 489.3333
[13 empty] | 96785 | 96785 | HI | HIMS | 860 | 489.3333
[13 empty] | 96786 | 96786 | HI | HIOA | 860 | 489.3333
[13 empty] | 96788 | 96788 | HI | HIMS | 860 | 489.3333
[13 empty] | 96789 | 96789 | HI | HIOA | 860 | 489.3333
[13 empty] | 96790 | 96790 | HI | HIMS | 860 | 489.3333
[13 empty] | 96791 | 96791 | HI | HIOA | 860 | 489.3333
[13 empty] | 96792 | 96792 | HI | HIOA | 860 | 489.3333
[13 empty] | 96793 | 96793 | HI | HIMS | 860 | 489.3333
[13 empty] | 96795 | 96795 | HI | HIOA | 860 | 489.3333
[13 empty] | 96796 | 96796 | HI | HIMS | 860 | 489.3333
[13 empty] | 96797 | 96797 | HI | HIOA | 860 | 489.3333
[13 empty] | 96801 | 96801 | HI | HIOA | 0 | 1279
[13 empty] | 96802 | 96802 | HI | HIOA | 0 | 1279
[13 empty] | 96803 | 96803 | HI | HIOA | 0 | 1279
[13 empty] | 96804 | 96804 | HI | HIOA | 0 | 1279
[13 empty] | 96805 | 96805 | HI | HIOA | 0 | 1279
[13 empty] | 96806 | 96806 | HI | HIOA | 0 | 1279
[13 empty] | 96807 | 96807 | HI | HIOA | 0 | 1279
[13 empty] | 96808 | 96808 | HI | HIOA | 0 | 1279
[13 empty] | 96809 | 96809 | HI | HIOA | 0 | 1279
[13 empty] | 96810 | 96810 | HI | HIOA | 0 | 1279
[13 empty] | 96811 | 96811 | HI | HIOA | 0 | 1279
[13 empty] | 96812 | 96812 | HI | HIOA | 0 | 1279
[13 empty] | 96813 | 96813 | HI | HIOA | 0 | 1279
[13 empty] | 96814 | 96814 | HI | HIOA | 0 | 1279
[13 empty] | 96815 | 96815 | HI | HIOA | 0 | 1279
[13 empty] | 96816 | 96816 | HI | HIOA | 0 | 1279
[13 empty] | 96817 | 96817 | HI | HIOA | 0 | 1279
[13 empty] | 96818 | 96818 | HI | HIOA | 0 | 1279
[13 empty] | 96819 | 96819 | HI | HIOA | 0 | 1279
[13 empty] | 96820 | 96820 | HI | HIOA | 0 | 1279
[13 empty] | 96821 | 96821 | HI | HIOA | 0 | 1279
[13 empty] | 96822 | 96822 | HI | HIOA | 0 | 1279
[13 empty] | 96823 | 96823 | HI | HIOA | 0 | 1279
[13 empty] | 96824 | 96824 | HI | HIOA | 0 | 1279
[13 empty] | 96825 | 96825 | HI | HIOA | 0 | 1279
[13 empty] | 96826 | 96826 | HI | HIOA | 0 | 1279
[13 empty] | 96827 | 96827 | HI | HIOA | 0 | 1279
[13 empty] | 96828 | 96828 | HI | HIOA | 0 | 1279
[13 empty] | 96830 | 96830 | HI | HIOA | 0 | 1279
[13 empty] | 96836 | 96836 | HI | HIOA | 0 | 1279
[13 empty] | 96837 | 96837 | HI | HIOA | 0 | 1279
[13 empty] | 96838 | 96838 | HI | HIOA | 0 | 1279
[13 empty] | 96839 | 96839 | HI | HIOA | 0 | 1279
[13 empty] | 96840 | 96840 | HI | HIOA | 0 | 1279
[13 empty] | 96841 | 96841 | HI | HIOA | 0 | 1279
[13 empty] | 96843 | 96843 | HI | HIOA | 0 | 1279
[13 empty] | 96844 | 96844 | HI | HIOA | 0 | 1279
[13 empty] | 96846 | 96846 | HI | HIOA | 0 | 1279
[13 empty] | 96847 | 96847 | HI | HIOA | 0 | 1279
[13 empty] | 96848 | 96848 | HI | HIOA | 0 | 1279
[13 empty] | 96849 | 96849 | HI | HIOA | 0 | 1279
[13 empty] | 96850 | 96850 | HI | HIOA | 0 | 1279
[13 empty] | 96853 | 96853 | HI | HIOA | 0 | 1279
[13 empty] | 96854 | 96854 | HI | HIOA | 0 | 1279
[13 empty] | 96857 | 96857 | HI | HIOA | 0 | 1279
[13 empty] | 96858 | 96858 | HI | HIOA | 0 | 1279
[13 empty] | 96859 | 96859 | HI | HIOA | 0 | 1279
[13 empty] | 96860 | 96860 | HI | HIOA | 0 | 1279
[13 empty] | 96861 | 96861 | HI | HIOA | 0 | 1279
[13 empty] | 96863 | 96863 | HI | HIOA | 0 | 1279
[13 empty] | 96898 | 96898 | HI | HIOA | 0 | 1279
[13 empty] | 97001 | 97001 | OR | NWPP | 0 | 1279
[13 empty] | 97002 | 97002 | OR | NWPP | 0 | 1279
[13 empty] | 97004 | 97004 | OR | NWPP | 0 | 1279
[13 empty] | 97005 | 97005 | OR | NWPP | 0 | 1279
[13 empty] | 97006 | 97006 | OR | NWPP | 0 | 1279
[13 empty] | 97007 | 97007 | OR | NWPP | 0 | 1279
[13 empty] | 97008 | 97008 | OR | NWPP | 0 | 1279
[13 empty] | 97009 | 97009 | OR | NWPP | 0 | 1279
[13 empty] | 97011 | 97011 | OR | NWPP | 0 | 1279
[13 empty] | 97013 | 97013 | OR | NWPP | 0 | 1279
[13 empty] | 97014 | 97014 | OR | NWPP | 0 | 1279
[13 empty] | 97015 | 97015 | OR | NWPP | 0 | 1279
[13 empty] | 97016 | 97016 | OR | NWPP | 0 | 1279
[13 empty] | 97017 | 97017 | OR | NWPP | 0 | 1279
[13 empty] | 97018 | 97018 | OR | NWPP | 0 | 1279
[13 empty] | 97019 | 97019 | OR | NWPP | 0 | 1279
[13 empty] | 97020 | 97020 | OR | NWPP | 0 | 1279
[13 empty] | 97021 | 97021 | OR | NWPP | 0 | 1279
[13 empty] | 97022 | 97022 | OR | NWPP | 0 | 1279
[13 empty] | 97023 | 97023 | OR | NWPP | 0 | 1279
[13 empty] | 97024 | 97024 | OR | NWPP | 0 | 1279
[13 empty] | 97026 | 97026 | OR | NWPP | 0 | 1279
[13 empty] | 97027 | 97027 | OR | NWPP | 0 | 1279
[13 empty] | 97028 | 97028 | OR | NWPP | 0 | 1279
[13 empty] | 97029 | 97029 | OR | NWPP | 0 | 1279
[13 empty] | 97030 | 97030 | OR | NWPP | 0 | 1279
[13 empty] | 97031 | 97031 | OR | NWPP | 0 | 1279
[13 empty] | 97032 | 97032 | OR | NWPP | 0 | 1279
[13 empty] | 97033 | 97033 | OR | NWPP | 0 | 1279
[13 empty] | 97034 | 97034 | OR | NWPP | 0 | 1279
[13 empty] | 97035 | 97035 | OR | NWPP | 0 | 1279
[13 empty] | 97036 | 97036 | OR | NWPP | 0 | 1279
[13 empty] | 97037 | 97037 | OR | NWPP | 0 | 1279
[13 empty] | 97038 | 97038 | OR | NWPP | 0 | 1279
[13 empty] | 97039 | 97039 | OR | NWPP | 0 | 1279
[13 empty] | 97040 | 97040 | OR | NWPP | 0 | 1279
[13 empty] | 97041 | 97041 | OR | NWPP | 0 | 1279
[13 empty] | 97042 | 97042 | OR | NWPP | 0 | 1279
[13 empty] | 97044 | 97044 | OR | NWPP | 0 | 1279
[13 empty] | 97045 | 97045 | OR | NWPP | 0 | 1279
[13 empty] | 97048 | 97048 | OR | NWPP | 0 | 1279
[13 empty] | 97049 | 97049 | OR | NWPP | 0 | 1279
[13 empty] | 97051 | 97051 | OR | NWPP | 0 | 1279
[13 empty] | 97053 | 97053 | OR | NWPP | 0 | 1279
[13 empty] | 97054 | 97054 | OR | NWPP | 0 | 1279
[13 empty] | 97055 | 97055 | OR | NWPP | 0 | 1279
[13 empty] | 97056 | 97056 | OR | NWPP | 0 | 1279
[13 empty] | 97057 | 97057 | OR | NWPP | 0 | 1279
[13 empty] | 97058 | 97058 | OR | NWPP | 0 | 1279
[13 empty] | 97060 | 97060 | OR | NWPP | 0 | 1279
[13 empty] | 97062 | 97062 | OR | NWPP | 0 | 1279
[13 empty] | 97063 | 97063 | OR | NWPP | 0 | 1279
[13 empty] | 97064 | 97064 | OR | NWPP | 0 | 1279
[13 empty] | 97065 | 97065 | OR | NWPP | 0 | 1279
[13 empty] | 97067 | 97067 | OR | NWPP | 0 | 1279
[13 empty] | 97068 | 97068 | OR | NWPP | 0 | 1279
[13 empty] | 97070 | 97070 | OR | NWPP | 0 | 1279
[13 empty] | 97071 | 97071 | OR | NWPP | 0 | 1279
[13 empty] | 97075 | 97075 | OR | NWPP | 0 | 1279
[13 empty] | 97076 | 97076 | OR | NWPP | 0 | 1279
[13 empty] | 97077 | 97077 | OR | NWPP | 0 | 1279
[13 empty] | 97080 | 97080 | OR | NWPP | 0 | 1279
[13 empty] | 97086 | 97086 | OR | NWPP | 1568.3333 | 189.3333
[13 empty] | 97089 | 97089 | OR | NWPP | 1568.3333 | 189.3333
[13 empty] | 97101 | 97101 | OR | NWPP | 1568.3333 | 189.3333
[13 empty] | 97102 | 97102 | OR | NWPP | 1568.3333 | 189.3333
[13 empty] | 97103 | 97103 | OR | NWPP | 1568.3333 | 189.3333
[13 empty] | 97106 | 97106 | OR | NWPP | 1568.3333 | 189.3333
[13 empty] | 97107 | 97107 | OR | NWPP | 1568.3333 | 189.3333
[13 empty] | 97108 | 97108 | OR | NWPP | 1568.3333 | 189.3333
[13 empty] | 97109 | 97109 | OR | NWPP | 1568.3333 | 189.3333
[13 empty] | 97110 | 97110 | OR | NWPP | 1568.3333 | 189.3333
[13 empty] | 97111 | 97111 | OR | NWPP | 1568.3333 | 189.3333
[13 empty] | 97112 | 97112 | OR | NWPP | 1568.3333 | 189.3333
[13 empty] | 97113 | 97113 | OR | NWPP | 1568.3333 | 189.3333
[13 empty] | 97114 | 97114 | OR | NWPP | 1568.3333 | 189.3333
[13 empty] | 97115 | 97115 | OR | NWPP | 1568.3333 | 189.3333
[13 empty] | 97116 | 97116 | OR | NWPP | 1568.3333 | 189.3333
[13 empty] | 97117 | 97117 | OR | NWPP | 1568.3333 | 189.3333
[13 empty] | 97118 | 97118 | OR | NWPP | 1568.3333 | 189.3333
[13 empty] | 97119 | 97119 | OR | NWPP | 1568.3333 | 189.3333
[13 empty] | 97121 | 97121 | OR | NWPP | 1568.3333 | 189.3333
[13 empty] | 97122 | 97122 | OR | NWPP | 1568.3333 | 189.3333
[13 empty] | 97123 | 97123 | OR | NWPP | 1568.3333 | 189.3333
[13 empty] | 97124 | 97124 | OR | NWPP | 1568.3333 | 189.3333
[13 empty] | 97125 | 97125 | OR | NWPP | 1568.3333 | 189.3333
[13 empty] | 97127 | 97127 | OR | NWPP | 1568.3333 | 189.3333
[13 empty] | 97128 | 97128 | OR | NWPP | 1568.3333 | 189.3333
[13 empty] | 97130 | 97130 | OR | NWPP | 1568.3333 | 189.3333
[13 empty] | 97131 | 97131 | OR | NWPP | 1568.3333 | 189.3333
[13 empty] | 97132 | 97132 | OR | NWPP | 1568.3333 | 189.3333
[13 empty] | 97133 | 97133 | OR | NWPP | 1568.3333 | 189.3333
[13 empty] | 97134 | 97134 | OR | NWPP | 1568.3333 | 189.3333
[13 empty] | 97135 | 97135 | OR | NWPP | 1568.3333 | 189.3333
[13 empty] | 97136 | 97136 | OR | NWPP | 1568.3333 | 189.3333
[13 empty] | 97137 | 97137 | OR | NWPP | 1568.3333 | 189.3333
[13 empty] | 97138 | 97138 | OR | NWPP | 1568.3333 | 189.3333
[13 empty] | 97140 | 97140 | OR | NWPP | 1568.3333 | 189.3333
[13 empty] | 97141 | 97141 | OR | NWPP | 1568.3333 | 189.3333
[13 empty] | 97143 | 97143 | OR | NWPP | 1568.3333 | 189.3333
[13 empty] | 97144 | 97144 | OR | NWPP | 1568.3333 | 189.3333
[13 empty] | 97145 | 97145 | OR | NWPP | 1568.3333 | 189.3333
[13 empty] | 97146 | 97146 | OR | NWPP | 1568.3333 | 189.3333
[13 empty] | 97147 | 97147 | OR | NWPP | 1568.3333 | 189.3333
[13 empty] | 97148 | 97148 | OR | NWPP | 1568.3333 | 189.3333
[13 empty] | 97149 | 97149 | OR | NWPP | 1568.3333 | 189.3333
[13 empty] | 97201 | 97201 | OR | NWPP | 1568.3333 | 189.3333
[13 empty] | 97202 | 97202 | OR | NWPP | 1568.3333 | 189.3333
[13 empty] | 97203 | 97203 | OR | NWPP | 1568.3333 | 189.3333
[13 empty] | 97204 | 97204 | OR | NWPP | 1568.3333 | 189.3333
[13 empty] | 97205 | 97205 | OR | NWPP | 1568.3333 | 189.3333
[13 empty] | 97206 | 97206 | OR | NWPP | 1568.3333 | 189.3333
[13 empty] | 97207 | 97207 | OR | NWPP | 1568.3333 | 189.3333
[13 empty] | 97208 | 97208 | OR | NWPP | 1568.3333 | 189.3333
[13 empty] | 97209 | 97209 | OR | NWPP | 1568.3333 | 189.3333
[13 empty] | 97210 | 97210 | OR | NWPP | 1568.3333 | 189.3333
[13 empty] | 97211 | 97211 | OR | NWPP | 1568.3333 | 189.3333
[13 empty] | 97212 | 97212 | OR | NWPP | 1568.3333 | 189.3333
[13 empty] | 97213 | 97213 | OR | NWPP | 1568.3333 | 189.3333
[13 empty] | 97214 | 97214 | OR | NWPP | 1568.3333 | 189.3333
[13 empty] | 97215 | 97215 | OR | NWPP | 1568.3333 | 189.3333
[13 empty] | 97216 | 97216 | OR | NWPP | 1568.3333 | 189.3333
[13 empty] | 97217 | 97217 | OR | NWPP | 1568.3333 | 189.3333
[13 empty] | 97218 | 97218 | OR | NWPP | 1568.3333 | 189.3333
[13 empty] | 97219 | 97219 | OR | NWPP | 1568.3333 | 189.3333
[13 empty] | 97220 | 97220 | OR | NWPP | 1568.3333 | 189.3333
[13 empty] | 97221 | 97221 | OR | NWPP | 1568.3333 | 189.3333
[13 empty] | 97222 | 97222 | OR | NWPP | 1568.3333 | 189.3333
[13 empty] | 97223 | 97223 | OR | NWPP | 1568.3333 | 189.3333
[13 empty] | 97224 | 97224 | OR | NWPP | 1568.3333 | 189.3333
[13 empty] | 97225 | 97225 | OR | NWPP | 1568.3333 | 189.3333
[13 empty] | 97227 | 97227 | OR | NWPP | 1568.3333 | 189.3333
[13 empty] | 97228 | 97228 | OR | NWPP | 1568.3333 | 189.3333
[13 empty] | 97229 | 97229 | OR | NWPP | 1568.3333 | 189.3333
[13 empty] | 97230 | 97230 | OR | NWPP | 1568.3333 | 189.3333
[13 empty] | 97231 | 97231 | OR | NWPP | 1568.3333 | 189.3333
[13 empty] | 97232 | 97232 | OR | NWPP | 1568.3333 | 189.3333
[13 empty] | 97233 | 97233 | OR | NWPP | 1568.3333 | 189.3333
[13 empty] | 97236 | 97236 | OR | NWPP | 1568.3333 | 189.3333
[13 empty] | 97238 | 97238 | OR | NWPP | 1568.3333 | 189.3333
[13 empty] | 97239 | 97239 | OR | NWPP | 1568.3333 | 189.3333
[13 empty] | 97240 | 97240 | OR | NWPP | 1568.3333 | 189.3333
[13 empty] | 97242 | 97242 | OR | NWPP | 1568.3333 | 189.3333
[13 empty] | 97256 | 97256 | OR | NWPP | 1568.3333 | 189.3333
[13 empty] | 97258 | 97258 | OR | NWPP | 1568.3333 | 189.3333
[13 empty] | 97266 | 97266 | OR | NWPP | 1568.3333 | 189.3333
[13 empty] | 97267 | 97267 | OR | NWPP | 1568.3333 | 189.3333
[13 empty] | 97268 | 97268 | OR | NWPP | 1568.3333 | 189.3333
[13 empty] | 97269 | 97269 | OR | NWPP | 1568.3333 | 189.3333
[13 empty] | 97280 | 97280 | OR | NWPP | 1568.3333 | 189.3333
[13 empty] | 97281 | 97281 | OR | NWPP | 1568.3333 | 189.3333
[13 empty] | 97282 | 97282 | OR | NWPP | 1568.3333 | 189.3333
[13 empty] | 97283 | 97283 | OR | NWPP | 1568.3333 | 189.3333
[13 empty] | 97286 | 97286 | OR | NWPP | 1568.3333 | 189.3333
[13 empty] | 97290 | 97290 | OR | NWPP | 1568.3333 | 189.3333
[13 empty] | 97291 | 97291 | OR | NWPP | 1568.3333 | 189.3333
[13 empty] | 97292 | 97292 | OR | NWPP | 1568.3333 | 189.3333
[13 empty] | 97293 | 97293 | OR | NWPP | 1568.3333 | 189.3333
[13 empty] | 97294 | 97294 | OR | NWPP | 1568.3333 | 189.3333
[13 empty] | 97296 | 97296 | OR | NWPP | 1568.3333 | 189.3333
[13 empty] | 97298 | 97298 | OR | NWPP | 1568.3333 | 189.3333
[13 empty] | 97299 | 97299 | OR | NWPP | 1568.3333 | 189.3333
[13 empty] | 97301 | 97301 | OR | NWPP | 1628.6667 | 222.6667
[13 empty] | 97302 | 97302 | OR | NWPP | 1628.6667 | 222.6667
[13 empty] | 97303 | 97303 | OR | NWPP | 1628.6667 | 222.6667
[13 empty] | 97304 | 97304 | OR | NWPP | 1628.6667 | 222.6667
[13 empty] | 97305 | 97305 | OR | NWPP | 1628.6667 | 222.6667
[13 empty] | 97306 | 97306 | OR | NWPP | 1628.6667 | 222.6667
[13 empty] | 97307 | 97307 | OR | NWPP | 1628.6667 | 222.6667
[13 empty] | 97308 | 97308 | OR | NWPP | 1628.6667 | 222.6667
[13 empty] | 97309 | 97309 | OR | NWPP | 1628.6667 | 222.6667
[13 empty] | 97310 | 97310 | OR | NWPP | 1628.6667 | 222.6667
[13 empty] | 97311 | 97311 | OR | NWPP | 1628.6667 | 222.6667
[13 empty] | 97312 | 97312 | OR | NWPP | 1628.6667 | 222.6667
[13 empty] | 97314 | 97314 | OR | NWPP | 1628.6667 | 222.6667
[13 empty] | 97317 | 97317 | OR | NWPP | 1628.6667 | 222.6667
[13 empty] | 97321 | 97321 | OR | NWPP | 1628.6667 | 222.6667
[13 empty] | 97322 | 97322 | OR | NWPP | 1628.6667 | 222.6667
[13 empty] | 97324 | 97324 | OR | NWPP | 1628.6667 | 222.6667
[13 empty] | 97325 | 97325 | OR | NWPP | 1628.6667 | 222.6667
[13 empty] | 97326 | 97326 | OR | NWPP | 1628.6667 | 222.6667
[13 empty] | 97327 | 97327 | OR | NWPP | 1628.6667 | 222.6667
[13 empty] | 97329 | 97329 | OR | NWPP | 1628.6667 | 222.6667
[13 empty] | 97330 | 97330 | OR | NWPP | 1628.6667 | 222.6667
[13 empty] | 97331 | 97331 | OR | NWPP | 1628.6667 | 222.6667
[13 empty] | 97333 | 97333 | OR | NWPP | 1628.6667 | 222.6667
[13 empty] | 97335 | 97335 | OR | NWPP | 1628.6667 | 222.6667
[13 empty] | 97336 | 97336 | OR | NWPP | 1628.6667 | 222.6667
[13 empty] | 97338 | 97338 | OR | NWPP | 1628.6667 | 222.6667
[13 empty] | 97339 | 97339 | OR | NWPP | 1628.6667 | 222.6667
[13 empty] | 97341 | 97341 | OR | NWPP | 1628.6667 | 222.6667
[13 empty] | 97342 | 97342 | OR | NWPP | 1628.6667 | 222.6667
[13 empty] | 97343 | 97343 | OR | NWPP | 1628.6667 | 222.6667
[13 empty] | 97344 | 97344 | OR | NWPP | 1628.6667 | 222.6667
[13 empty] | 97345 | 97345 | OR | NWPP | 1628.6667 | 222.6667
[13 empty] | 97346 | 97346 | OR | NWPP | 1628.6667 | 222.6667
[13 empty] | 97347 | 97347 | OR | NWPP | 1628.6667 | 222.6667
[13 empty] | 97348 | 97348 | OR | NWPP | 1628.6667 | 222.6667
[13 empty] | 97350 | 97350 | OR | NWPP | 1628.6667 | 222.6667
[13 empty] | 97351 | 97351 | OR | NWPP | 1628.6667 | 222.6667
[13 empty] | 97352 | 97352 | OR | NWPP | 1628.6667 | 222.6667
[13 empty] | 97355 | 97355 | OR | NWPP | 1628.6667 | 222.6667
[13 empty] | 97357 | 97357 | OR | NWPP | 1628.6667 | 222.6667
[13 empty] | 97358 | 97358 | OR | NWPP | 1628.6667 | 222.6667
[13 empty] | 97360 | 97360 | OR | NWPP | 1628.6667 | 222.6667
[13 empty] | 97361 | 97361 | OR | NWPP | 1628.6667 | 222.6667
[13 empty] | 97362 | 97362 | OR | NWPP | 1628.6667 | 222.6667
[13 empty] | 97364 | 97364 | OR | NWPP | 1628.6667 | 222.6667
[13 empty] | 97365 | 97365 | OR | NWPP | 1628.6667 | 222.6667
[13 empty] | 97366 | 97366 | OR | NWPP | 1628.6667 | 222.6667
[13 empty] | 97367 | 97367 | OR | NWPP | 1628.6667 | 222.6667
[13 empty] | 97368 | 97368 | OR | NWPP | 1628.6667 | 222.6667
[13 empty] | 97369 | 97369 | OR | NWPP | 1628.6667 | 222.6667
[13 empty] | 97370 | 97370 | OR | NWPP | 1628.6667 | 222.6667
[13 empty] | 97371 | 97371 | OR | NWPP | 1628.6667 | 222.6667
[13 empty] | 97373 | 97373 | OR | NWPP | 1628.6667 | 222.6667
[13 empty] | 97374 | 97374 | OR | NWPP | 1628.6667 | 222.6667
[13 empty] | 97375 | 97375 | OR | NWPP | 1628.6667 | 222.6667
[13 empty] | 97376 | 97376 | OR | NWPP | 1628.6667 | 222.6667
[13 empty] | 97377 | 97377 | OR | NWPP | 1628.6667 | 222.6667
[13 empty] | 97378 | 97378 | OR | NWPP | 1628.6667 | 222.6667
[13 empty] | 97380 | 97380 | OR | NWPP | 1628.6667 | 222.6667
[13 empty] | 97381 | 97381 | OR | NWPP | 1628.6667 | 222.6667
[13 empty] | 97383 | 97383 | OR | NWPP | 1628.6667 | 222.6667
[13 empty] | 97384 | 97384 | OR | NWPP | 1628.6667 | 222.6667
[13 empty] | 97385 | 97385 | OR | NWPP | 1628.6667 | 222.6667
[13 empty] | 97386 | 97386 | OR | NWPP | 1628.6667 | 222.6667
[13 empty] | 97388 | 97388 | OR | NWPP | 1628.6667 | 222.6667
[13 empty] | 97389 | 97389 | OR | NWPP | 1628.6667 | 222.6667
[13 empty] | 97390 | 97390 | OR | NWPP | 1628.6667 | 222.6667
[13 empty] | 97391 | 97391 | OR | NWPP | 1628.6667 | 222.6667
[13 empty] | 97392 | 97392 | OR | NWPP | 1628.6667 | 222.6667
[13 empty] | 97394 | 97394 | OR | NWPP | 1628.6667 | 222.6667
[13 empty] | 97396 | 97396 | OR | NWPP | 1628.6667 | 222.6667
[13 empty] | 97401 | 97401 | OR | NWPP | 1628.6667 | 222.6667
[13 empty] | 97402 | 97402 | OR | NWPP | 1628.6667 | 222.6667
[13 empty] | 97403 | 97403 | OR | NWPP | 1628.6667 | 222.6667
[13 empty] | 97404 | 97404 | OR | NWPP | 1628.6667 | 222.6667
[13 empty] | 97405 | 97405 | OR | NWPP | 1628.6667 | 222.6667
[13 empty] | 97406 | 97406 | OR | NWPP | 1628.6667 | 222.6667
[13 empty] | 97407 | 97407 | OR | NWPP | 1628.6667 | 222.6667
[13 empty] | 97408 | 97408 | OR | NWPP | 1628.6667 | 222.6667
[13 empty] | 97409 | 97409 | OR | NWPP | 1628.6667 | 222.6667
[13 empty] | 97410 | 97410 | OR | NWPP | 1628.6667 | 222.6667
[13 empty] | 97411 | 97411 | OR | NWPP | 1628.6667 | 222.6667
[13 empty] | 97412 | 97412 | OR | NWPP | 1628.6667 | 222.6667
[13 empty] | 97413 | 97413 | OR | NWPP | 1628.6667 | 222.6667
[13 empty] | 97414 | 97414 | OR | NWPP | 1628.6667 | 222.6667
[13 empty] | 97415 | 97415 | OR | NWPP | 1628.6667 | 222.6667
[13 empty] | 97416 | 97416 | OR | NWPP | 1628.6667 | 222.6667
[13 empty] | 97417 | 97417 | OR | NWPP | 1628.6667 | 222.6667
[13 empty] | 97419 | 97419 | OR | NWPP | 1628.6667 | 222.6667
[13 empty] | 97420 | 97420 | OR | NWPP | 1628.6667 | 222.6667
[13 empty] | 97423 | 97423 | OR | NWPP | 1628.6667 | 222.6667
[13 empty] | 97424 | 97424 | OR | NWPP | 1628.6667 | 222.6667
[13 empty] | 97426 | 97426 | OR | NWPP | 1628.6667 | 222.6667
[13 empty] | 97427 | 97427 | OR | NWPP | 1628.6667 | 222.6667
[13 empty] | 97429 | 97429 | OR | NWPP | 1628.6667 | 222.6667
[13 empty] | 97430 | 97430 | OR | NWPP | 1628.6667 | 222.6667
[13 empty] | 97431 | 97431 | OR | NWPP | 1628.6667 | 222.6667
[13 empty] | 97432 | 97432 | OR | NWPP | 1628.6667 | 222.6667
[13 empty] | 97434 | 97434 | OR | NWPP | 1628.6667 | 222.6667
[13 empty] | 97435 | 97435 | OR | NWPP | 1628.6667 | 222.6667
[13 empty] | 97436 | 97436 | OR | NWPP | 1628.6667 | 222.6667
[13 empty] | 97437 | 97437 | OR | NWPP | 1628.6667 | 222.6667
[13 empty] | 97438 | 97438 | OR | NWPP | 1628.6667 | 222.6667
[13 empty] | 97439 | 97439 | OR | NWPP | 1628.6667 | 222.6667
[13 empty] | 97440 | 97440 | OR | NWPP | 1628.6667 | 222.6667
[13 empty] | 97441 | 97441 | OR | NWPP | 1628.6667 | 222.6667
[13 empty] | 97442 | 97442 | OR | NWPP | 1628.6667 | 222.6667
[13 empty] | 97443 | 97443 | OR | NWPP | 1628.6667 | 222.6667
[13 empty] | 97444 | 97444 | OR | NWPP | 1628.6667 | 222.6667
[13 empty] | 97446 | 97446 | OR | NWPP | 1628.6667 | 222.6667
[13 empty] | 97447 | 97447 | OR | NWPP | 1628.6667 | 222.6667
[13 empty] | 97448 | 97448 | OR | NWPP | 1628.6667 | 222.6667
[13 empty] | 97449 | 97449 | OR | NWPP | 1628.6667 | 222.6667
[13 empty] | 97450 | 97450 | OR | NWPP | 1628.6667 | 222.6667
[13 empty] | 97451 | 97451 | OR | NWPP | 1628.6667 | 222.6667
[13 empty] | 97452 | 97452 | OR | NWPP | 1628.6667 | 222.6667
[13 empty] | 97453 | 97453 | OR | NWPP | 1628.6667 | 222.6667
[13 empty] | 97454 | 97454 | OR | NWPP | 1628.6667 | 222.6667
[13 empty] | 97455 | 97455 | OR | NWPP | 1628.6667 | 222.6667
[13 empty] | 97456 | 97456 | OR | NWPP | 1628.6667 | 222.6667
[13 empty] | 97457 | 97457 | OR | NWPP | 1628.6667 | 222.6667
[13 empty] | 97458 | 97458 | OR | NWPP | 1628.6667 | 222.6667
[13 empty] | 97459 | 97459 | OR | NWPP | 1628.6667 | 222.6667
[13 empty] | 97461 | 97461 | OR | NWPP | 1628.6667 | 222.6667
[13 empty] | 97462 | 97462 | OR | NWPP | 1628.6667 | 222.6667
[13 empty] | 97463 | 97463 | OR | NWPP | 1628.6667 | 222.6667
[13 empty] | 97464 | 97464 | OR | NWPP | 1628.6667 | 222.6667
[13 empty] | 97465 | 97465 | OR | NWPP | 1628.6667 | 222.6667
[13 empty] | 97466 | 97466 | OR | NWPP | 1628.6667 | 222.6667
[13 empty] | 97467 | 97467 | OR | NWPP | 1628.6667 | 222.6667
[13 empty] | 97469 | 97469 | OR | NWPP | 1628.6667 | 222.6667
[13 empty] | 97470 | 97470 | OR | NWPP | 1628.6667 | 222.6667
[13 empty] | 97471 | 97471 | OR | NWPP | 1628.6667 | 222.6667
[13 empty] | 97473 | 97473 | OR | NWPP | 1628.6667 | 222.6667
[13 empty] | 97475 | 97475 | OR | NWPP | 1628.6667 | 222.6667
[13 empty] | 97476 | 97476 | OR | NWPP | 1628.6667 | 222.6667
[13 empty] | 97477 | 97477 | OR | NWPP | 1628.6667 | 222.6667
[13 empty] | 97478 | 97478 | OR | NWPP | 1628.6667 | 222.6667
[13 empty] | 97479 | 97479 | OR | NWPP | 1628.6667 | 222.6667
[13 empty] | 97480 | 97480 | OR | NWPP | 1628.6667 | 222.6667
[13 empty] | 97481 | 97481 | OR | NWPP | 1628.6667 | 222.6667
[13 empty] | 97484 | 97484 | OR | NWPP | 1628.6667 | 222.6667
[13 empty] | 97486 | 97486 | OR | NWPP | 1628.6667 | 222.6667
[13 empty] | 97487 | 97487 | OR | NWPP | 1628.6667 | 222.6667
[13 empty] | 97488 | 97488 | OR | NWPP | 1628.6667 | 222.6667
[13 empty] | 97489 | 97489 | OR | NWPP | 1628.6667 | 222.6667
[13 empty] | 97490 | 97490 | OR | NWPP | 1628.6667 | 222.6667
[13 empty] | 97491 | 97491 | OR | NWPP | 1628.6667 | 222.6667
[13 empty] | 97492 | 97492 | OR | NWPP | 1628.6667 | 222.6667
[13 empty] | 97493 | 97493 | OR | NWPP | 1628.6667 | 222.6667
[13 empty] | 97494 | 97494 | OR | NWPP | 1628.6667 | 222.6667
[13 empty] | 97495 | 97495 | OR | NWPP | 1628.6667 | 222.6667
[13 empty] | 97496 | 97496 | OR | NWPP | 1628.6667 | 222.6667
[13 empty] | 97497 | 97497 | OR | NWPP | 1628.6667 | 222.6667
[13 empty] | 97498 | 97498 | OR | NWPP | 1628.6667 | 222.6667
[13 empty] | 97499 | 97499 | OR | NWPP | 1628.6667 | 222.6667
[13 empty] | 97501 | 97501 | OR | NWPP | 1628.6667 | 222.6667
[13 empty] | 97502 | 97502 | OR | NWPP | 1628.6667 | 222.6667
[13 empty] | 97503 | 97503 | OR | NWPP | 1628.6667 | 222.6667
[13 empty] | 97504 | 97504 | OR | NWPP | 1628.6667 | 222.6667
[13 empty] | 97520 | 97520 | OR | NWPP | 1628.6667 | 222.6667
[13 empty] | 97522 | 97522 | OR | NWPP | 1628.6667 | 222.6667
[13 empty] | 97523 | 97523 | OR | NWPP | 1628.6667 | 222.6667
[13 empty] | 97524 | 97524 | OR | NWPP | 1628.6667 | 222.6667
[13 empty] | 97525 | 97525 | OR | NWPP | 1628.6667 | 222.6667
[13 empty] | 97526 | 97526 | OR | NWPP | 1628.6667 | 222.6667
[13 empty] | 97527 | 97527 | OR | NWPP | 1628.6667 | 222.6667
[13 empty] | 97528 | 97528 | OR | NWPP | 1628.6667 | 222.6667
[13 empty] | 97530 | 97530 | OR | NWPP | 1628.6667 | 222.6667
[13 empty] | 97531 | 97531 | OR | NWPP | 1628.6667 | 222.6667
[13 empty] | 97532 | 97532 | OR | NWPP | 1628.6667 | 222.6667
[13 empty] | 97533 | 97533 | OR | NWPP | 1628.6667 | 222.6667
[13 empty] | 97534 | 97534 | OR | NWPP | 1628.6667 | 222.6667
[13 empty] | 97535 | 97535 | OR | NWPP | 1628.6667 | 222.6667
[13 empty] | 97536 | 97536 | OR | NWPP | 1628.6667 | 222.6667
[13 empty] | 97537 | 97537 | OR | NWPP | 1628.6667 | 222.6667
[13 empty] | 97538 | 97538 | OR | NWPP | 1628.6667 | 222.6667
[13 empty] | 97539 | 97539 | OR | NWPP | 1628.6667 | 222.6667
[13 empty] | 97540 | 97540 | OR | NWPP | 1628.6667 | 222.6667
[13 empty] | 97541 | 97541 | OR | NWPP | 1628.6667 | 222.6667
[13 empty] | 97543 | 97543 | OR | NWPP | 1628.6667 | 222.6667
[13 empty] | 97544 | 97544 | OR | NWPP | 1628.6667 | 222.6667
[13 empty] | 97601 | 97601 | OR | NWPP | 1628.6667 | 222.6667
[13 empty] | 97602 | 97602 | OR | NWPP | 1628.6667 | 222.6667
[13 empty] | 97603 | 97603 | OR | NWPP | 1628.6667 | 222.6667
[13 empty] | 97604 | 97604 | OR | NWPP | 1628.6667 | 222.6667
[13 empty] | 97620 | 97620 | OR | NWPP | 1628.6667 | 222.6667
[13 empty] | 97621 | 97621 | OR | NWPP | 1628.6667 | 222.6667
[13 empty] | 97622 | 97622 | OR | NWPP | 1628.6667 | 222.6667
[13 empty] | 97623 | 97623 | OR | NWPP | 1628.6667 | 222.6667
[13 empty] | 97624 | 97624 | OR | NWPP | 1628.6667 | 222.6667
[13 empty] | 97625 | 97625 | OR | NWPP | 1628.6667 | 222.6667
[13 empty] | 97626 | 97626 | OR | NWPP | 1628.6667 | 222.6667
[13 empty] | 97627 | 97627 | OR | NWPP | 1628.6667 | 222.6667
[13 empty] | 97630 | 97630 | OR | NWPP | 1628.6667 | 222.6667
[13 empty] | 97632 | 97632 | OR | NWPP | 1628.6667 | 222.6667
[13 empty] | 97633 | 97633 | OR | NWPP | 1628.6667 | 222.6667
[13 empty] | 97634 | 97634 | OR | NWPP | 1628.6667 | 222.6667
[13 empty] | 97635 | 97635 | OR | NWPP | 1628.6667 | 222.6667
[13 empty] | 97636 | 97636 | OR | NWPP | 1628.6667 | 222.6667
[13 empty] | 97637 | 97637 | OR | NWPP | 1628.6667 | 222.6667
[13 empty] | 97638 | 97638 | OR | NWPP | 1628.6667 | 222.6667
[13 empty] | 97639 | 97639 | OR | NWPP | 1628.6667 | 222.6667
[13 empty] | 97640 | 97640 | OR | NWPP | 1628.6667 | 222.6667
[13 empty] | 97641 | 97641 | OR | NWPP | 1628.6667 | 222.6667
[13 empty] | 97701 | 97701 | OR | NWPP | 1628.6667 | 222.6667
[13 empty] | 97702 | 97702 | OR | NWPP | 1628.6667 | 222.6667
[13 empty] | 97707 | 97707 | OR | NWPP | 1628.6667 | 222.6667
[13 empty] | 97708 | 97708 | OR | NWPP | 1628.6667 | 222.6667
[13 empty] | 97709 | 97709 | OR | NWPP | 1628.6667 | 222.6667
[13 empty] | 97710 | 97710 | OR | NWPP | 1628.6667 | 222.6667
[13 empty] | 97711 | 97711 | OR | NWPP | 1628.6667 | 222.6667
[13 empty] | 97712 | 97712 | OR | NWPP | 1628.6667 | 222.6667
[13 empty] | 97720 | 97720 | OR | NWPP | 1628.6667 | 222.6667
[13 empty] | 97721 | 97721 | OR | NWPP | 1628.6667 | 222.6667
[13 empty] | 97722 | 97722 | OR | NWPP | 1628.6667 | 222.6667
[13 empty] | 97730 | 97730 | OR | NWPP | 1628.6667 | 222.6667
[13 empty] | 97731 | 97731 | OR | NWPP | 1628.6667 | 222.6667
[13 empty] | 97732 | 97732 | OR | NWPP | 1628.6667 | 222.6667
[13 empty] | 97733 | 97733 | OR | NWPP | 1628.6667 | 222.6667
[13 empty] | 97734 | 97734 | OR | NWPP | 1628.6667 | 222.6667
[13 empty] | 97735 | 97735 | OR | NWPP | 1628.6667 | 222.6667
[13 empty] | 97736 | 97736 | OR | NWPP | 1628.6667 | 222.6667
[13 empty] | 97737 | 97737 | OR | NWPP | 1628.6667 | 222.6667
[13 empty] | 97738 | 97738 | OR | NWPP | 1628.6667 | 222.6667
[13 empty] | 97739 | 97739 | OR | NWPP | 1628.6667 | 222.6667
[13 empty] | 97741 | 97741 | OR | NWPP | 1628.6667 | 222.6667
[13 empty] | 97750 | 97750 | OR | NWPP | 1628.6667 | 222.6667
[13 empty] | 97751 | 97751 | OR | NWPP | 1628.6667 | 222.6667
[13 empty] | 97752 | 97752 | OR | NWPP | 1628.6667 | 222.6667
[13 empty] | 97753 | 97753 | OR | NWPP | 1628.6667 | 222.6667
[13 empty] | 97754 | 97754 | OR | NWPP | 1628.6667 | 222.6667
[13 empty] | 97756 | 97756 | OR | NWPP | 1628.6667 | 222.6667
[13 empty] | 97758 | 97758 | OR | NWPP | 1628.6667 | 222.6667
[13 empty] | 97759 | 97759 | OR | NWPP | 1628.6667 | 222.6667
[13 empty] | 97760 | 97760 | OR | NWPP | 1628.6667 | 222.6667
[13 empty] | 97761 | 97761 | OR | NWPP | 1628.6667 | 222.6667
[13 empty] | 97801 | 97801 | OR | NWPP | 1628.6667 | 222.6667
[13 empty] | 97810 | 97810 | OR | NWPP | 1628.6667 | 222.6667
[13 empty] | 97812 | 97812 | OR | NWPP | 1628.6667 | 222.6667
[13 empty] | 97813 | 97813 | OR | NWPP | 1628.6667 | 222.6667
[13 empty] | 97814 | 97814 | OR | NWPP | 1628.6667 | 222.6667
[13 empty] | 97817 | 97817 | OR | NWPP | 1628.6667 | 222.6667
[13 empty] | 97818 | 97818 | OR | NWPP | 1628.6667 | 222.6667
[13 empty] | 97819 | 97819 | OR | NWPP | 1628.6667 | 222.6667
[13 empty] | 97820 | 97820 | OR | NWPP | 1628.6667 | 222.6667
[13 empty] | 97823 | 97823 | OR | NWPP | 1628.6667 | 222.6667
[13 empty] | 97824 | 97824 | OR | NWPP | 1628.6667 | 222.6667
[13 empty] | 97825 | 97825 | OR | NWPP | 1628.6667 | 222.6667
[13 empty] | 97826 | 97826 | OR | NWPP | 1628.6667 | 222.6667
[13 empty] | 97827 | 97827 | OR | NWPP | 1628.6667 | 222.6667
[13 empty] | 97828 | 97828 | OR | NWPP | 1628.6667 | 222.6667
[13 empty] | 97830 | 97830 | OR | NWPP | 1628.6667 | 222.6667
[13 empty] | 97833 | 97833 | OR | NWPP | 1628.6667 | 222.6667
[13 empty] | 97834 | 97834 | OR | NWPP | 1628.6667 | 222.6667
[13 empty] | 97835 | 97835 | OR | NWPP | 1628.6667 | 222.6667
[13 empty] | 97836 | 97836 | OR | NWPP | 1628.6667 | 222.6667
[13 empty] | 97837 | 97837 | OR | NWPP | 1628.6667 | 222.6667
[13 empty] | 97838 | 97838 | OR | NWPP | 1628.6667 | 222.6667
[13 empty] | 97839 | 97839 | OR | NWPP | 1628.6667 | 222.6667
[13 empty] | 97840 | 97840 | OR | NWPP | 1628.6667 | 222.6667
[13 empty] | 97841 | 97841 | OR | NWPP | 1628.6667 | 222.6667
[13 empty] | 97842 | 97842 | OR | NWPP | 1628.6667 | 222.6667
[13 empty] | 97843 | 97843 | OR | NWPP | 1628.6667 | 222.6667
[13 empty] | 97844 | 97844 | OR | NWPP | 1628.6667 | 222.6667
[13 empty] | 97845 | 97845 | OR | NWPP | 1628.6667 | 222.6667
[13 empty] | 97846 | 97846 | OR | NWPP | 1628.6667 | 222.6667
[13 empty] | 97848 | 97848 | OR | NWPP | 1628.6667 | 222.6667
[13 empty] | 97850 | 97850 | OR | NWPP | 1628.6667 | 222.6667
[13 empty] | 97856 | 97856 | OR | NWPP | 1628.6667 | 222.6667
[13 empty] | 97857 | 97857 | OR | NWPP | 1628.6667 | 222.6667
[13 empty] | 97859 | 97859 | OR | NWPP | 1628.6667 | 222.6667
[13 empty] | 97861 | 97861 | OR | NWPP | 1628.6667 | 222.6667
[13 empty] | 97862 | 97862 | OR | NWPP | 1628.6667 | 222.6667
[13 empty] | 97864 | 97864 | OR | NWPP | 1628.6667 | 222.6667
[13 empty] | 97865 | 97865 | OR | NWPP | 1628.6667 | 222.6667
[13 empty] | 97867 | 97867 | OR | NWPP | 1628.6667 | 222.6667
[13 empty] | 97868 | 97868 | OR | NWPP | 1628.6667 | 222.6667
[13 empty] | 97869 | 97869 | OR | NWPP | 1628.6667 | 222.6667
[13 empty] | 97870 | 97870 | OR | NWPP | 1628.6667 | 222.6667
[13 empty] | 97873 | 97873 | OR | NWPP | 1628.6667 | 222.6667
[13 empty] | 97874 | 97874 | OR | NWPP | 1628.6667 | 222.6667
[13 empty] | 97875 | 97875 | OR | NWPP | 1628.6667 | 222.6667
[13 empty] | 97876 | 97876 | OR | NWPP | 1628.6667 | 222.6667
[13 empty] | 97877 | 97877 | OR | NWPP | 1628.6667 | 222.6667
[13 empty] | 97880 | 97880 | OR | NWPP | 1628.6667 | 222.6667
[13 empty] | 97882 | 97882 | OR | NWPP | 1628.6667 | 222.6667
[13 empty] | 97883 | 97883 | OR | NWPP | 1628.6667 | 222.6667
[13 empty] | 97884 | 97884 | OR | NWPP | 1628.6667 | 222.6667
[13 empty] | 97885 | 97885 | OR | NWPP | 1628.6667 | 222.6667
[13 empty] | 97886 | 97886 | OR | NWPP | 1628.6667 | 222.6667
[13 empty] | 97901 | 97901 | OR | NWPP | 1628.6667 | 222.6667
[13 empty] | 97902 | 97902 | OR | NWPP | 1628.6667 | 222.6667
[13 empty] | 97903 | 97903 | OR | NWPP | 1628.6667 | 222.6667
[13 empty] | 97904 | 97904 | OR | NWPP | 1628.6667 | 222.6667
[13 empty] | 97905 | 97905 | OR | NWPP | 1628.6667 | 222.6667
[13 empty] | 97906 | 97906 | OR | NWPP | 1628.6667 | 222.6667
[13 empty] | 97907 | 97907 | OR | NWPP | 1628.6667 | 222.6667
[13 empty] | 97908 | 97908 | OR | NWPP | 1628.6667 | 222.6667
[13 empty] | 97909 | 97909 | OR | NWPP | 1628.6667 | 222.6667
[13 empty] | 97910 | 97910 | OR | NWPP | 1628.6667 | 222.6667
[13 empty] | 97911 | 97911 | OR | NWPP | 1628.6667 | 222.6667
[13 empty] | 97913 | 97913 | OR | NWPP | 1628.6667 | 222.6667
[13 empty] | 97914 | 97914 | OR | NWPP | 1628.6667 | 222.6667
[13 empty] | 97917 | 97917 | OR | NWPP | 1628.6667 | 222.6667
[13 empty] | 97918 | 97918 | OR | NWPP | 1628.6667 | 222.6667
[13 empty] | 97920 | 97920 | OR | NWPP | 1628.6667 | 222.6667
[13 empty] | 98001 | 98001 | WA | NWPP | 1628.6667 | 222.6667
[13 empty] | 98002 | 98002 | WA | NWPP | 1628.6667 | 222.6667
[13 empty] | 98003 | 98003 | WA | NWPP | 1628.6667 | 222.6667
[13 empty] | 98004 | 98004 | WA | NWPP | 1628.6667 | 222.6667
[13 empty] | 98005 | 98005 | WA | NWPP | 1628.6667 | 222.6667
[13 empty] | 98006 | 98006 | WA | NWPP | 1628.6667 | 222.6667
[13 empty] | 98007 | 98007 | WA | NWPP | 1628.6667 | 222.6667
[13 empty] | 98008 | 98008 | WA | NWPP | 1628.6667 | 222.6667
[13 empty] | 98009 | 98009 | WA | NWPP | 1628.6667 | 222.6667
[13 empty] | 98010 | 98010 | WA | NWPP | 1628.6667 | 222.6667
[13 empty] | 98011 | 98011 | WA | NWPP | 1628.6667 | 222.6667
[13 empty] | 98012 | 98012 | WA | NWPP | 1628.6667 | 222.6667
[13 empty] | 98013 | 98013 | WA | NWPP | 1628.6667 | 222.6667
[13 empty] | 98014 | 98014 | WA | NWPP | 1628.6667 | 222.6667
[13 empty] | 98015 | 98015 | WA | NWPP | 1628.6667 | 222.6667
[13 empty] | 98019 | 98019 | WA | NWPP | 1628.6667 | 222.6667
[13 empty] | 98020 | 98020 | WA | NWPP | 1628.6667 | 222.6667
[13 empty] | 98021 | 98021 | WA | NWPP | 1628.6667 | 222.6667
[13 empty] | 98022 | 98022 | WA | NWPP | 1628.6667 | 222.6667
[13 empty] | 98023 | 98023 | WA | NWPP | 1628.6667 | 222.6667
[13 empty] | 98024 | 98024 | WA | NWPP | 1628.6667 | 222.6667
[13 empty] | 98025 | 98025 | WA | NWPP | 1628.6667 | 222.6667
[13 empty] | 98026 | 98026 | WA | NWPP | 1628.6667 | 222.6667
[13 empty] | 98027 | 98027 | WA | NWPP | 1628.6667 | 222.6667
[13 empty] | 98028 | 98028 | WA | NWPP | 1628.6667 | 222.6667
[13 empty] | 98029 | 98029 | WA | NWPP | 1628.6667 | 222.6667
[13 empty] | 98030 | 98030 | WA | NWPP | 1628.6667 | 222.6667
[13 empty] | 98031 | 98031 | WA | NWPP | 1628.6667 | 222.6667
[13 empty] | 98032 | 98032 | WA | NWPP | 1628.6667 | 222.6667
[13 empty] | 98033 | 98033 | WA | NWPP | 1628.6667 | 222.6667
[13 empty] | 98034 | 98034 | WA | NWPP | 1628.6667 | 222.6667
[13 empty] | 98035 | 98035 | WA | NWPP | 1628.6667 | 222.6667
[13 empty] | 98036 | 98036 | WA | NWPP | 1628.6667 | 222.6667
[13 empty] | 98037 | 98037 | WA | NWPP | 1628.6667 | 222.6667
[13 empty] | 98038 | 98038 | WA | NWPP | 1628.6667 | 222.6667
[13 empty] | 98039 | 98039 | WA | NWPP | 1628.6667 | 222.6667
[13 empty] | 98040 | 98040 | WA | NWPP | 1628.6667 | 222.6667
[13 empty] | 98041 | 98041 | WA | NWPP | 1628.6667 | 222.6667
[13 empty] | 98042 | 98042 | WA | NWPP | 1628.6667 | 222.6667
[13 empty] | 98043 | 98043 | WA | NWPP | 1628.6667 | 222.6667
[13 empty] | 98045 | 98045 | WA | NWPP | 1628.6667 | 222.6667
[13 empty] | 98046 | 98046 | WA | NWPP | 1628.6667 | 222.6667
[13 empty] | 98047 | 98047 | WA | NWPP | 1628.6667 | 222.6667
[13 empty] | 98050 | 98050 | WA | NWPP | 1628.6667 | 222.6667
[13 empty] | 98051 | 98051 | WA | NWPP | 1628.6667 | 222.6667
[13 empty] | 98052 | 98052 | WA | NWPP | 1628.6667 | 222.6667
[13 empty] | 98053 | 98053 | WA | NWPP | 1628.6667 | 222.6667
[13 empty] | 98054 | 98054 | WA | NWPP | 1628.6667 | 222.6667
[13 empty] | 98055 | 98055 | WA | NWPP | 1628.6667 | 222.6667
[13 empty] | 98056 | 98056 | WA | NWPP | 1628.6667 | 222.6667
[13 empty] | 98057 | 98057 | WA | NWPP | 1628.6667 | 222.6667
[13 empty] | 98058 | 98058 | WA | NWPP | 1628.6667 | 222.6667
[13 empty] | 98059 | 98059 | WA | NWPP | 1628.6667 | 222.6667
[13 empty] | 98061 | 98061 | WA | NWPP | 1628.6667 | 222.6667
[13 empty] | 98062 | 98062 | WA | NWPP | 1628.6667 | 222.6667
[13 empty] | 98063 | 98063 | WA | NWPP | 1628.6667 | 222.6667
[13 empty] | 98064 | 98064 | WA | NWPP | 1628.6667 | 222.6667
[13 empty] | 98065 | 98065 | WA | NWPP | 1628.6667 | 222.6667
[13 empty] | 98068 | 98068 | WA | NWPP | 1628.6667 | 222.6667
[13 empty] | 98070 | 98070 | WA | NWPP | 1628.6667 | 222.6667
[13 empty] | 98071 | 98071 | WA | NWPP | 1628.6667 | 222.6667
[13 empty] | 98072 | 98072 | WA | NWPP | 1628.6667 | 222.6667
[13 empty] | 98073 | 98073 | WA | NWPP | 1628.6667 | 222.6667
[13 empty] | 98074 | 98074 | WA | NWPP | 1628.6667 | 222.6667
[13 empty] | 98075 | 98075 | WA | NWPP | 1628.6667 | 222.6667
[13 empty] | 98077 | 98077 | WA | NWPP | 1628.6667 | 222.6667
[13 empty] | 98082 | 98082 | WA | NWPP | 1628.6667 | 222.6667
[13 empty] | 98083 | 98083 | WA | NWPP | 1628.6667 | 222.6667
[13 empty] | 98087 | 98087 | WA | NWPP | 1628.6667 | 222.6667
[13 empty] | 98089 | 98089 | WA | NWPP | 1628.6667 | 222.6667
[13 empty] | 98092 | 98092 | WA | NWPP | 1628.6667 | 222.6667
[13 empty] | 98093 | 98093 | WA | NWPP | 1628.6667 | 222.6667
[13 empty] | 98101 | 98101 | WA | NWPP | 1364 | 133
[13 empty] | 98102 | 98102 | WA | NWPP | 1364 | 133
[13 empty] | 98103 | 98103 | WA | NWPP | 1364 | 133
[13 empty] | 98104 | 98104 | WA | NWPP | 1364 | 133
[13 empty] | 98105 | 98105 | WA | NWPP | 1364 | 133
[13 empty] | 98106 | 98106 | WA | NWPP | 1364 | 133
[13 empty] | 98107 | 98107 | WA | NWPP | 1364 | 133
[13 empty] | 98108 | 98108 | WA | NWPP | 1364 | 133
[13 empty] | 98109 | 98109 | WA | NWPP | 1364 | 133
[13 empty] | 98110 | 98110 | WA | NWPP | 1364 | 133
[13 empty] | 98111 | 98111 | WA | NWPP | 1364 | 133
[13 empty] | 98112 | 98112 | WA | NWPP | 1364 | 133
[13 empty] | 98113 | 98113 | WA | NWPP | 1364 | 133
[13 empty] | 98114 | 98114 | WA | NWPP | 1364 | 133
[13 empty] | 98115 | 98115 | WA | NWPP | 1364 | 133
[13 empty] | 98116 | 98116 | WA | NWPP | 1364 | 133
[13 empty] | 98117 | 98117 | WA | NWPP | 1364 | 133
[13 empty] | 98118 | 98118 | WA | NWPP | 1364 | 133
[13 empty] | 98119 | 98119 | WA | NWPP | 1364 | 133
[13 empty] | 98121 | 98121 | WA | NWPP | 1364 | 133
[13 empty] | 98122 | 98122 | WA | NWPP | 1364 | 133
[13 empty] | 98124 | 98124 | WA | NWPP | 1364 | 133
[13 empty] | 98125 | 98125 | WA | NWPP | 1364 | 133
[13 empty] | 98126 | 98126 | WA | NWPP | 1364 | 133
[13 empty] | 98127 | 98127 | WA | NWPP | 1364 | 133
[13 empty] | 98129 | 98129 | WA | NWPP | 1364 | 133
[13 empty] | 98131 | 98131 | WA | NWPP | 1364 | 133
[13 empty] | 98132 | 98132 | WA | NWPP | 1364 | 133
[13 empty] | 98133 | 98133 | WA | NWPP | 1364 | 133
[13 empty] | 98134 | 98134 | WA | NWPP | 1364 | 133
[13 empty] | 98136 | 98136 | WA | NWPP | 1364 | 133
[13 empty] | 98138 | 98138 | WA | NWPP | 1364 | 133
[13 empty] | 98139 | 98139 | WA | NWPP | 1364 | 133
[13 empty] | 98141 | 98141 | WA | NWPP | 1364 | 133
[13 empty] | 98144 | 98144 | WA | NWPP | 1364 | 133
[13 empty] | 98145 | 98145 | WA | NWPP | 1364 | 133
[13 empty] | 98146 | 98146 | WA | NWPP | 1364 | 133
[13 empty] | 98148 | 98148 | WA | NWPP | 1364 | 133
[13 empty] | 98154 | 98154 | WA | NWPP | 1364 | 133
[13 empty] | 98155 | 98155 | WA | NWPP | 1364 | 133
[13 empty] | 98158 | 98158 | WA | NWPP | 1364 | 133
[13 empty] | 98160 | 98160 | WA | NWPP | 1364 | 133
[13 empty] | 98161 | 98161 | WA | NWPP | 1364 | 133
[13 empty] | 98164 | 98164 | WA | NWPP | 1364 | 133
[13 empty] | 98165 | 98165 | WA | NWPP | 1364 | 133
[13 empty] | 98166 | 98166 | WA | NWPP | 1364 | 133
[13 empty] | 98168 | 98168 | WA | NWPP | 1364 | 133
[13 empty] | 98170 | 98170 | WA | NWPP | 1364 | 133
[13 empty] | 98171 | 98171 | WA | NWPP | 1364 | 133
[13 empty] | 98174 | 98174 | WA | NWPP | 1364 | 133
[13 empty] | 98175 | 98175 | WA | NWPP | 1364 | 133
[13 empty] | 98177 | 98177 | WA | NWPP | 1364 | 133
[13 empty] | 98178 | 98178 | WA | NWPP | 1364 | 133
[13 empty] | 98181 | 98181 | WA | NWPP | 1364 | 133
[13 empty] | 98184 | 98184 | WA | NWPP | 1364 | 133
[13 empty] | 98185 | 98185 | WA | NWPP | 1364 | 133
[13 empty] | 98188 | 98188 | WA | NWPP | 1364 | 133
[13 empty] | 98189 | 98189 | WA | NWPP | 1364 | 133
[13 empty] | 98190 | 98190 | WA | NWPP | 1364 | 133
[13 empty] | 98191 | 98191 | WA | NWPP | 1364 | 133
[13 empty] | 98194 | 98194 | WA | NWPP | 1364 | 133
[13 empty] | 98195 | 98195 | WA | NWPP | 1364 | 133
[13 empty] | 98198 | 98198 | WA | NWPP | 1364 | 133
[13 empty] | 98199 | 98199 | WA | NWPP | 1364 | 133
[13 empty] | 98201 | 98201 | WA | NWPP | 1364 | 133
[13 empty] | 98203 | 98203 | WA | NWPP | 1364 | 133
[13 empty] | 98204 | 98204 | WA | NWPP | 1364 | 133
[13 empty] | 98205 | 98205 | WA | NWPP | 1364 | 133
[13 empty] | 98206 | 98206 | WA | NWPP | 1364 | 133
[13 empty] | 98207 | 98207 | WA | NWPP | 1364 | 133
[13 empty] | 98208 | 98208 | WA | NWPP | 1364 | 133
[13 empty] | 98213 | 98213 | WA | NWPP | 1364 | 133
[13 empty] | 98220 | 98220 | WA | NWPP | 1364 | 133
[13 empty] | 98221 | 98221 | WA | NWPP | 1364 | 133
[13 empty] | 98222 | 98222 | WA | NWPP | 1364 | 133
[13 empty] | 98223 | 98223 | WA | NWPP | 1364 | 133
[13 empty] | 98224 | 98224 | WA | NWPP | 1364 | 133
[13 empty] | 98225 | 98225 | WA | NWPP | 1364 | 133
[13 empty] | 98226 | 98226 | WA | NWPP | 1364 | 133
[13 empty] | 98227 | 98227 | WA | NWPP | 1364 | 133
[13 empty] | 98228 | 98228 | WA | NWPP | 1364 | 133
[13 empty] | 98229 | 98229 | WA | NWPP | 1364 | 133
[13 empty] | 98230 | 98230 | WA | NWPP | 1364 | 133
[13 empty] | 98231 | 98231 | WA | NWPP | 1364 | 133
[13 empty] | 98232 | 98232 | WA | NWPP | 1364 | 133
[13 empty] | 98233 | 98233 | WA | NWPP | 1364 | 133
[13 empty] | 98235 | 98235 | WA | NWPP | 1364 | 133
[13 empty] | 98236 | 98236 | WA | NWPP | 1364 | 133
[13 empty] | 98237 | 98237 | WA | NWPP | 1364 | 133
[13 empty] | 98238 | 98238 | WA | NWPP | 1364 | 133
[13 empty] | 98239 | 98239 | WA | NWPP | 1364 | 133
[13 empty] | 98240 | 98240 | WA | NWPP | 1364 | 133
[13 empty] | 98241 | 98241 | WA | NWPP | 1364 | 133
[13 empty] | 98243 | 98243 | WA | NWPP | 1364 | 133
[13 empty] | 98244 | 98244 | WA | NWPP | 1364 | 133
[13 empty] | 98245 | 98245 | WA | NWPP | 1364 | 133
[13 empty] | 98247 | 98247 | WA | NWPP | 1364 | 133
[13 empty] | 98248 | 98248 | WA | NWPP | 1364 | 133
[13 empty] | 98249 | 98249 | WA | NWPP | 1364 | 133
[13 empty] | 98250 | 98250 | WA | NWPP | 1364 | 133
[13 empty] | 98251 | 98251 | WA | NWPP | 1364 | 133
[13 empty] | 98252 | 98252 | WA | NWPP | 1364 | 133
[13 empty] | 98253 | 98253 | WA | NWPP | 1364 | 133
[13 empty] | 98255 | 98255 | WA | NWPP | 1364 | 133
[13 empty] | 98256 | 98256 | WA | NWPP | 1364 | 133
[13 empty] | 98257 | 98257 | WA | NWPP | 1364 | 133
[13 empty] | 98258 | 98258 | WA | NWPP | 1364 | 133
[13 empty] | 98259 | 98259 | WA | NWPP | 1364 | 133
[13 empty] | 98260 | 98260 | WA | NWPP | 1364 | 133
[13 empty] | 98261 | 98261 | WA | NWPP | 1364 | 133
[13 empty] | 98262 | 98262 | WA | NWPP | 1364 | 133
[13 empty] | 98263 | 98263 | WA | NWPP | 1364 | 133
[13 empty] | 98264 | 98264 | WA | NWPP | 1364 | 133
[13 empty] | 98266 | 98266 | WA | NWPP | 1364 | 133
[13 empty] | 98267 | 98267 | WA | NWPP | 1364 | 133
[13 empty] | 98270 | 98270 | WA | NWPP | 1364 | 133
[13 empty] | 98271 | 98271 | WA | NWPP | 1364 | 133
[13 empty] | 98272 | 98272 | WA | NWPP | 1364 | 133
[13 empty] | 98273 | 98273 | WA | NWPP | 1364 | 133
[13 empty] | 98274 | 98274 | WA | NWPP | 1364 | 133
[13 empty] | 98275 | 98275 | WA | NWPP | 1364 | 133
[13 empty] | 98276 | 98276 | WA | NWPP | 1364 | 133
[13 empty] | 98277 | 98277 | WA | NWPP | 1364 | 133
[13 empty] | 98278 | 98278 | WA | NWPP | 1364 | 133
[13 empty] | 98279 | 98279 | WA | NWPP | 1364 | 133
[13 empty] | 98280 | 98280 | WA | NWPP | 1364 | 133
[13 empty] | 98281 | 98281 | WA | NWPP | 1364 | 133
[13 empty] | 98282 | 98282 | WA | NWPP | 1364 | 133
[13 empty] | 98283 | 98283 | WA | NWPP | 1364 | 133
[13 empty] | 98284 | 98284 | WA | NWPP | 1364 | 133
[13 empty] | 98286 | 98286 | WA | NWPP | 1364 | 133
[13 empty] | 98287 | 98287 | WA | NWPP | 1364 | 133
[13 empty] | 98288 | 98288 | WA | NWPP | 1364 | 133
[13 empty] | 98290 | 98290 | WA | NWPP | 1364 | 133
[13 empty] | 98291 | 98291 | WA | NWPP | 1364 | 133
[13 empty] | 98292 | 98292 | WA | NWPP | 1364 | 133
[13 empty] | 98293 | 98293 | WA | NWPP | 1364 | 133
[13 empty] | 98294 | 98294 | WA | NWPP | 1364 | 133
[13 empty] | 98295 | 98295 | WA | NWPP | 1364 | 133
[13 empty] | 98296 | 98296 | WA | NWPP | 1364 | 133
[13 empty] | 98297 | 98297 | WA | NWPP | 1364 | 133
[13 empty] | 98303 | 98303 | WA | NWPP | 1364 | 133
[13 empty] | 98304 | 98304 | WA | NWPP | 1364 | 133
[13 empty] | 98305 | 98305 | WA | NWPP | 1364 | 133
[13 empty] | 98310 | 98310 | WA | NWPP | 1364 | 133
[13 empty] | 98311 | 98311 | WA | NWPP | 1364 | 133
[13 empty] | 98312 | 98312 | WA | NWPP | 1364 | 133
[13 empty] | 98314 | 98314 | WA | NWPP | 1364 | 133
[13 empty] | 98315 | 98315 | WA | NWPP | 1364 | 133
[13 empty] | 98320 | 98320 | WA | NWPP | 1364 | 133
[13 empty] | 98321 | 98321 | WA | NWPP | 1364 | 133
[13 empty] | 98322 | 98322 | WA | NWPP | 1364 | 133
[13 empty] | 98323 | 98323 | WA | NWPP | 1364 | 133
[13 empty] | 98324 | 98324 | WA | NWPP | 1364 | 133
[13 empty] | 98325 | 98325 | WA | NWPP | 1364 | 133
[13 empty] | 98326 | 98326 | WA | NWPP | 1364 | 133
[13 empty] | 98327 | 98327 | WA | NWPP | 1364 | 133
[13 empty] | 98328 | 98328 | WA | NWPP | 1364 | 133
[13 empty] | 98329 | 98329 | WA | NWPP | 1364 | 133
[13 empty] | 98330 | 98330 | WA | NWPP | 1364 | 133
[13 empty] | 98331 | 98331 | WA | NWPP | 1364 | 133
[13 empty] | 98332 | 98332 | WA | NWPP | 1364 | 133
[13 empty] | 98333 | 98333 | WA | NWPP | 1364 | 133
[13 empty] | 98335 | 98335 | WA | NWPP | 1364 | 133
[13 empty] | 98336 | 98336 | WA | NWPP | 1364 | 133
[13 empty] | 98337 | 98337 | WA | NWPP | 1364 | 133
[13 empty] | 98338 | 98338 | WA | NWPP | 1364 | 133
[13 empty] | 98339 | 98339 | WA | NWPP | 1364 | 133
[13 empty] | 98340 | 98340 | WA | NWPP | 1364 | 133
[13 empty] | 98342 | 98342 | WA | NWPP | 1364 | 133
[13 empty] | 98343 | 98343 | WA | NWPP | 1364 | 133
[13 empty] | 98344 | 98344 | WA | NWPP | 1364 | 133
[13 empty] | 98345 | 98345 | WA | NWPP | 1364 | 133
[13 empty] | 98346 | 98346 | WA | NWPP | 1364 | 133
[13 empty] | 98348 | 98348 | WA | NWPP | 1364 | 133
[13 empty] | 98349 | 98349 | WA | NWPP | 1364 | 133
[13 empty] | 98350 | 98350 | WA | NWPP | 1364 | 133
[13 empty] | 98351 | 98351 | WA | NWPP | 1364 | 133
[13 empty] | 98352 | 98352 | WA | NWPP | 1364 | 133
[13 empty] | 98353 | 98353 | WA | NWPP | 1364 | 133
[13 empty] | 98354 | 98354 | WA | NWPP | 1364 | 133
[13 empty] | 98355 | 98355 | WA | NWPP | 1364 | 133
[13 empty] | 98356 | 98356 | WA | NWPP | 1364 | 133
[13 empty] | 98357 | 98357 | WA | NWPP | 1364 | 133
[13 empty] | 98358 | 98358 | WA | NWPP | 1364 | 133
[13 empty] | 98359 | 98359 | WA | NWPP | 1364 | 133
[13 empty] | 98360 | 98360 | WA | NWPP | 1364 | 133
[13 empty] | 98361 | 98361 | WA | NWPP | 1364 | 133
[13 empty] | 98362 | 98362 | WA | NWPP | 1364 | 133
[13 empty] | 98363 | 98363 | WA | NWPP | 1364 | 133
[13 empty] | 98364 | 98364 | WA | NWPP | 1364 | 133
[13 empty] | 98365 | 98365 | WA | NWPP | 1364 | 133
[13 empty] | 98366 | 98366 | WA | NWPP | 1364 | 133
[13 empty] | 98367 | 98367 | WA | NWPP | 1364 | 133
[13 empty] | 98368 | 98368 | WA | NWPP | 1364 | 133
[13 empty] | 98370 | 98370 | WA | NWPP | 1364 | 133
[13 empty] | 98371 | 98371 | WA | NWPP | 1364 | 133
[13 empty] | 98372 | 98372 | WA | NWPP | 1364 | 133
[13 empty] | 98373 | 98373 | WA | NWPP | 1364 | 133
[13 empty] | 98374 | 98374 | WA | NWPP | 1364 | 133
[13 empty] | 98375 | 98375 | WA | NWPP | 1364 | 133
[13 empty] | 98376 | 98376 | WA | NWPP | 1364 | 133
[13 empty] | 98377 | 98377 | WA | NWPP | 1364 | 133
[13 empty] | 98378 | 98378 | WA | NWPP | 1364 | 133
[13 empty] | 98380 | 98380 | WA | NWPP | 1364 | 133
[13 empty] | 98381 | 98381 | WA | NWPP | 1364 | 133
[13 empty] | 98382 | 98382 | WA | NWPP | 1364 | 133
[13 empty] | 98383 | 98383 | WA | NWPP | 1364 | 133
[13 empty] | 98384 | 98384 | WA | NWPP | 1364 | 133
[13 empty] | 98385 | 98385 | WA | NWPP | 1364 | 133
[13 empty] | 98386 | 98386 | WA | NWPP | 1364 | 133
[13 empty] | 98387 | 98387 | WA | NWPP | 1364 | 133
[13 empty] | 98388 | 98388 | WA | NWPP | 1364 | 133
[13 empty] | 98390 | 98390 | WA | NWPP | 1364 | 133
[13 empty] | 98391 | 98391 | WA | NWPP | 1364 | 133
[13 empty] | 98392 | 98392 | WA | NWPP | 1364 | 133
[13 empty] | 98393 | 98393 | WA | NWPP | 1364 | 133
[13 empty] | 98394 | 98394 | WA | NWPP | 1364 | 133
[13 empty] | 98395 | 98395 | WA | NWPP | 1364 | 133
[13 empty] | 98396 | 98396 | WA | NWPP | 1364 | 133
[13 empty] | 98397 | 98397 | WA | NWPP | 1364 | 133
[13 empty] | 98398 | 98398 | WA | NWPP | 1364 | 133
[13 empty] | 98401 | 98401 | WA | NWPP | 1364 | 133
[13 empty] | 98402 | 98402 | WA | NWPP | 1364 | 133
[13 empty] | 98403 | 98403 | WA | NWPP | 1364 | 133
[13 empty] | 98404 | 98404 | WA | NWPP | 1364 | 133
[13 empty] | 98405 | 98405 | WA | NWPP | 1364 | 133
[13 empty] | 98406 | 98406 | WA | NWPP | 1364 | 133
[13 empty] | 98407 | 98407 | WA | NWPP | 1364 | 133
[13 empty] | 98408 | 98408 | WA | NWPP | 1364 | 133
[13 empty] | 98409 | 98409 | WA | NWPP | 1364 | 133
[13 empty] | 98411 | 98411 | WA | NWPP | 1364 | 133
[13 empty] | 98412 | 98412 | WA | NWPP | 1364 | 133
[13 empty] | 98413 | 98413 | WA | NWPP | 1364 | 133
[13 empty] | 98415 | 98415 | WA | NWPP | 1364 | 133
[13 empty] | 98416 | 98416 | WA | NWPP | 1364 | 133
[13 empty] | 98417 | 98417 | WA | NWPP | 1364 | 133
[13 empty] | 98418 | 98418 | WA | NWPP | 1364 | 133
[13 empty] | 98419 | 98419 | WA | NWPP | 1364 | 133
[13 empty] | 98421 | 98421 | WA | NWPP | 1364 | 133
[13 empty] | 98422 | 98422 | WA | NWPP | 1364 | 133
[13 empty] | 98424 | 98424 | WA | NWPP | 1364 | 133
[13 empty] | 98430 | 98430 | WA | NWPP | 1364 | 133
[13 empty] | 98431 | 98431 | WA | NWPP | 1364 | 133
[13 empty] | 98433 | 98433 | WA | NWPP | 1364 | 133
[13 empty] | 98438 | 98438 | WA | NWPP | 1364 | 133
[13 empty] | 98439 | 98439 | WA | NWPP | 1364 | 133
[13 empty] | 98442 | 98442 | WA | NWPP | 1364 | 133
[13 empty] | 98443 | 98443 | WA | NWPP | 1364 | 133
[13 empty] | 98444 | 98444 | WA | NWPP | 1364 | 133
[13 empty] | 98445 | 98445 | WA | NWPP | 1364 | 133
[13 empty] | 98446 | 98446 | WA | NWPP | 1364 | 133
[13 empty] | 98447 | 98447 | WA | NWPP | 1364 | 133
[13 empty] | 98448 | 98448 | WA | NWPP | 1364 | 133
[13 empty] | 98464 | 98464 | WA | NWPP | 1364 | 133
[13 empty] | 98465 | 98465 | WA | NWPP | 1364 | 133
[13 empty] | 98466 | 98466 | WA | NWPP | 1364 | 133
[13 empty] | 98467 | 98467 | WA | NWPP | 1364 | 133
[13 empty] | 98471 | 98471 | WA | NWPP | 1364 | 133
[13 empty] | 98481 | 98481 | WA | NWPP | 1364 | 133
[13 empty] | 98490 | 98490 | WA | NWPP | 1364 | 133
[13 empty] | 98492 | 98492 | WA | NWPP | 1364 | 133
[13 empty] | 98493 | 98493 | WA | NWPP | 1364 | 133
[13 empty] | 98496 | 98496 | WA | NWPP | 1364 | 133
[13 empty] | 98497 | 98497 | WA | NWPP | 1364 | 133
[13 empty] | 98498 | 98498 | WA | NWPP | 1364 | 133
[13 empty] | 98499 | 98499 | WA | NWPP | 1364 | 133
[13 empty] | 98501 | 98501 | WA | NWPP | 2018 | 118.3333
[13 empty] | 98502 | 98502 | WA | NWPP | 2018 | 118.3333
[13 empty] | 98503 | 98503 | WA | NWPP | 2018 | 118.3333
[13 empty] | 98504 | 98504 | WA | NWPP | 2018 | 118.3333
[13 empty] | 98505 | 98505 | WA | NWPP | 2018 | 118.3333
[13 empty] | 98506 | 98506 | WA | NWPP | 2018 | 118.3333
[13 empty] | 98507 | 98507 | WA | NWPP | 2018 | 118.3333
[13 empty] | 98508 | 98508 | WA | NWPP | 2018 | 118.3333
[13 empty] | 98509 | 98509 | WA | NWPP | 2018 | 118.3333
[13 empty] | 98511 | 98511 | WA | NWPP | 2018 | 118.3333
[13 empty] | 98512 | 98512 | WA | NWPP | 2018 | 118.3333
[13 empty] | 98513 | 98513 | WA | NWPP | 2018 | 118.3333
[13 empty] | 98516 | 98516 | WA | NWPP | 2018 | 118.3333
[13 empty] | 98520 | 98520 | WA | NWPP | 2018 | 118.3333
[13 empty] | 98522 | 98522 | WA | NWPP | 2018 | 118.3333
[13 empty] | 98524 | 98524 | WA | NWPP | 2018 | 118.3333
[13 empty] | 98526 | 98526 | WA | NWPP | 2018 | 118.3333
[13 empty] | 98527 | 98527 | WA | NWPP | 2018 | 118.3333
[13 empty] | 98528 | 98528 | WA | NWPP | 2018 | 118.3333
[13 empty] | 98530 | 98530 | WA | NWPP | 2018 | 118.3333
[13 empty] | 98531 | 98531 | WA | NWPP | 2018 | 118.3333
[13 empty] | 98532 | 98532 | WA | NWPP | 2018 | 118.3333
[13 empty] | 98533 | 98533 | WA | NWPP | 2018 | 118.3333
[13 empty] | 98535 | 98535 | WA | NWPP | 2018 | 118.3333
[13 empty] | 98536 | 98536 | WA | NWPP | 2018 | 118.3333
[13 empty] | 98537 | 98537 | WA | NWPP | 2018 | 118.3333
[13 empty] | 98538 | 98538 | WA | NWPP | 2018 | 118.3333
[13 empty] | 98539 | 98539 | WA | NWPP | 2018 | 118.3333
[13 empty] | 98540 | 98540 | WA | NWPP | 2018 | 118.3333
[13 empty] | 98541 | 98541 | WA | NWPP | 2018 | 118.3333
[13 empty] | 98542 | 98542 | WA | NWPP | 2018 | 118.3333
[13 empty] | 98544 | 98544 | WA | NWPP | 2018 | 118.3333
[13 empty] | 98546 | 98546 | WA | NWPP | 2018 | 118.3333
[13 empty] | 98547 | 98547 | WA | NWPP | 2018 | 118.3333
[13 empty] | 98548 | 98548 | WA | NWPP | 2018 | 118.3333
[13 empty] | 98550 | 98550 | WA | NWPP | 2018 | 118.3333
[13 empty] | 98552 | 98552 | WA | NWPP | 2018 | 118.3333
[13 empty] | 98554 | 98554 | WA | NWPP | 2018 | 118.3333
[13 empty] | 98555 | 98555 | WA | NWPP | 2018 | 118.3333
[13 empty] | 98556 | 98556 | WA | NWPP | 2018 | 118.3333
[13 empty] | 98557 | 98557 | WA | NWPP | 2018 | 118.3333
[13 empty] | 98558 | 98558 | WA | NWPP | 2018 | 118.3333
[13 empty] | 98559 | 98559 | WA | NWPP | 2018 | 118.3333
[13 empty] | 98560 | 98560 | WA | NWPP | 2018 | 118.3333
[13 empty] | 98561 | 98561 | WA | NWPP | 2018 | 118.3333
[13 empty] | 98562 | 98562 | WA | NWPP | 2018 | 118.3333
[13 empty] | 98563 | 98563 | WA | NWPP | 2018 | 118.3333
[13 empty] | 98564 | 98564 | WA | NWPP | 2018 | 118.3333
[13 empty] | 98565 | 98565 | WA | NWPP | 2018 | 118.3333
[13 empty] | 98566 | 98566 | WA | NWPP | 2018 | 118.3333
[13 empty] | 98568 | 98568 | WA | NWPP | 2018 | 118.3333
[13 empty] | 98569 | 98569 | WA | NWPP | 2018 | 118.3333
[13 empty] | 98570 | 98570 | WA | NWPP | 2018 | 118.3333
[13 empty] | 98571 | 98571 | WA | NWPP | 2018 | 118.3333
[13 empty] | 98572 | 98572 | WA | NWPP | 2018 | 118.3333
[13 empty] | 98575 | 98575 | WA | NWPP | 2018 | 118.3333
[13 empty] | 98576 | 98576 | WA | NWPP | 2018 | 118.3333
[13 empty] | 98577 | 98577 | WA | NWPP | 2018 | 118.3333
[13 empty] | 98579 | 98579 | WA | NWPP | 2018 | 118.3333
[13 empty] | 98580 | 98580 | WA | NWPP | 2018 | 118.3333
[13 empty] | 98581 | 98581 | WA | NWPP | 2018 | 118.3333
[13 empty] | 98582 | 98582 | WA | NWPP | 2018 | 118.3333
[13 empty] | 98583 | 98583 | WA | NWPP | 2018 | 118.3333
[13 empty] | 98584 | 98584 | WA | NWPP | 2018 | 118.3333
[13 empty] | 98585 | 98585 | WA | NWPP | 2018 | 118.3333
[13 empty] | 98586 | 98586 | WA | NWPP | 2018 | 118.3333
[13 empty] | 98587 | 98587 | WA | NWPP | 2018 | 118.3333
[13 empty] | 98588 | 98588 | WA | NWPP | 2018 | 118.3333
[13 empty] | 98589 | 98589 | WA | NWPP | 2018 | 118.3333
[13 empty] | 98590 | 98590 | WA | NWPP | 2018 | 118.3333
[13 empty] | 98591 | 98591 | WA | NWPP | 2018 | 118.3333
[13 empty] | 98592 | 98592 | WA | NWPP | 2018 | 118.3333
[13 empty] | 98593 | 98593 | WA | NWPP | 2018 | 118.3333
[13 empty] | 98595 | 98595 | WA | NWPP | 2018 | 118.3333
[13 empty] | 98596 | 98596 | WA | NWPP | 2018 | 118.3333
[13 empty] | 98597 | 98597 | WA | NWPP | 2018 | 118.3333
[13 empty] | 98599 | 98599 | WA | NWPP | 2018 | 118.3333
[13 empty] | 98601 | 98601 | WA | NWPP | 2018 | 118.3333
[13 empty] | 98602 | 98602 | WA | NWPP | 2018 | 118.3333
[13 empty] | 98603 | 98603 | WA | NWPP | 2018 | 118.3333
[13 empty] | 98604 | 98604 | WA | NWPP | 2018 | 118.3333
[13 empty] | 98605 | 98605 | WA | NWPP | 2018 | 118.3333
[13 empty] | 98606 | 98606 | WA | NWPP | 2018 | 118.3333
[13 empty] | 98607 | 98607 | WA | NWPP | 2018 | 118.3333
[13 empty] | 98609 | 98609 | WA | NWPP | 2018 | 118.3333
[13 empty] | 98610 | 98610 | WA | NWPP | 2018 | 118.3333
[13 empty] | 98611 | 98611 | WA | NWPP | 2018 | 118.3333
[13 empty] | 98612 | 98612 | WA | NWPP | 2018 | 118.3333
[13 empty] | 98613 | 98613 | WA | NWPP | 2018 | 118.3333
[13 empty] | 98614 | 98614 | WA | NWPP | 2018 | 118.3333
[13 empty] | 98616 | 98616 | WA | NWPP | 2018 | 118.3333
[13 empty] | 98617 | 98617 | WA | NWPP | 2018 | 118.3333
[13 empty] | 98619 | 98619 | WA | NWPP | 2018 | 118.3333
[13 empty] | 98620 | 98620 | WA | NWPP | 2018 | 118.3333
[13 empty] | 98621 | 98621 | WA | NWPP | 2018 | 118.3333
[13 empty] | 98622 | 98622 | WA | NWPP | 2018 | 118.3333
[13 empty] | 98623 | 98623 | WA | NWPP | 2018 | 118.3333
[13 empty] | 98624 | 98624 | WA | NWPP | 2018 | 118.3333
[13 empty] | 98625 | 98625 | WA | NWPP | 2018 | 118.3333
[13 empty] | 98626 | 98626 | WA | NWPP | 2018 | 118.3333
[13 empty] | 98628 | 98628 | WA | NWPP | 2018 | 118.3333
[13 empty] | 98629 | 98629 | WA | NWPP | 2018 | 118.3333
[13 empty] | 98631 | 98631 | WA | NWPP | 2018 | 118.3333
[13 empty] | 98632 | 98632 | WA | NWPP | 2018 | 118.3333
[13 empty] | 98635 | 98635 | WA | NWPP | 2018 | 118.3333
[13 empty] | 98637 | 98637 | WA | NWPP | 2018 | 118.3333
[13 empty] | 98638 | 98638 | WA | NWPP | 2018 | 118.3333
[13 empty] | 98639 | 98639 | WA | NWPP | 2018 | 118.3333
[13 empty] | 98640 | 98640 | WA | NWPP | 2018 | 118.3333
[13 empty] | 98641 | 98641 | WA | NWPP | 2018 | 118.3333
[13 empty] | 98642 | 98642 | WA | NWPP | 2018 | 118.3333
[13 empty] | 98643 | 98643 | WA | NWPP | 2018 | 118.3333
[13 empty] | 98644 | 98644 | WA | NWPP | 2018 | 118.3333
[13 empty] | 98645 | 98645 | WA | NWPP | 2018 | 118.3333
[13 empty] | 98647 | 98647 | WA | NWPP | 2018 | 118.3333
[13 empty] | 98648 | 98648 | WA | NWPP | 2018 | 118.3333
[13 empty] | 98649 | 98649 | WA | NWPP | 2018 | 118.3333
[13 empty] | 98650 | 98650 | WA | NWPP | 2018 | 118.3333
[13 empty] | 98651 | 98651 | WA | NWPP | 2018 | 118.3333
[13 empty] | 98660 | 98660 | WA | NWPP | 2018 | 118.3333
[13 empty] | 98661 | 98661 | WA | NWPP | 2018 | 118.3333
[13 empty] | 98662 | 98662 | WA | NWPP | 2018 | 118.3333
[13 empty] | 98663 | 98663 | WA | NWPP | 2018 | 118.3333
[13 empty] | 98664 | 98664 | WA | NWPP | 2018 | 118.3333
[13 empty] | 98665 | 98665 | WA | NWPP | 2018 | 118.3333
[13 empty] | 98666 | 98666 | WA | NWPP | 2018 | 118.3333
[13 empty] | 98668 | 98668 | WA | NWPP | 2018 | 118.3333
[13 empty] | 98670 | 98670 | WA | NWPP | 2018 | 118.3333
[13 empty] | 98671 | 98671 | WA | NWPP | 2018 | 118.3333
[13 empty] | 98672 | 98672 | WA | NWPP | 2018 | 118.3333
[13 empty] | 98673 | 98673 | WA | NWPP | 2018 | 118.3333
[13 empty] | 98674 | 98674 | WA | NWPP | 2018 | 118.3333
[13 empty] | 98675 | 98675 | WA | NWPP | 2018 | 118.3333
[13 empty] | 98682 | 98682 | WA | NWPP | 2018 | 118.3333
[13 empty] | 98683 | 98683 | WA | NWPP | 2018 | 118.3333
[13 empty] | 98684 | 98684 | WA | NWPP | 2018 | 118.3333
[13 empty] | 98685 | 98685 | WA | NWPP | 2018 | 118.3333
[13 empty] | 98686 | 98686 | WA | NWPP | 2018 | 118.3333
[13 empty] | 98687 | 98687 | WA | NWPP | 2018 | 118.3333
[13 empty] | 98801 | 98801 | WA | NWPP | 2018 | 118.3333
[13 empty] | 98802 | 98802 | WA | NWPP | 2018 | 118.3333
[13 empty] | 98807 | 98807 | WA | NWPP | 2018 | 118.3333
[13 empty] | 98811 | 98811 | WA | NWPP | 2018 | 118.3333
[13 empty] | 98812 | 98812 | WA | NWPP | 2018 | 118.3333
[13 empty] | 98813 | 98813 | WA | NWPP | 2018 | 118.3333
[13 empty] | 98814 | 98814 | WA | NWPP | 2018 | 118.3333
[13 empty] | 98815 | 98815 | WA | NWPP | 2018 | 118.3333
[13 empty] | 98816 | 98816 | WA | NWPP | 2018 | 118.3333
[13 empty] | 98817 | 98817 | WA | NWPP | 2018 | 118.3333
[13 empty] | 98819 | 98819 | WA | NWPP | 2018 | 118.3333
[13 empty] | 98821 | 98821 | WA | NWPP | 2018 | 118.3333
[13 empty] | 98822 | 98822 | WA | NWPP | 2018 | 118.3333
[13 empty] | 98823 | 98823 | WA | NWPP | 2018 | 118.3333
[13 empty] | 98824 | 98824 | WA | NWPP | 2018 | 118.3333
[13 empty] | 98826 | 98826 | WA | NWPP | 2018 | 118.3333
[13 empty] | 98827 | 98827 | WA | NWPP | 2018 | 118.3333
[13 empty] | 98828 | 98828 | WA | NWPP | 2018 | 118.3333
[13 empty] | 98829 | 98829 | WA | NWPP | 2018 | 118.3333
[13 empty] | 98830 | 98830 | WA | NWPP | 2018 | 118.3333
[13 empty] | 98831 | 98831 | WA | NWPP | 2018 | 118.3333
[13 empty] | 98832 | 98832 | WA | NWPP | 2018 | 118.3333
[13 empty] | 98833 | 98833 | WA | NWPP | 2018 | 118.3333
[13 empty] | 98834 | 98834 | WA | NWPP | 2018 | 118.3333
[13 empty] | 98836 | 98836 | WA | NWPP | 2018 | 118.3333
[13 empty] | 98837 | 98837 | WA | NWPP | 2018 | 118.3333
[13 empty] | 98840 | 98840 | WA | NWPP | 2018 | 118.3333
[13 empty] | 98841 | 98841 | WA | NWPP | 2018 | 118.3333
[13 empty] | 98843 | 98843 | WA | NWPP | 2018 | 118.3333
[13 empty] | 98844 | 98844 | WA | NWPP | 2018 | 118.3333
[13 empty] | 98845 | 98845 | WA | NWPP | 2018 | 118.3333
[13 empty] | 98846 | 98846 | WA | NWPP | 2018 | 118.3333
[13 empty] | 98847 | 98847 | WA | NWPP | 2018 | 118.3333
[13 empty] | 98848 | 98848 | WA | NWPP | 2018 | 118.3333
[13 empty] | 98849 | 98849 | WA | NWPP | 2018 | 118.3333
[13 empty] | 98850 | 98850 | WA | NWPP | 2018 | 118.3333
[13 empty] | 98851 | 98851 | WA | NWPP | 2018 | 118.3333
[13 empty] | 98852 | 98852 | WA | NWPP | 2018 | 118.3333
[13 empty] | 98853 | 98853 | WA | NWPP | 2018 | 118.3333
[13 empty] | 98855 | 98855 | WA | NWPP | 2018 | 118.3333
[13 empty] | 98856 | 98856 | WA | NWPP | 2018 | 118.3333
[13 empty] | 98857 | 98857 | WA | NWPP | 2018 | 118.3333
[13 empty] | 98858 | 98858 | WA | NWPP | 2018 | 118.3333
[13 empty] | 98859 | 98859 | WA | NWPP | 2018 | 118.3333
[13 empty] | 98860 | 98860 | WA | NWPP | 2018 | 118.3333
[13 empty] | 98862 | 98862 | WA | NWPP | 2018 | 118.3333
[13 empty] | 98901 | 98901 | WA | NWPP | 2018 | 118.3333
[13 empty] | 98902 | 98902 | WA | NWPP | 2018 | 118.3333
[13 empty] | 98903 | 98903 | WA | NWPP | 2018 | 118.3333
[13 empty] | 98904 | 98904 | WA | NWPP | 2018 | 118.3333
[13 empty] | 98907 | 98907 | WA | NWPP | 2018 | 118.3333
[13 empty] | 98908 | 98908 | WA | NWPP | 2018 | 118.3333
[13 empty] | 98909 | 98909 | WA | NWPP | 2018 | 118.3333
[13 empty] | 98920 | 98920 | WA | NWPP | 2018 | 118.3333
[13 empty] | 98921 | 98921 | WA | NWPP | 2018 | 118.3333
[13 empty] | 98922 | 98922 | WA | NWPP | 2018 | 118.3333
[13 empty] | 98923 | 98923 | WA | NWPP | 2018 | 118.3333
[13 empty] | 98925 | 98925 | WA | NWPP | 2018 | 118.3333
[13 empty] | 98926 | 98926 | WA | NWPP | 2018 | 118.3333
[13 empty] | 98929 | 98929 | WA | NWPP | 2018 | 118.3333
[13 empty] | 98930 | 98930 | WA | NWPP | 2018 | 118.3333
[13 empty] | 98932 | 98932 | WA | NWPP | 2018 | 118.3333
[13 empty] | 98933 | 98933 | WA | NWPP | 2018 | 118.3333
[13 empty] | 98934 | 98934 | WA | NWPP | 2018 | 118.3333
[13 empty] | 98935 | 98935 | WA | NWPP | 2018 | 118.3333
[13 empty] | 98936 | 98936 | WA | NWPP | 2018 | 118.3333
[13 empty] | 98937 | 98937 | WA | NWPP | 2018 | 118.3333
[13 empty] | 98938 | 98938 | WA | NWPP | 2018 | 118.3333
[13 empty] | 98939 | 98939 | WA | NWPP | 2018 | 118.3333
[13 empty] | 98940 | 98940 | WA | NWPP | 2018 | 118.3333
[13 empty] | 98941 | 98941 | WA | NWPP | 2018 | 118.3333
[13 empty] | 98942 | 98942 | WA | NWPP | 2018 | 118.3333
[13 empty] | 98943 | 98943 | WA | NWPP | 2018 | 118.3333
[13 empty] | 98944 | 98944 | WA | NWPP | 2018 | 118.3333
[13 empty] | 98946 | 98946 | WA | NWPP | 2018 | 118.3333
[13 empty] | 98947 | 98947 | WA | NWPP | 2018 | 118.3333
[13 empty] | 98948 | 98948 | WA | NWPP | 2018 | 118.3333
[13 empty] | 98950 | 98950 | WA | NWPP | 2018 | 118.3333
[13 empty] | 98951 | 98951 | WA | NWPP | 2018 | 118.3333
[13 empty] | 98952 | 98952 | WA | NWPP | 2018 | 118.3333
[13 empty] | 98953 | 98953 | WA | NWPP | 2018 | 118.3333
[13 empty] | 99001 | 99001 | WA | NWPP | 2018 | 118.3333
[13 empty] | 99003 | 99003 | WA | NWPP | 2018 | 118.3333
[13 empty] | 99004 | 99004 | WA | NWPP | 2018 | 118.3333
[13 empty] | 99005 | 99005 | WA | NWPP | 2018 | 118.3333
[13 empty] | 99006 | 99006 | WA | NWPP | 2018 | 118.3333
[13 empty] | 99008 | 99008 | WA | NWPP | 2018 | 118.3333
[13 empty] | 99009 | 99009 | WA | NWPP | 2018 | 118.3333
[13 empty] | 99011 | 99011 | WA | NWPP | 2018 | 118.3333
[13 empty] | 99012 | 99012 | WA | NWPP | 2018 | 118.3333
[13 empty] | 99013 | 99013 | WA | NWPP | 2018 | 118.3333
[13 empty] | 99014 | 99014 | WA | NWPP | 2018 | 118.3333
[13 empty] | 99016 | 99016 | WA | NWPP | 2018 | 118.3333
[13 empty] | 99017 | 99017 | WA | NWPP | 2018 | 118.3333
[13 empty] | 99018 | 99018 | WA | NWPP | 2018 | 118.3333
[13 empty] | 99019 | 99019 | WA | NWPP | 2018 | 118.3333
[13 empty] | 99020 | 99020 | WA | NWPP | 2018 | 118.3333
[13 empty] | 99021 | 99021 | WA | NWPP | 2018 | 118.3333
[13 empty] | 99022 | 99022 | WA | NWPP | 2018 | 118.3333
[13 empty] | 99023 | 99023 | WA | NWPP | 2018 | 118.3333
[13 empty] | 99025 | 99025 | WA | NWPP | 2018 | 118.3333
[13 empty] | 99026 | 99026 | WA | NWPP | 2018 | 118.3333
[13 empty] | 99027 | 99027 | WA | NWPP | 2018 | 118.3333
[13 empty] | 99029 | 99029 | WA | NWPP | 2018 | 118.3333
[13 empty] | 99030 | 99030 | WA | NWPP | 2018 | 118.3333
[13 empty] | 99031 | 99031 | WA | NWPP | 2018 | 118.3333
[13 empty] | 99032 | 99032 | WA | NWPP | 2018 | 118.3333
[13 empty] | 99033 | 99033 | WA | NWPP | 2018 | 118.3333
[13 empty] | 99034 | 99034 | WA | NWPP | 2018 | 118.3333
[13 empty] | 99036 | 99036 | WA | NWPP | 2018 | 118.3333
[13 empty] | 99037 | 99037 | WA | NWPP | 2018 | 118.3333
[13 empty] | 99039 | 99039 | WA | NWPP | 2018 | 118.3333
[13 empty] | 99040 | 99040 | WA | NWPP | 2018 | 118.3333
[13 empty] | 99101 | 99101 | WA | NWPP | 2018 | 118.3333
[13 empty] | 99102 | 99102 | WA | NWPP | 2018 | 118.3333
[13 empty] | 99103 | 99103 | WA | NWPP | 2018 | 118.3333
[13 empty] | 99104 | 99104 | WA | NWPP | 2018 | 118.3333
[13 empty] | 99105 | 99105 | WA | NWPP | 2018 | 118.3333
[13 empty] | 99107 | 99107 | WA | NWPP | 2018 | 118.3333
[13 empty] | 99109 | 99109 | WA | NWPP | 2018 | 118.3333
[13 empty] | 99110 | 99110 | WA | NWPP | 2018 | 118.3333
[13 empty] | 99111 | 99111 | WA | NWPP | 2018 | 118.3333
[13 empty] | 99113 | 99113 | WA | NWPP | 2018 | 118.3333
[13 empty] | 99114 | 99114 | WA | NWPP | 2018 | 118.3333
[13 empty] | 99115 | 99115 | WA | NWPP | 2018 | 118.3333
[13 empty] | 99116 | 99116 | WA | NWPP | 2018 | 118.3333
[13 empty] | 99117 | 99117 | WA | NWPP | 2018 | 118.3333
[13 empty] | 99118 | 99118 | WA | NWPP | 2018 | 118.3333
[13 empty] | 99119 | 99119 | WA | NWPP | 2018 | 118.3333
[13 empty] | 99121 | 99121 | WA | NWPP | 2018 | 118.3333
[13 empty] | 99122 | 99122 | WA | NWPP | 2018 | 118.3333
[13 empty] | 99123 | 99123 | WA | NWPP | 2018 | 118.3333
[13 empty] | 99124 | 99124 | WA | NWPP | 2018 | 118.3333
[13 empty] | 99125 | 99125 | WA | NWPP | 2018 | 118.3333
[13 empty] | 99126 | 99126 | WA | NWPP | 2018 | 118.3333
[13 empty] | 99128 | 99128 | WA | NWPP | 2018 | 118.3333
[13 empty] | 99129 | 99129 | WA | NWPP | 2018 | 118.3333
[13 empty] | 99130 | 99130 | WA | NWPP | 2018 | 118.3333
[13 empty] | 99131 | 99131 | WA | NWPP | 2018 | 118.3333
[13 empty] | 99133 | 99133 | WA | NWPP | 2018 | 118.3333
[13 empty] | 99134 | 99134 | WA | NWPP | 2018 | 118.3333
[13 empty] | 99135 | 99135 | WA | NWPP | 2018 | 118.3333
[13 empty] | 99136 | 99136 | WA | NWPP | 2018 | 118.3333
[13 empty] | 99137 | 99137 | WA | NWPP | 2018 | 118.3333
[13 empty] | 99138 | 99138 | WA | NWPP | 2018 | 118.3333
[13 empty] | 99139 | 99139 | WA | NWPP | 2018 | 118.3333
[13 empty] | 99140 | 99140 | WA | NWPP | 2018 | 118.3333
[13 empty] | 99141 | 99141 | WA | NWPP | 2018 | 118.3333
[13 empty] | 99143 | 99143 | WA | NWPP | 2018 | 118.3333
[13 empty] | 99144 | 99144 | WA | NWPP | 2018 | 118.3333
[13 empty] | 99146 | 99146 | WA | NWPP | 2018 | 118.3333
[13 empty] | 99147 | 99147 | WA | NWPP | 2018 | 118.3333
[13 empty] | 99148 | 99148 | WA | NWPP | 2018 | 118.3333
[13 empty] | 99149 | 99149 | WA | NWPP | 2018 | 118.3333
[13 empty] | 99150 | 99150 | WA | NWPP | 2018 | 118.3333
[13 empty] | 99151 | 99151 | WA | NWPP | 2018 | 118.3333
[13 empty] | 99152 | 99152 | WA | NWPP | 2018 | 118.3333
[13 empty] | 99153 | 99153 | WA | NWPP | 2018 | 118.3333
[13 empty] | 99154 | 99154 | WA | NWPP | 2018 | 118.3333
[13 empty] | 99155 | 99155 | WA | NWPP | 2018 | 118.3333
[13 empty] | 99156 | 99156 | WA | NWPP | 2018 | 118.3333
[13 empty] | 99157 | 99157 | WA | NWPP | 2018 | 118.3333
[13 empty] | 99158 | 99158 | WA | NWPP | 2018 | 118.3333
[13 empty] | 99159 | 99159 | WA | NWPP | 2018 | 118.3333
[13 empty] | 99160 | 99160 | WA | NWPP | 2018 | 118.3333
[13 empty] | 99161 | 99161 | WA | NWPP | 2018 | 118.3333
[13 empty] | 99163 | 99163 | WA | NWPP | 2018 | 118.3333
[13 empty] | 99164 | 99164 | WA | NWPP | 2018 | 118.3333
[13 empty] | 99166 | 99166 | WA | NWPP | 2018 | 118.3333
[13 empty] | 99167 | 99167 | WA | NWPP | 2018 | 118.3333
[13 empty] | 99169 | 99169 | WA | NWPP | 2018 | 118.3333
[13 empty] | 99170 | 99170 | WA | NWPP | 2018 | 118.3333
[13 empty] | 99171 | 99171 | WA | NWPP | 2018 | 118.3333
[13 empty] | 99173 | 99173 | WA | NWPP | 2018 | 118.3333
[13 empty] | 99174 | 99174 | WA | NWPP | 2018 | 118.3333
[13 empty] | 99176 | 99176 | WA | NWPP | 2018 | 118.3333
[13 empty] | 99179 | 99179 | WA | NWPP | 2018 | 118.3333
[13 empty] | 99180 | 99180 | WA | NWPP | 2018 | 118.3333
[13 empty] | 99181 | 99181 | WA | NWPP | 2018 | 118.3333
[13 empty] | 99185 | 99185 | WA | NWPP | 2018 | 118.3333
[13 empty] | 99201 | 99201 | WA | NWPP | 2018 | 118.3333
[13 empty] | 99202 | 99202 | WA | NWPP | 2018 | 118.3333
[13 empty] | 99203 | 99203 | WA | NWPP | 2018 | 118.3333
[13 empty] | 99204 | 99204 | WA | NWPP | 2018 | 118.3333
[13 empty] | 99205 | 99205 | WA | NWPP | 2018 | 118.3333
[13 empty] | 99206 | 99206 | WA | NWPP | 2018 | 118.3333
[13 empty] | 99207 | 99207 | WA | NWPP | 2018 | 118.3333
[13 empty] | 99208 | 99208 | WA | NWPP | 2018 | 118.3333
[13 empty] | 99209 | 99209 | WA | NWPP | 2018 | 118.3333
[13 empty] | 99210 | 99210 | WA | NWPP | 2018 | 118.3333
[13 empty] | 99211 | 99211 | WA | NWPP | 2018 | 118.3333
[13 empty] | 99212 | 99212 | WA | NWPP | 2018 | 118.3333
[13 empty] | 99213 | 99213 | WA | NWPP | 2018 | 118.3333
[13 empty] | 99214 | 99214 | WA | NWPP | 2018 | 118.3333
[13 empty] | 99215 | 99215 | WA | NWPP | 2018 | 118.3333
[13 empty] | 99216 | 99216 | WA | NWPP | 2018 | 118.3333
[13 empty] | 99217 | 99217 | WA | NWPP | 2018 | 118.3333
[13 empty] | 99218 | 99218 | WA | NWPP | 2018 | 118.3333
[13 empty] | 99219 | 99219 | WA | NWPP | 2018 | 118.3333
[13 empty] | 99220 | 99220 | WA | NWPP | 2018 | 118.3333
[13 empty] | 99223 | 99223 | WA | NWPP | 2018 | 118.3333
[13 empty] | 99224 | 99224 | WA | NWPP | 2018 | 118.3333
[13 empty] | 99228 | 99228 | WA | NWPP | 2018 | 118.3333
[13 empty] | 99251 | 99251 | WA | NWPP | 2018 | 118.3333
[13 empty] | 99252 | 99252 | WA | NWPP | 2018 | 118.3333
[13 empty] | 99256 | 99256 | WA | NWPP | 2018 | 118.3333
[13 empty] | 99258 | 99258 | WA | NWPP | 2018 | 118.3333
[13 empty] | 99260 | 99260 | WA | NWPP | 2018 | 118.3333
[13 empty] | 99299 | 99299 | WA | NWPP | 2018 | 118.3333
[13 empty] | 99301 | 99301 | WA | NWPP | 2018 | 118.3333
[13 empty] | 99302 | 99302 | WA | NWPP | 2018 | 118.3333
[13 empty] | 99320 | 99320 | WA | NWPP | 2018 | 118.3333
[13 empty] | 99321 | 99321 | WA | NWPP | 2018 | 118.3333
[13 empty] | 99322 | 99322 | WA | NWPP | 2018 | 118.3333
[13 empty] | 99323 | 99323 | WA | NWPP | 2018 | 118.3333
[13 empty] | 99324 | 99324 | WA | NWPP | 2018 | 118.3333
[13 empty] | 99326 | 99326 | WA | NWPP | 2018 | 118.3333
[13 empty] | 99328 | 99328 | WA | NWPP | 2018 | 118.3333
[13 empty] | 99329 | 99329 | WA | NWPP | 2018 | 118.3333
[13 empty] | 99330 | 99330 | WA | NWPP | 2018 | 118.3333
[13 empty] | 99333 | 99333 | WA | NWPP | 2018 | 118.3333
[13 empty] | 99335 | 99335 | WA | NWPP | 2018 | 118.3333
[13 empty] | 99336 | 99336 | WA | NWPP | 2018 | 118.3333
[13 empty] | 99337 | 99337 | WA | NWPP | 2018 | 118.3333
[13 empty] | 99338 | 99338 | WA | NWPP | 2018 | 118.3333
[13 empty] | 99341 | 99341 | WA | NWPP | 2018 | 118.3333
[13 empty] | 99343 | 99343 | WA | NWPP | 2018 | 118.3333
[13 empty] | 99344 | 99344 | WA | NWPP | 2018 | 118.3333
[13 empty] | 99345 | 99345 | WA | NWPP | 2018 | 118.3333
[13 empty] | 99346 | 99346 | WA | NWPP | 2018 | 118.3333
[13 empty] | 99347 | 99347 | WA | NWPP | 2018 | 118.3333
[13 empty] | 99348 | 99348 | WA | NWPP | 2018 | 118.3333
[13 empty] | 99349 | 99349 | WA | NWPP | 2018 | 118.3333
[13 empty] | 99350 | 99350 | WA | NWPP | 2018 | 118.3333
[13 empty] | 99352 | 99352 | WA | NWPP | 2018 | 118.3333
[13 empty] | 99353 | 99353 | WA | NWPP | 2018 | 118.3333
[13 empty] | 99354 | 99354 | WA | NWPP | 2018 | 118.3333
[13 empty] | 99356 | 99356 | WA | NWPP | 2018 | 118.3333
[13 empty] | 99357 | 99357 | WA | NWPP | 2018 | 118.3333
[13 empty] | 99359 | 99359 | WA | NWPP | 2018 | 118.3333
[13 empty] | 99360 | 99360 | WA | NWPP | 2018 | 118.3333
[13 empty] | 99361 | 99361 | WA | NWPP | 2018 | 118.3333
[13 empty] | 99362 | 99362 | WA | NWPP | 2018 | 118.3333
[13 empty] | 99363 | 99363 | WA | NWPP | 2018 | 118.3333
[13 empty] | 99371 | 99371 | WA | NWPP | 2018 | 118.3333
[13 empty] | 99401 | 99401 | WA | NWPP | 2018 | 118.3333
[13 empty] | 99402 | 99402 | WA | NWPP | 2018 | 118.3333
[13 empty] | 99403 | 99403 | WA | NWPP | 2018 | 118.3333
[13 empty] | 99501 | 99501 | AK | AKGD | 2018 | 118.3333
[13 empty] | 99502 | 99502 | AK | AKGD | 2018 | 118.3333
[13 empty] | 99503 | 99503 | AK | AKGD | 2018 | 118.3333
[13 empty] | 99504 | 99504 | AK | AKGD | 2018 | 118.3333
[13 empty] | 99505 | 99505 | AK | AKGD | 2018 | 118.3333
[13 empty] | 99506 | 99506 | AK | AKGD | 2018 | 118.3333
[13 empty] | 99507 | 99507 | AK | AKGD | 2018 | 118.3333
[13 empty] | 99508 | 99508 | AK | AKGD | 2018 | 118.3333
[13 empty] | 99509 | 99509 | AK | AKGD | 2018 | 118.3333
[13 empty] | 99510 | 99510 | AK | AKGD | 2018 | 118.3333
[13 empty] | 99511 | 99511 | AK | AKGD | 2018 | 118.3333
[13 empty] | 99513 | 99513 | AK | AKGD | 2018 | 118.3333
[13 empty] | 99514 | 99514 | AK | AKGD | 2018 | 118.3333
[13 empty] | 99515 | 99515 | AK | AKGD | 2018 | 118.3333
[13 empty] | 99516 | 99516 | AK | AKGD | 2018 | 118.3333
[13 empty] | 99517 | 99517 | AK | AKGD | 2018 | 118.3333
[13 empty] | 99518 | 99518 | AK | AKGD | 2018 | 118.3333
[13 empty] | 99519 | 99519 | AK | AKGD | 2018 | 118.3333
[13 empty] | 99520 | 99520 | AK | AKGD | 2018 | 118.3333
[13 empty] | 99521 | 99521 | AK | AKGD | 2018 | 118.3333
[13 empty] | 99522 | 99522 | AK | AKGD | 2018 | 118.3333
[13 empty] | 99523 | 99523 | AK | AKGD | 2018 | 118.3333
[13 empty] | 99524 | 99524 | AK | AKGD | 2018 | 118.3333
[13 empty] | 99529 | 99529 | AK | AKGD | 2018 | 118.3333
[13 empty] | 99530 | 99530 | AK | AKGD | 2018 | 118.3333
[13 empty] | 99540 | 99540 | AK | AKGD | 2018 | 118.3333
[13 empty] | 99545 | 99545 | AK | AKMS | 2018 | 118.3333
[13 empty] | 99546 | 99546 | AK | AKMS | 2018 | 118.3333
[13 empty] | 99547 | 99547 | AK | AKMS | 2018 | 118.3333
[13 empty] | 99548 | 99548 | AK | AKMS | 2018 | 118.3333
[13 empty] | 99550 | 99550 | AK | AKMS | 2018 | 118.3333
[13 empty] | 99553 | 99553 | AK | AKMS | 2018 | 118.3333
[13 empty] | 99554 | 99554 | AK | AKMS | 2018 | 118.3333
[13 empty] | 99556 | 99556 | AK | AKGD | 2018 | 118.3333
[13 empty] | 99557 | 99557 | AK | AKMS | 2018 | 118.3333
[13 empty] | 99558 | 99558 | AK | AKMS | 2018 | 118.3333
[13 empty] | 99559 | 99559 | AK | AKMS | 2018 | 118.3333
[13 empty] | 99561 | 99561 | AK | AKMS | 2018 | 118.3333
[13 empty] | 99563 | 99563 | AK | AKMS | 2018 | 118.3333
[13 empty] | 99566 | 99566 | AK | AKMS | 2018 | 118.3333
[13 empty] | 99567 | 99567 | AK | AKGD | 2018 | 118.3333
[13 empty] | 99568 | 99568 | AK | AKGD | 2018 | 118.3333
[13 empty] | 99571 | 99571 | AK | AKMS | 2018 | 118.3333
[13 empty] | 99572 | 99572 | AK | AKGD | 2018 | 118.3333
[13 empty] | 99573 | 99573 | AK | AKMS | 2018 | 118.3333
[13 empty] | 99574 | 99574 | AK | AKMS | 2018 | 118.3333
[13 empty] | 99575 | 99575 | AK | AKMS | 2018 | 118.3333
[13 empty] | 99576 | 99576 | AK | AKMS | 2018 | 118.3333
[13 empty] | 99577 | 99577 | AK | AKGD | 2018 | 118.3333
[13 empty] | 99578 | 99578 | AK | AKMS | 2018 | 118.3333
[13 empty] | 99579 | 99579 | AK | AKMS | 2018 | 118.3333
[13 empty] | 99580 | 99580 | AK | AKMS | 2018 | 118.3333
[13 empty] | 99581 | 99581 | AK | AKMS | 2018 | 118.3333
[13 empty] | 99583 | 99583 | AK | AKMS | 2018 | 118.3333
[13 empty] | 99585 | 99585 | AK | AKMS | 2018 | 118.3333
[13 empty] | 99586 | 99586 | AK | AKMS | 2018 | 118.3333
[13 empty] | 99587 | 99587 | AK | AKGD | 2018 | 118.3333
[13 empty] | 99588 | 99588 | AK | AKMS | 2018 | 118.3333
[13 empty] | 99589 | 99589 | AK | AKMS | 2018 | 118.3333
[13 empty] | 99590 | 99590 | AK | AKMS | 2018 | 118.3333
[13 empty] | 99591 | 99591 | AK | AKMS | 2018 | 118.3333
[13 empty] | 99599 | 99599 | AK | AKGD | 2018 | 118.3333
[13 empty] | 99602 | 99602 | AK | AKMS | 2018 | 118.3333
[13 empty] | 99603 | 99603 | AK | AKGD | 2018 | 118.3333
[13 empty] | 99604 | 99604 | AK | AKMS | 2018 | 118.3333
[13 empty] | 99605 | 99605 | AK | AKGD | 2018 | 118.3333
[13 empty] | 99606 | 99606 | AK | AKMS | 2018 | 118.3333
[13 empty] | 99608 | 99608 | AK | AKMS | 2018 | 118.3333
[13 empty] | 99609 | 99609 | AK | AKMS | 2018 | 118.3333
[13 empty] | 99610 | 99610 | AK | AKGD | 2018 | 118.3333
[13 empty] | 99611 | 99611 | AK | AKGD | 2018 | 118.3333
[13 empty] | 99612 | 99612 | AK | AKMS | 2018 | 118.3333
[13 empty] | 99613 | 99613 | AK | AKMS | 2018 | 118.3333
[13 empty] | 99615 | 99615 | AK | AKMS | 2018 | 118.3333
[13 empty] | 99619 | 99619 | AK | AKMS | 2018 | 118.3333
[13 empty] | 99620 | 99620 | AK | AKMS | 2018 | 118.3333
[13 empty] | 99621 | 99621 | AK | AKMS | 2018 | 118.3333
[13 empty] | 99622 | 99622 | AK | AKMS | 2018 | 118.3333
[13 empty] | 99623 | 99623 | AK | AKGD | 2018 | 118.3333
[13 empty] | 99624 | 99624 | AK | AKMS | 2018 | 118.3333
[13 empty] | 99625 | 99625 | AK | AKMS | 2018 | 118.3333
[13 empty] | 99627 | 99627 | AK | AKMS | 2018 | 118.3333
[13 empty] | 99628 | 99628 | AK | AKMS | 2018 | 118.3333
[13 empty] | 99629 | 99629 | AK | AKGD | 2018 | 118.3333
[13 empty] | 99630 | 99630 | AK | AKMS | 2018 | 118.3333
[13 empty] | 99631 | 99631 | AK | AKGD | 2018 | 118.3333
[13 empty] | 99632 | 99632 | AK | AKMS | 2018 | 118.3333
[13 empty] | 99633 | 99633 | AK | AKMS | 2018 | 118.3333
[13 empty] | 99635 | 99635 | AK | AKGD | 2018 | 118.3333
[13 empty] | 99636 | 99636 | AK | AKMS | 2018 | 118.3333
[13 empty] | 99637 | 99637 | AK | AKMS | 2018 | 118.3333
[13 empty] | 99638 | 99638 | AK | AKMS | 2018 | 118.3333
[13 empty] | 99639 | 99639 | AK | AKGD | 2018 | 118.3333
[13 empty] | 99640 | 99640 | AK | AKMS | 2018 | 118.3333
[13 empty] | 99641 | 99641 | AK | AKMS | 2018 | 118.3333
[13 empty] | 99643 | 99643 | AK | AKMS | 2018 | 118.3333
[13 empty] | 99644 | 99644 | AK | AKMS | 2018 | 118.3333
[13 empty] | 99645 | 99645 | AK | AKGD | 2018 | 118.3333
[13 empty] | 99647 | 99647 | AK | AKMS | 2018 | 118.3333
[13 empty] | 99648 | 99648 | AK | AKMS | 2018 | 118.3333
[13 empty] | 99650 | 99650 | AK | AKMS | 2018 | 118.3333
[13 empty] | 99651 | 99651 | AK | AKMS | 2018 | 118.3333
[13 empty] | 99652 | 99652 | AK | AKGD | 2018 | 118.3333
[13 empty] | 99653 | 99653 | AK | AKMS | 2018 | 118.3333
[13 empty] | 99654 | 99654 | AK | AKGD | 2018 | 118.3333
[13 empty] | 99655 | 99655 | AK | AKMS | 2018 | 118.3333
[13 empty] | 99656 | 99656 | AK | AKMS | 2018 | 118.3333
[13 empty] | 99657 | 99657 | AK | AKMS | 2018 | 118.3333
[13 empty] | 99658 | 99658 | AK | AKMS | 2018 | 118.3333
[13 empty] | 99659 | 99659 | AK | AKMS | 2018 | 118.3333
[13 empty] | 99660 | 99660 | AK | AKMS | 2018 | 118.3333
[13 empty] | 99661 | 99661 | AK | AKMS | 2018 | 118.3333
[13 empty] | 99662 | 99662 | AK | AKMS | 2018 | 118.3333
[13 empty] | 99663 | 99663 | AK | AKGD | 2018 | 118.3333
[13 empty] | 99664 | 99664 | AK | AKGD | 2018 | 118.3333
[13 empty] | 99665 | 99665 | AK | AKMS | 2018 | 118.3333
[13 empty] | 99666 | 99666 | AK | AKMS | 2018 | 118.3333
[13 empty] | 99667 | 99667 | AK | AKGD | 2018 | 118.3333
[13 empty] | 99668 | 99668 | AK | AKMS | 2018 | 118.3333
[13 empty] | 99669 | 99669 | AK | AKGD | 2018 | 118.3333
[13 empty] | 99670 | 99670 | AK | AKMS | 2018 | 118.3333
[13 empty] | 99672 | 99672 | AK | AKGD | 2018 | 118.3333
[13 empty] | 99674 | 99674 | AK | AKGD | 2018 | 118.3333
[13 empty] | 99675 | 99675 | AK | AKMS | 2018 | 118.3333
[13 empty] | 99676 | 99676 | AK | AKGD | 2018 | 118.3333
[13 empty] | 99677 | 99677 | AK | AKMS | 2018 | 118.3333
[13 empty] | 99678 | 99678 | AK | AKMS | 2018 | 118.3333
[13 empty] | 99680 | 99680 | AK | AKMS | 2018 | 118.3333
[13 empty] | 99682 | 99682 | AK | AKGD | 2018 | 118.3333
[13 empty] | 99683 | 99683 | AK | AKGD | 2018 | 118.3333
[13 empty] | 99684 | 99684 | AK | AKMS | 2018 | 118.3333
[13 empty] | 99685 | 99685 | AK | AKMS | 2018 | 118.3333
[13 empty] | 99686 | 99686 | AK | AKMS | 2018 | 118.3333
[13 empty] | 99687 | 99687 | AK | AKGD | 2018 | 118.3333
[13 empty] | 99688 | 99688 | AK | AKGD | 2018 | 118.3333
[13 empty] | 99689 | 99689 | AK | AKMS | 2018 | 118.3333
[13 empty] | 99690 | 99690 | AK | AKMS | 2018 | 118.3333
[13 empty] | 99693 | 99693 | AK | AKMS | 2018 | 118.3333
[13 empty] | 99694 | 99694 | AK | AKGD | 2018 | 118.3333
[13 empty] | 99695 | 99695 | AK | AKGD | 2018 | 118.3333
[13 empty] | 99697 | 99697 | AK | AKMS | 2018 | 118.3333
[13 empty] | 99701 | 99701 | AK | AKGD | 2018 | 118.3333
[13 empty] | 99702 | 99702 | AK | AKGD | 2018 | 118.3333
[13 empty] | 99703 | 99703 | AK | AKGD | 2018 | 118.3333
[13 empty] | 99704 | 99704 | AK | AKGD | 2018 | 118.3333
[13 empty] | 99705 | 99705 | AK | AKGD | 2018 | 118.3333
[13 empty] | 99706 | 99706 | AK | AKGD | 2018 | 118.3333
[13 empty] | 99707 | 99707 | AK | AKGD | 2018 | 118.3333
[13 empty] | 99708 | 99708 | AK | AKGD | 2018 | 118.3333
[13 empty] | 99709 | 99709 | AK | AKGD | 2018 | 118.3333
[13 empty] | 99710 | 99710 | AK | AKGD | 2018 | 118.3333
[13 empty] | 99711 | 99711 | AK | AKGD | 2018 | 118.3333
[13 empty] | 99712 | 99712 | AK | AKGD | 2018 | 118.3333
[13 empty] | 99714 | 99714 | AK | AKGD | 2018 | 118.3333
[13 empty] | 99716 | 99716 | AK | AKGD | 2018 | 118.3333
[13 empty] | 99720 | 99720 | AK | AKMS | 2018 | 118.3333
[13 empty] | 99721 | 99721 | AK | AKMS | 2018 | 118.3333
[13 empty] | 99723 | 99723 | AK | AKMS | 2018 | 118.3333
[13 empty] | 99725 | 99725 | AK | AKGD | 2018 | 118.3333
[13 empty] | 99726 | 99726 | AK | AKMS | 2018 | 118.3333
[13 empty] | 99727 | 99727 | AK | AKMS | 2018 | 118.3333
[13 empty] | 99729 | 99729 | AK | AKGD | 2018 | 118.3333
[13 empty] | 99730 | 99730 | AK | AKMS | 2018 | 118.3333
[13 empty] | 99731 | 99731 | AK | AKGD | 2018 | 118.3333
[13 empty] | 99732 | 99732 | AK | AKGD | 2018 | 118.3333
[13 empty] | 99736 | 99736 | AK | AKMS | 2018 | 118.3333
[13 empty] | 99737 | 99737 | AK | AKGD | 2018 | 118.3333
[13 empty] | 99738 | 99738 | AK | AKMS | 2018 | 118.3333
[13 empty] | 99739 | 99739 | AK | AKMS | 2018 | 118.3333
[13 empty] | 99740 | 99740 | AK | AKMS | 2018 | 118.3333
[13 empty] | 99741 | 99741 | AK | AKMS | 2018 | 118.3333
[13 empty] | 99742 | 99742 | AK | AKMS | 2018 | 118.3333
[13 empty] | 99743 | 99743 | AK | AKGD | 2018 | 118.3333
[13 empty] | 99744 | 99744 | AK | AKGD | 2018 | 118.3333
[13 empty] | 99745 | 99745 | AK | AKMS | 2018 | 118.3333
[13 empty] | 99747 | 99747 | AK | AKMS | 2018 | 118.3333
[13 empty] | 99748 | 99748 | AK | AKMS | 2018 | 118.3333
[13 empty] | 99749 | 99749 | AK | AKMS | 2018 | 118.3333
[13 empty] | 99750 | 99750 | AK | AKMS | 2018 | 118.3333
[13 empty] | 99751 | 99751 | AK | AKMS | 2018 | 118.3333
[13 empty] | 99752 | 99752 | AK | AKMS | 2018 | 118.3333
[13 empty] | 99753 | 99753 | AK | AKMS | 2018 | 118.3333
[13 empty] | 99754 | 99754 | AK | AKMS | 2018 | 118.3333
[13 empty] | 99755 | 99755 | AK | AKGD | 2018 | 118.3333
[13 empty] | 99756 | 99756 | AK | AKMS | 2018 | 118.3333
[13 empty] | 99757 | 99757 | AK | AKGD | 2018 | 118.3333
[13 empty] | 99758 | 99758 | AK | AKMS | 2018 | 118.3333
[13 empty] | 99759 | 99759 | AK | AKMS | 2018 | 118.3333
[13 empty] | 99760 | 99760 | AK | AKGD | 2018 | 118.3333
[13 empty] | 99761 | 99761 | AK | AKMS | 2018 | 118.3333
[13 empty] | 99762 | 99762 | AK | AKMS | 2018 | 118.3333
[13 empty] | 99763 | 99763 | AK | AKMS | 2018 | 118.3333
[13 empty] | 99764 | 99764 | AK | AKMS | 2018 | 118.3333
[13 empty] | 99765 | 99765 | AK | AKMS | 2018 | 118.3333
[13 empty] | 99766 | 99766 | AK | AKMS | 2018 | 118.3333
[13 empty] | 99767 | 99767 | AK | AKMS | 2018 | 118.3333
[13 empty] | 99769 | 99769 | AK | AKMS | 2018 | 118.3333
[13 empty] | 99770 | 99770 | AK | AKMS | 2018 | 118.3333
[13 empty] | 99771 | 99771 | AK | AKMS | 2018 | 118.3333
[13 empty] | 99772 | 99772 | AK | AKMS | 2018 | 118.3333
[13 empty] | 99773 | 99773 | AK | AKMS | 2018 | 118.3333
[13 empty] | 99775 | 99775 | AK | AKGD | 2018 | 118.3333
[13 empty] | 99776 | 99776 | AK | AKMS | 2018 | 118.3333
[13 empty] | 99777 | 99777 | AK | AKMS | 2018 | 118.3333
[13 empty] | 99778 | 99778 | AK | AKMS | 2018 | 118.3333
[13 empty] | 99780 | 99780 | AK | AKGD | 2018 | 118.3333
[13 empty] | 99782 | 99782 | AK | AKMS | 2018 | 118.3333
[13 empty] | 99783 | 99783 | AK | AKMS | 2018 | 118.3333
[13 empty] | 99784 | 99784 | AK | AKMS | 2018 | 118.3333
[13 empty] | 99785 | 99785 | AK | AKMS | 2018 | 118.3333
[13 empty] | 99786 | 99786 | AK | AKMS | 2018 | 118.3333
[13 empty] | 99789 | 99789 | AK | AKMS | 2018 | 118.3333
[13 empty] | 99790 | 99790 | AK | AKGD | 2018 | 118.3333
[13 empty] | 99791 | 99791 | AK | AKMS | 2018 | 118.3333
[13 empty] | 99801 | 99801 | AK | AKMS | 3272.6667 | 7
[13 empty] | 99802 | 99802 | AK | AKMS | 3272.6667 | 7
[13 empty] | 99803 | 99803 | AK | AKMS | 3272.6667 | 7
[13 empty] | 99811 | 99811 | AK | AKMS | 3272.6667 | 7
[13 empty] | 99812 | 99812 | AK | AKMS | 3272.6667 | 7
[13 empty] | 99820 | 99820 | AK | AKMS | 3272.6667 | 7
[13 empty] | 99821 | 99821 | AK | AKMS | 3272.6667 | 7
[13 empty] | 99824 | 99824 | AK | AKMS | 3272.6667 | 7
[13 empty] | 99825 | 99825 | AK | AKMS | 3272.6667 | 7
[13 empty] | 99826 | 99826 | AK | AKMS | 3272.6667 | 7
[13 empty] | 99827 | 99827 | AK | AKMS | 3272.6667 | 7
[13 empty] | 99829 | 99829 | AK | AKMS | 3272.6667 | 7
[13 empty] | 99830 | 99830 | AK | AKMS | 3272.6667 | 7
[13 empty] | 99832 | 99832 | AK | AKMS | 3272.6667 | 7
[13 empty] | 99833 | 99833 | AK | AKMS | 3272.6667 | 7
[13 empty] | 99835 | 99835 | AK | AKMS | 3272.6667 | 7
[13 empty] | 99836 | 99836 | AK | AKMS | 3272.6667 | 7
[13 empty] | 99840 | 99840 | AK | AKMS | 3272.6667 | 7
[13 empty] | 99841 | 99841 | AK | AKMS | 3272.6667 | 7
[13 empty] | 99850 | 99850 | AK | AKMS | 3272.6667 | 7
[13 empty] | 99901 | 99901 | AK | AKMS | 3272.6667 | 7
[13 empty] | 99903 | 99903 | AK | AKMS | 3272.6667 | 7
[13 empty] | 99918 | 99918 | AK | AKMS | 3272.6667 | 7
[13 empty] | 99919 | 99919 | AK | AKMS | 3272.6667 | 7
[13 empty] | 99921 | 99921 | AK | AKMS | 3272.6667 | 7
[13 empty] | 99922 | 99922 | AK | AKMS | 3272.6667 | 7
[13 empty] | 99923 | 99923 | AK | AKMS | 3272.6667 | 7
[13 empty] | 99925 | 99925 | AK | AKMS | 3272.6667 | 7
[13 empty] | 99926 | 99926 | AK | AKMS | 3272.6667 | 7
[13 empty] | 99927 | 99927 | AK | AKMS | 3272.6667 | 7
[13 empty] | 99928 | 99928 | AK | AKMS | 3272.6667 | 7
[13 empty] | 99929 | 99929 | AK | AKMS | 3272.6667 | 7
[13 empty] | 99950 | 99950 | AK | AKMS | 3272.6667 | 7

## logic network systems (hidden)
is space heating/cooling/hot water provided onsite?
| No | [7 empty] | Yes
| do you know the distribution losses? |  |  |  | do you know the generation mix? |  |  |  | What is the main fuel type?
no |  | yes |  | No |  | Yes |  |  | do you know the generation efficiency?
default distribution loss |  | enter actual distribution loss |  |  |  | enter fuel, efficiency & % contribution |  | No |  | Yes
|  |  |  | default efficiency |  | calculated efficiency |  | default efficiency based on fuel type & heat generator |  | enter efficiency
|  |  |  | default CO2 emission factor |  | calculated CO2 emision factor
|  |  | For each generation source | source 1 | source 2 | source 3 | source 4 | source 5 | source 6 | source 6
|  |  | Generator type? | heat pump | gas boiler | renewable heat
|  |  | heat/cooling generation efficiency | 2.5 | 0.9 | 1
|  |  | Fuel type? | electricity | natural gas | renewable heat
|  |  | % of annual heat generated | 75% | 15% | 8%
Please ensure heat/cooling from all sources = 100%

## Sheet1 (hidden)
is space heating/cooling/hot water provided onsite?
| No | [5 empty] | Yes
| do you know the distribution losses? |  |  | do you know the generation mix? |  |  | What is the main fuel type?
no |  | yes | No |  | Yes |  | do you know the generation efficiency?
default distribution loss |  | enter actual distribution loss |  |  | enter fuel, efficiency & % contribution | No |  | Yes
|  |  | default efficiency |  | calculated efficiency | default efficiency based on fuel type & heat generator |  | enter efficiency
|  |  | default CO2 emission factor |  | calculated CO2 emision factor

## new lighting calculation (hidden)
new
Actual
| What is the % of floorarea fitted with LED lamps? | 0% | 0% |  | 65 |  | LED lamp
| What % of LED lamps are fitted with local controls which increase power input as the light output reduces over time? | 0% |  | 15% | 65 | 0 | LED with power input controls
| What is the % of floorarea fitted with compact flourescent lamps? | 0% | 0% |  | 15.6522 | 0 | Compact fluorescent lamp with diffuser
| What is the % of compact flourescent lamps have diffusers or shades fitted? | 0% | 0% |  | 26.087 | 0 | Compact fluorescent lamp without diffuser
| What is the % of floorarea fitted with tungsten halogen lamps? | 0% | 0% |  | 3.913 | 0 | Tungsten halogen lamp with diffuser
| What is the % of tungsten halogen lamps have diffusers or shades fitted? | 0% | 0% |  | 7.1739 | 0 | Tungsten halogen lamp without diffuser
| What is the % of floorarea fitted with incandescent lamps? | 0% | 0% |  | 2.6087 | 0 | Incandescent lamp lamp with diffuser
| What is the % of incandescent lamps have diffusers or shades fitted? | 0% | 0% |  | 4.3478 | 0 | Incandescent lamp lamp without diffuser
| What is the % of floorarea fitted with T12 fluorescent tubes? | 0% | 0% |  | 22.6087 | 0 | T12 fluorescent tube lamp with diffuser
| What is the % of T12 fluorescent tubes have diffusers or shades fitted? | 0% | 0% |  | 36.7391 | 0 | T12 fluorescent tube lamp without diffuser
| What is the % of floorarea fitted with T8 fluorescent tubes? | 0% | 0% |  | 24.3478 | 0 | T8 fluorescent tube lamp with diffuser
| What is the % of T8 fluorescent tubes have diffusers or shades fitted? | 0% | 0% |  | 39.5652 | 0 | T8 fluorescent tube lamp without diffuser
| What is the % of floorarea fitted with T5 fluorescent tubes? | 0% | 0% |  | 34.7826 | 0 | T5 fluorescent tube lamp with diffuser
| What is the % of T5 fluorescent tubes have diffusers or shades fitted? | 0% | 0% |  | 52.1739 | 0 | T5 fluorescent tube lamp without diffuser
| What is % of fluorsecent tubes are fitted with local controls which increase power input as light output reduce over time? | 0% |  | 8% |  | 0 | all fluorescent tubes with power input controls
| What is % of fluorsecent tubes are fitted with high frequency ballasts? | 0% |  | 20% |  | 0 | all fluorescent tubes with power input controls and high frequency ballasts
| What is the % of floorarea fitted with metal halide lamps? | 0% | 0% |  | 29.5652 | 0 | Metal halide lamp with diffuser
| What is the % of metal halide lamps have diffusers or shades fitted? | 0% | 0% |  | 51.7391 | 0 | Metal halide lamp without diffuser
[6 empty] | 0 | Average efficacy
| What % of floor area is daylit | 0%
| What % of daylit space is fitted with dimmable photoelectric controls? | 0% | 0% | 15% | 0%
| What % of daylit space is fitted with photoelectric switching controls? | 0% | 0% | 25% | 0%
| What % of the floor area is occassionally occupied | 0%
| What % of occasionally occupied space is fitted with auto off (manual on) presence detection? | 0% | 0% | 15% | 0%
| What % of occasionally occupied space is fitted with auto on (manual off) presence detection? | 0% | 0% | 10% | 0%
[6 empty] | 0% | % control savings
[6 empty] | 0 | Average efficacy including control savings
Standard
| What is the % of floorarea fitted with LED lamps? | 0% | 0% |  | 65 |  | LED lamp
| What % of LED lamps are fitted with local controls which increase power input as the light output reduces over time? | 0% |  | 15% | 65 | 0 | LED with power input controls
| What is the % of floorarea fitted with compact flourescent lamps? | 0% | 0% |  | 15.6522 | 0 | Compact fluorescent lamp with diffuser
| What is the % of compact flourescent lamps have diffusers or shades fitted? | 0% | 0% |  | 26.087 | 0 | Compact fluorescent lamp without diffuser
| What is the % of floorarea fitted with tungsten halogen lamps? | 0% | 0% |  | 3.913 | 0 | Tungsten halogen lamp with diffuser
| What is the % of tungsten halogen lamps have diffusers or shades fitted? | 0% | 0% |  | 7.1739 | 0 | Tungsten halogen lamp without diffuser
| What is the % of floorarea fitted with incandescent lamps? | 0% | 0% |  | 2.6087 | 0 | Incandescent lamp lamp with diffuser
| What is the % of incandescent lamps have diffusers or shades fitted? | 0% | 0% |  | 4.3478 | 0 | Incandescent lamp lamp without diffuser
| What is the % of floorarea fitted with T12 fluorescent tubes? | 0% | 0% |  | 22.6087 | 0 | T12 fluorescent tube lamp with diffuser
| What is the % of T12 fluorescent tubes have diffusers or shades fitted? | 0% | 0% |  | 36.7391 | 0 | T12 fluorescent tube lamp without diffuser
| What is the % of floorarea fitted with T8 fluorescent tubes? | 100% | 50% |  | 24.3478 | 12.1739 | T8 fluorescent tube lamp with diffuser
| What is the % of T8 fluorescent tubes have diffusers or shades fitted? | 50% | 50% |  | 39.5652 | 19.7826 | T8 fluorescent tube lamp without diffuser
| What is the % of floorarea fitted with T5 fluorescent tubes? | 0% | 0% |  | 34.7826 | 0 | T5 fluorescent tube lamp with diffuser
| What is the % of T5 fluorescent tubes have diffusers or shades fitted? | 0% | 0% |  | 52.1739 | 0 | T5 fluorescent tube lamp without diffuser
| What is % of fluorsecent tubes are fitted with local controls which increase power input as light output reduce over time? | 0% |  | 8% |  | 34.513 | all fluorescent tubes with power input controls
| What is % of fluorsecent tubes are fitted with high frequency ballasts? | 0% |  | 20% |  | 34.513 | all fluorescent tubes with power input controls and high frequency ballasts
| What is the % of floorarea fitted with metal halide lamps? | 0% | 0% |  | 29.5652 | 0 | Metal halide lamp with diffuser
| What is the % of metal halide lamps have diffusers or shades fitted? | 0% | 0% |  | 51.7391 | 0 | Metal halide lamp without diffuser
[6 empty] | 34.513 | Average efficacy
| What % of floor area is daylit | 0%
| What % of daylit space is fitted with dimmable photoelectric controls? | 0% | 0% | 15% | 0%
| What % of daylit space is fitted with photoelectric switching controls? | 0% | 0% | 25% | 0%
| What % of the floor area is occassionally occupied | 0%
| What % of occasionally occupied space is fitted with auto off (manual on) presence detection? | 0% | 0% | 15% | 0%
| What % of occasionally occupied space is fitted with auto on (manual off) presence detection? | 0% | 0% | 10% | 0%
[6 empty] | 0% | % control savings
[6 empty] | 34.513 | Average efficacy including control savings
Best Practice
| What is the % of floorarea fitted with LED lamps? | 100% | 100% |  | 65 |  | LED lamp
| What % of LED lamps are fitted with local controls which increase power input as the light output reduces over time? | 100% |  | 15% | 74.75 | 74.75 | LED with power input controls
| What is the % of floorarea fitted with compact flourescent lamps? | 0% | 0% |  | 15.6522 | 0 | Compact fluorescent lamp with diffuser
| What is the % of compact flourescent lamps have diffusers or shades fitted? | 0% | 0% |  | 26.087 | 0 | Compact fluorescent lamp without diffuser
| What is the % of floorarea fitted with tungsten halogen lamps? | 0% | 0% |  | 3.913 | 0 | Tungsten halogen lamp with diffuser
| What is the % of tungsten halogen lamps have diffusers or shades fitted? | 0% | 0% |  | 7.1739 | 0 | Tungsten halogen lamp without diffuser
| What is the % of floorarea fitted with incandescent lamps? | 0% | 0% |  | 2.6087 | 0 | Incandescent lamp lamp with diffuser
| What is the % of incandescent lamps have diffusers or shades fitted? | 0% | 0% |  | 4.3478 | 0 | Incandescent lamp lamp without diffuser
| What is the % of floorarea fitted with T12 fluorescent tubes? | 0% | 0% |  | 22.6087 | 0 | T12 fluorescent tube lamp with diffuser
| What is the % of T12 fluorescent tubes have diffusers or shades fitted? | 0% | 0% |  | 36.7391 | 0 | T12 fluorescent tube lamp without diffuser
| What is the % of floorarea fitted with T8 fluorescent tubes? | 0% | 0% |  | 24.3478 | 0 | T8 fluorescent tube lamp with diffuser
| What is the % of T8 fluorescent tubes have diffusers or shades fitted? | 0% | 0% |  | 39.5652 | 0 | T8 fluorescent tube lamp without diffuser
| What is the % of floorarea fitted with T5 fluorescent tubes? | 0% | 0% |  | 34.7826 | 0 | T5 fluorescent tube lamp with diffuser
| What is the % of T5 fluorescent tubes have diffusers or shades fitted? | 0% | 0% |  | 52.1739 | 0 | T5 fluorescent tube lamp without diffuser
| What is % of fluorsecent tubes are fitted with local controls which increase power input as light output reduce over time? | 0% |  | 8% |  | 0 | all fluorescent tubes with power input controls
| What is % of fluorsecent tubes are fitted with high frequency ballasts? | 0% |  | 20% |  | 0 | all fluorescent tubes with power input controls and high frequency ballasts
| What is the % of floorarea fitted with metal halide lamps? | 0% | 0% |  | 29.5652 | 0 | Metal halide lamp with diffuser
| What is the % of metal halide lamps have diffusers or shades fitted? | 0% | 0% |  | 51.7391 | 0 | Metal halide lamp without diffuser
[6 empty] | 74.75 | Average efficacy
| What % of floor area is daylit | 50%
| What % of daylit space is fitted with dimmable photoelectric controls? | 100% | 50% | 15% | 7.5%
| What % of daylit space is fitted with photoelectric switching controls? | 0% | 0% | 25% | 0%
| What % of the floor area is occassionally occupied | 50%
| What % of occasionally occupied space is fitted with auto off (manual on) presence detection? | 100% | 50% | 15% | 7.5%
| What % of occasionally occupied space is fitted with auto on (manual off) presence detection? | 0% | 0% | 10% | 0%
[6 empty] | 15% | % control savings
[6 empty] | 85.9625 | Average efficacy including control savings

## Sheet2 (hidden)
Explicitly calculate heat loss for standard building
% heat loss via wall for standard buidling
relative u-value
relative infilatration loss
heat loss | surface area | u value | relative surface area | to adjust for heat loss | height
0.33*ACHxV |  |  |  |  | width
length
[5 empty] | external area | 500
[5 empty] | internal volume | 500 |  |  | 1
|  |  | Q = | UA | u value | 1
|  |  |  | 0.33Nv | m3/h/m2 @50 Pa | 15 | ACH to
[5 empty] | heat loss through wall | 500
[5 empty] | infiltration heat loss | 123.75
[6 empty] | 623.75 | 80.16% | % fabric loss

## Sheet3 (hidden)
heat loss per m2
surface area/volume
external area per m2
surgae